## Elec Statistics
COMPANY ID | ACCOUNT | ACCOUNT DESCRIPTION | LIFE | SURVIVOR CURVE | WEIGHTED NET SALVAGE
COMPANY 001 | 310 | LAND RIGHTS | - | SQ | 0
COMPANY 001 | 311 | STRUCTURES AND IMPROVEMENTS | 90 | S0 | (1) - (41)
COMPANY 001 | 312 | BOILER PLANT EQUIPMENT | 50 | R1 | 0 - (44)
COMPANY 001 | 314 | TURBOGENERATOR UNITS | 55 | L0 | (1) - (44)
COMPANY 001 | 315 | ACCESSORY ELECTRIC EQUIPMENT | 95 | R1 | (1) - (44)
COMPANY 001 | 320 | LAND RIGHTS | - | SQ | 0
COMPANY 001 | 321 | STRUCTURES AND IMPROVEMENTS | 100 | R1 | (3) - (11)
COMPANY 001 | 322 | REACTOR PLANT EQUIPMENT | 75 | R1 | (3) - (11)
COMPANY 001 | 323 | TURBOGENERATOR UNITS | 50 | S0 | (3) - (11)
COMPANY 001 | 324 | ACCESSORY ELECTRIC EQUIPMENT | 75 | R1 | (3) - (11)
COMPANY 001 | 330 | LAND RIGHTS | - | SQ | 0
COMPANY 001 | 331 | STRUCTURES AND IMPROVEMENTS | 120 | R2 | (1) - (17)
COMPANY 001 | 332 | RESERVOIRS, DAMS AND WATERWAYS | 120 | R2 | (1) - (17)
COMPANY 001 | 333 | WATER WHEELS, TURBINES AND GENERATORS | 65 | R2 | (2) - (17)
COMPANY 001 | 334 | ACCESSORY ELECTRIC EQUIPMENT | 90 | R1.5 | (1) - (17)
COMPANY 001 | 336 | ROADS, RAILROADS AND BRIDGES | 75 | R3 | (2) - (17)
COMPANY 001 | 341 | STRUCTURES AND IMPROVEMENTS | 60 | S0 | (2) - (10)
COMPANY 001 | 341.01 | STRUCTURES AND IMPROVEMENTS - SOLAR | - | SQ | -5
COMPANY 001 | 342 | FUEL HOLDERS | 50 | R2.5 | (2) - (803)
COMPANY 001 | 343 | PRIME MOVERS | 45 | R0.5 | (2) - (277)
COMPANY 001 | 343.1 | PRIME MOVERS - ROTABLE PARTS | 7 | L1 | 5
COMPANY 001 | 344 | GENERATORS | 50 | R1 | (2) - (10)
COMPANY 001 | 344.01 | GENERATORS - SOLAR | - | SQ | -5
COMPANY 001 | 345 | ACCESSORY ELECTRIC EQUIPMENT | 50 | R0.5 | (2) - (10)
COMPANY 001 | 345.01 | ACCESSORY ELECTRIC EQUIPMENT - SOLAR | - | SQ | -5
COMPANY 001 | 350 | LAND RIGHTS | 70 | R4 | 0
COMPANY 001 | 352 | STRUCTURES AND IMPROVEMENTS | 70 | R3 | -25
COMPANY 001 | 353 | STATION EQUIPMENT | 45 | S0.5 | -15
COMPANY 001 | 354 | TOWERS AND FIXTURES | 60 | R3 | -60
COMPANY 001 | 355 | POLES AND FIXTURES | 45 | S1 | -60
COMPANY 001 | 356 | OVERHEAD CONDUCTORS AND DEVICES | 40 | S1 | -70
COMPANY 001 | 357 | UNDERGROUND CONDUIT | 60 | R4 | 0
COMPANY 001 | 358 | UNDERGROUND CONDUCTORS AND DEVICES | 50 | R2.5 | -5
COMPANY 001 | 359 | ROADS AND TRAILS | 60 | R4 | 0
COMPANY 001 | 360 | LAND RIGHTS | 65 | R4 | 0
COMPANY 001 | 361 | STRUCTURES AND IMPROVEMENTS | 55 | R3 | -25
COMPANY 001 | 362 | STATION EQUIPMENT | 45 | S0 | -20
COMPANY 001 | 364 | POLES, TOWERS AND FIXTURES | 45 | R1 | -50
COMPANY 001 | 365 | OVERHEAD CONDUCTORS AND DEVICES | 40 | R1 | -50
COMPANY 001 | 366 | UNDERGROUND CONDUIT | 45 | S2.5 | 0
COMPANY 001 | 367 | UNDERGROUND CONDUCTORS AND DEVICES | 40 | R2 | -5
COMPANY 001 | 368 | LINE TRANSFORMERS | 40 | R1 | -5
COMPANY 001 | 369 | SERVICES | 50 | R1.5 | -50
COMPANY 001 | 370 | METERS | 20 | R1 | -5
COMPANY 001 | 373 | STREET LIGHTING AND SIGNAL SYSTEMS | 18 | L0.5 | -10
COMPANY 001 | 373 | STREET LIGHTING AND SIGNAL SYSTEMS - PUBLIC SAFETY | 7 | S2 | -10
COMPANY 001 | 389 | LAND RIGHTS | 60 | R4 | 0
COMPANY 001 | 390 | STRUCTURES AND IMPROVEMENTS | 55 | R2 | -5
COMPANY 001 | 392 | MARINE EQUIPMENT | 30 | S3 | 13
COMPANY 001 | 392 | OTHER TRANPORTATION EQUIPMENT | 15 | L0 | 13
COMPANY 001 | 392.1 | AUTOMOBILES | 7 | S1.5 | 13
COMPANY 001 | 392.2 | LIGHT TRUCKS | 10 | S2 | 13
COMPANY 001 | 392.4 | HEAVY TRUCKS | 13 | L2.5 | 13
COMPANY 001 | 392.5 | TRAILERS | 33 | S1 | 13
COMPANY 001 | 396 | POWER OPERATED EQUIPMENT | 25 | R2.5 | 15
COMPANY 001 | 396.1 | EARTH MOVING EQUIPMENT | 20 | S1.5 | 15
COMPANY 001 | 397 | COMMUNICATION EQUIPMENT | 30 | R1 | 0
COMPANY 001 | 399 | OTHER TANGIBLE PROPERTY - MINING EQUIPMENT | - | SQ | 0
COMPANY 002 | 303 | MISCELLANEOUS INTANGIBLE PLANT | 5 | SQ | 0
COMPANY 002 | 311 | STRUCTURES AND IMPROVEMENTS | 100 | R2.5 | -30
COMPANY 002 | 312 | BOILER PLANT EQUIPMENT | 80 | R0.5 | -30
COMPANY 002 | 314 | TURBOGENERATOR UNITS | 60 | R0.5 | -30
COMPANY 002 | 315 | ACCESSORY ELECTRIC EQUIPMENT | 65 | R1.5 | -30
COMPANY 002 | 316 | MISCELLANEOUS POWER PLANT EQUIPMENT | 65 | R2 | -30
COMPANY 002 | 352 | STRUCTURES AND IMPROVEMENTS | 50 | R3 | -10
COMPANY 002 | 353 | STATION EQUIPMENT | 50 | R2 | -5
COMPANY 002 | 353.1 | STATION EQUIPMENT - STEP-UP TRANSFORMERS | 50 | R2 | -5
COMPANY 002 | 353.2 | STATION EQUIPMENT - SCADA | 15 | S3 | 0
COMPANY 002 | 354 | TOWERS AND FIXTURES | 65 | R4 | -25
COMPANY 002 | 355 | POLES AND FIXTURES | 55 | R2.5 | -20
COMPANY 002 | 356 | OVERHEAD CONDUCTORS AND DEVICES | 50 | R2.5 | -40
COMPANY 002 | 356.1 | OVERHEAD CONDUCTORS AND DEVICES - RIGHT OF WAY CLEARING | 70 | R4 | 0
COMPANY 002 | 360 | LAND AND LAND RIGHTS - RIGHTS | 70 | R4 | 0
COMPANY 002 | 361 | STRUCTURES AND IMPROVEMENTS | 50 | R3 | -10
COMPANY 002 | 362 | STATION EQUIPMENT | 50 | R2 | -5
COMPANY 002 | 362.1 | STATION EQUIPMENT - SCADA | 15 | S3 | 0
COMPANY 002 | 364 | POLES, TOWERS AND FIXTURES | 55 | R3 | -40
COMPANY 002 | 365 | OVERHEAD CONDUCTORS AND DEVICES | 50 | R1.5 | -35
COMPANY 002 | 365.2 | OVERHEAD CONDUCTORS AND DEVICES - RIGHT OF WAY CLEARING | 70 | R4 | 0
COMPANY 002 | 366 | UNDERGROUND CONDUIT | 50 | R2.5 | -20
COMPANY 002 | 367 | UNDERGROUND CONDUCTORS AND DEVICES | 35 | S3 | -25
COMPANY 002 | 368.1 | LINE TRANSFORMERS - OVERHEAD | 40 | R2.5 | -15
COMPANY 002 | 368.2 | LINE TRANSFORMERS - UNDERGROUND | 33 | R4 | -15
COMPANY 002 | 369.1 | SERVICES - OVERHEAD | 45 | R4 | -30
COMPANY 002 | 369.2 | SERVICES - UNDERGROUND | 40 | S3 | -30
COMPANY 002 | 370 | METERS | 40 | R4 | -5
COMPANY 002 | 373 | STREET LIGHTING AND SIGNAL SYSTEMS | 30 | R1 | -30
COMPANY 002 | 390 | STRUCTURES AND IMPROVEMENTS | 50 | R1 | 0
COMPANY 002 | 390.3 | LEASEHOLD IMPROVEMENTS | - | SQ | 0
COMPANY 002 | 391.1 | OFFICE FURNITURE | 20 | SQ | 0
COMPANY 002 | 391.3 | DATA HANDLING AND INFORMATION SYSTEMS | 10 | SQ | 0
COMPANY 002 | 391.4 | SOFTWARE | 10 | SQ | 0
COMPANY 002 | 392 | TRANSPORTATION EQUIPMENT - OTHER | 15 | SQ | 20
COMPANY 002 | 392.1 | PASSENGER CARS AND VANS | 7 | S3 | 20
COMPANY 002 | 392.2 | LIGHT TRUCKS | 11.5 | L4 | 20
COMPANY 002 | 392.3 | MEDIUM TRUCKS | 11.5 | L4 | 20
COMPANY 002 | 392.5 | TRAILERS | 18 | L1 | 20
COMPANY 002 | 393 | STORES EQUIPMENT | 20 | SQ | 0
COMPANY 002 | 394 | TOOLS, SHOP AND GARAGE EQUIPMENT | 20 | SQ | 0
COMPANY 002 | 395 | LABORATORY EQUIPMENT | 20 | SQ | 0
COMPANY 002 | 396 | POWER OPERATED EQUIPMENT | 18 | L1 | 25
COMPANY 002 | 396.1 | DIGGER | 15 | S3 | 5
COMPANY 002 | 396.1 | HEAVY EQUIPMENT | 20 | L1 | 5
COMPANY 002 | 396.1 | MOBILE CRANES | 20 | L3 | 5
COMPANY 002 | 396.2 | MANLIFT | 14 | S1.5 | 5
COMPANY 002 | 397 | COMMUNICATION EQUIPMENT | 15 | SQ | 0
COMPANY 002 | 398 | MISCELLANEOUS EQUIPMENT | 20 | SQ | 0
COMPANY 003 | 350 | LAND AND LAND RIGHTS - RIGHTS | 70 | R4 | 0
COMPANY 003 | 352 | STRUCTURES AND IMPROVEMENTS | 50 | R3 | -10
COMPANY 003 | 353 | STATION EQUIPMENT | 50 | R2 | -5
COMPANY 003 | 353.2 | STATION EQUIPMENT - SCADA | 15 | S3 | 0
COMPANY 003 | 354 | TOWERS AND FIXTURES | 65 | R4 | -25
COMPANY 003 | 355 | POLES AND FIXTURES | 55 | R2.5 | -20
COMPANY 003 | 356 | OVERHEAD CONDUCTORS AND DEVICES | 55 | R2.5 | -40
COMPANY 003 | 356.1 | OVERHEAD CONDUCTORS AND DEVICES - RIGHT OF WAY CLEARING | 70 | R4 | 0
COMPANY 003 | 357 | UNDERGROUND CONDUIT | 55 | S3 | -5
COMPANY 003 | 358 | UNDERGROUND CONDUCTORS AND DEVICES | 45 | R3 | -5
COMPANY 003 | 360 | LAND AND LAND RIGHTS - RIGHTS | 70 | R4 | 0
COMPANY 003 | 361 | STRUCTURES AND IMPROVEMENTS | 50 | R3 | -10
COMPANY 003 | 362 | STATION EQUIPMENT | 50 | R2 | -5
COMPANY 003 | 362.1 | STATION EQUIPMENT - SCADA | 15 | S3 | 0
COMPANY 003 | 364 | POLES, TOWERS AND FIXTURES | 55 | R3 | -40
COMPANY 003 | 365 | OVERHEAD CONDUCTORS AND DEVICES | 50 | R1.5 | -35
COMPANY 003 | 365.2 | OVERHEAD CONDUCTORS AND DEVICES - RIGHT OF WAY CLEARING | 70 | R4 | 0
COMPANY 003 | 366 | UNDERGROUND CONDUIT | 50 | R2.5 | -20
COMPANY 003 | 367 | UNDERGROUND CONDUCTORS AND DEVICES | 35 | S3 | -25
COMPANY 003 | 368.1 | LINE TRANSFORMERS - OVERHEAD | 40 | R2.5 | -15
COMPANY 003 | 368.2 | LINE TRANSFORMERS - UNDERGROUND | 33 | R4 | -15
COMPANY 003 | 370 | METERS | 40 | R4 | -5
COMPANY 003 | 373 | STREET LIGHTING AND SIGNAL SYSTEMS | 30 | R1 | -30
COMPANY 003 | 389 | LAND AND LAND RIGHTS - RIGHTS | 70 | R4 | 0
COMPANY 003 | 390 | STRUCTURES AND IMPROVEMENTS | 50 | R1 | 0
COMPANY 003 | 391.1 | OFFICE FURNITURE | 20 | SQ | 0
COMPANY 003 | 391.3 | DATA HANDLING AND INFORMATION SYSTEMS | 10 | SQ | 0
COMPANY 003 | 392.2 | LIGHT TRUCKS | 11.5 | L4 | 20
COMPANY 003 | 392.5 | TRAILERS | 18 | L1 | 20
COMPANY 003 | 393 | STORES EQUIPMENT | 20 | SQ | 0
COMPANY 003 | 394 | TOOLS, SHOP AND GARAGE EQUIPMENT | 20 | SQ | 0
COMPANY 003 | 395 | LABORATORY EQUIPMENT | 20 | SQ | 0
COMPANY 003 | 396 | POWER OPERATED EQUIPMENT | 18 | L1 | 25
COMPANY 003 | 397 | COMMUNICATION EQUIPMENT | 15 | SQ | 0
COMPANY 003 | 398 | MISCELLANEOUS EQUIPMENT | 15 | SQ | 0
COMPANY 004 | 303 | MISCELLANEOUS INTANGIBLE PLANT | 5 | SQ | -
COMPANY 004 | 310 | LAND AND LAND RIGHTS - RIGHTS | - | SQ | -
COMPANY 004 | 311 | STRUCTURES AND IMPROVEMENTS | 100 | R2.5 | -
COMPANY 004 | 312 | BOILER PLANT EQUIPMENT | 80 | R0.5 | -
COMPANY 004 | 314 | TURBOGENERATOR UNITS | 60 | R0.5 | -
COMPANY 004 | 315 | ACCESSORY ELECTRIC EQUIPMENT | 65 | R1.5 | -
COMPANY 004 | 316 | MISCELLANEOUS POWER PLANT EQUIPMENT | 65 | R2 | -
COMPANY 004 | 330 | LAND AND LAND RIGHTS - RIGHTS | - | SQ | -
COMPANY 004 | 331 | STRUCTURES AND IMPROVEMENTS | - | SQ | -
COMPANY 004 | 332 | RESERVOIRS, DAMS AND WATERWAYS | - | SQ | -
COMPANY 004 | 333 | WATER WHEELS, TURBINES AND GENERATORS | - | SQ | -
COMPANY 004 | 334 | ACCESSORY ELECTRIC EQUIPMENT | - | SQ | -
COMPANY 004 | 335 | MISCELLANEOUS POWER PLANT EQUIPMENT | - | SQ | -
COMPANY 004 | 336 | ROADS, RAILROADS AND BRIDGES | - | SQ | -
COMPANY 004 | 340 | LAND AND LAND RIGHTS - RIGHTS | - | SQ | -
COMPANY 004 | 341 | STRUCTURES AND IMPROVEMENTS | - | SQ | -
COMPANY 004 | 343 | PRIME MOVERS | - | SQ | -
COMPANY 004 | 344 | GENERATORS | - | SQ | -
COMPANY 004 | 345 | ACCESSORY ELECTRIC EQUIPMENT | - | SQ | -
COMPANY 004 | 346 | MISCELLANEOUS POWER PLANT EQUIPMENT | - | SQ | -
COMPANY 004 | 350 | LAND AND LAND RIGHTS - RIGHTS | - | SQ | -
COMPANY 004 | 352 | STRUCTURES AND IMPROVEMENTS | - | SQ | -
COMPANY 004 | 353 | STATION EQUIPMENT | 50 | R2 | -
COMPANY 004 | 354 | TOWERS AND FIXTURES | 65 | R4 | -
COMPANY 004 | 356 | OVERHEAD CONDUCTORS AND DEVICES | 50 | R2 | -
COMPANY 004 | 359 | ROADS AND TRAILS | - | SQ | -
COMPANY 004 | 362 | STATION EQUIPMENT | - | SQ | -
COMPANY 004 | 364 | POLES, TOWERS AND FIXTURES | 40 | R1 | -
COMPANY 004 | 365 | OVERHEAD CONDUCTORS AND DEVICES | 40 | R2 | -
COMPANY 004 | 368 | LINE TRANSFORMERS | 35 | R2 | -
COMPANY 004 | 373 | STREET LIGHTING AND SIGNAL SYSTEMS | 25 | R1 | -
COMPANY 004 | 390 | STRUCTURES AND IMPROVEMENTS | - | SQ | -
COMPANY 004 | 390.3 | LEASEHOLD IMPROVEMENTS | - | SQ | -
COMPANY 004 | 391 | OFFICE FURNITURE AND EQUIPMENT | 20 | SQ | -
COMPANY 004 | 392.1 | PASSENGER CARS AND VANS | 5 | S3 | -
COMPANY 004 | 392.3 | MEDIUM TRUCKS | 15 | L2 | -
COMPANY 004 | 393 | STORES EQUIPMENT | 20 | SQ | -
COMPANY 004 | 394 | TOOLS, SHOP AND GARAGE EQUIPMENT | 20 | SQ | -
COMPANY 004 | 395 | LABORATORY EQUIPMENT | 20 | SQ | -
COMPANY 004 | 396 | POWER OPERATED EQUIPMENT | 15 | L2 | -
COMPANY 004 | 397 | COMMUNICATION EQUIPMENT | 10 | SQ | -
COMPANY 004 | 398 | MISCELLANEOUS EQUIPMENT | 15 | SQ | -
COMPANY 005 | 352 | STRUCTURES AND IMPROVEMENTS | 45 | R3 | 0
COMPANY 005 | 353 | STATION EQUIPMENT | 45 | R0.5 | -5
COMPANY 005 | 354 | TOWERS AND FIXTURES | 65 | R4 | 0
COMPANY 005 | 355 | POLES AND FIXTURES | 50 | R2.5 | -50
COMPANY 005 | 356 | OVERHEAD CONDUCTORS AND DEVICES | 45 | S3 | -25
COMPANY 005 | 358 | UNDERGROUND CONDUCTORS AND DEVICES | 35 | R3 | 0
COMPANY 005 | 361 | STRUCTURES AND IMPROVEMENTS | 45 | S3 | 0
COMPANY 005 | 362 | STATION EQUIPMENT | 25 | R1 | 40
COMPANY 005 | 364 | POLES, TOWERS AND FIXTURES | 48 | R1.5 | -75
COMPANY 005 | 365 | OVERHEAD CONDUCTORS AND DEVICES | 33 | L1 | -20
COMPANY 005 | 366 | UNDERGROUND CONDUIT | 26 | S3 | 25
COMPANY 005 | 367 | UNDERGROUND CONDUCTORS AND DEVICES | 34 | S1 | 0
COMPANY 005 | 368 | LINE TRANSFORMERS | 35 | R1.5 | -15
COMPANY 005 | 369 | SERVICES | 40 | O1 | -40
COMPANY 005 | 370 | METERS | 45 | S4 | 0
COMPANY 005 | 373 | STREET LIGHTING AND SIGNAL SYSTEMS | 27 | L0 | -15
COMPANY 005 | 390 | STRUCTURES AND IMPROVEMENTS | 35 | R2.5 | 0
COMPANY 005 | 391 | OFFICE FURNITURE AND EQUIPMENT | 20 | SQ | 0
COMPANY 005 | 391.4 | SOFTWARE | 5 | SQ | 0
COMPANY 005 | 392.2 | LIGHT TRUCKS | 12 | R5 | 15
COMPANY 005 | 392.5 | TRAILERS | 12 | R5 | 15
COMPANY 005 | 394 | TOOLS, SHOP AND GARAGE EQUIPMENT | 25 | SQ | 0
COMPANY 005 | 395 | LABORATORY EQUIPMENT | 15 | SQ | 0
COMPANY 005 | 396 | POWER OPERATED EQUIPMENT | 12 | L5 | 20
COMPANY 005 | 397 | COMMUNICATION EQUIPMENT | 15 | SQ | 0
COMPANY 006 | 311 | STRUCTURES AND IMPROVEMENTS | 100 | S2.5 | -30
COMPANY 006 | 311 | STRUCTURES AND IMPROVEMENTS | 100 | R3 | (7) - (14)
COMPANY 006 | 311 | STRUCTURES AND IMPROVEMENTS | 100 | S0.5 | (7) - (14)
COMPANY 006 | 311 | STRUCTURES AND IMPROVEMENTS | 100 | S0.5 | (5)-(9)
COMPANY 006 | 311 | STRUCTURES AND IMPROVEMENTS | 100 | S0.5 | -1
COMPANY 006 | 312 | BOILER PLANT EQUIPMENT | 75 | R2 | -20
COMPANY 006 | 312 | BOILER PLANT EQUIPMENT | 60 | R1.5 | (7) - (14)
COMPANY 006 | 312 | BOILER PLANT EQUIPMENT | 58 | R1.5 | (7) - (14)
COMPANY 006 | 312 | BOILER PLANT EQUIPMENT | 60 | R1.5 | (5)-(9)
COMPANY 006 | 312 | BOILER PLANT EQUIPMENT - UNIT TRAIN | 25 | S3 | 20
COMPANY 006 | 312 | BOILER PLANT EQUIPMENT - COMBUSTION INITIATIVE | 10 | SQ | 0
COMPANY 006 | 312 | BOILER PLANT EQUIPMENT | 60 | R1.5 | -1
COMPANY 006 | 312 | BOILDER PLANT EQUIPMENT - COMUSTION INITIATIVE | 10 | SQ | 0
COMPANY 006 | 312.4 | COAL HANDLING EQUIPMENT | 25 | R2 | 20
COMPANY 006 | 312.6 | UNIT TRAIN | 25 | R3 | 20
COMPANY 006 | 312.6 | UNIT TRAIN | 25 | R3 | 20
COMPANY 006 | 312.99 | BOILER PLANT EQUIPMENT - COMBUSTION INITIATIVE | 10 | SQ | 0
COMPANY 006 | 312.99 | BOILER PLANT EQUIPMENT - COMBUSTION INITIATIVE | 10 | SQ | 0
COMPANY 006 | 312.99 | BOILER PLANT EQUIPMENT - COMBUSTION INITIATIVE | 10 | SQ | 0
COMPANY 006 | 314 | TURBOGENERATOR UNITS | 70 | R2.5 | -10
COMPANY 006 | 314 | TURBOGENERATOR UNITS | 55 | R2.5 | (7) - (14)
COMPANY 006 | 314 | TURBOGENERATOR UNITS | 55 | R2.5 | (7) - (14)
COMPANY 006 | 314 | TURBOGENERATOR UNITS | 55 | R2 | (5)-(9)
COMPANY 006 | 314 | TURBOGENERATOR UNITS ACCESSORY ELECTRIC EQUIPMENT | 55 | R2 | -1
COMPANY 006 | 315 | ACCESSORY ELECTRIC EQUIPMENT | 70 | R3 | -5
COMPANY 006 | 315 | ACCESSORY ELECTRIC EQUIPMENT | 70 | R2 | (7) - (14)
COMPANY 006 | 315 | ACCESSORY ELECTRIC EQUIPMENT | 70 | R1.5 | (7) - (14)
COMPANY 006 | 315 | ACCESSORY ELECTRIC EQUIPMENT | 60 | R2 | (5)-(9)
COMPANY 006 | 315 | ACCESSORY ELECTRIC EQUIPMENT | 60 | R2 | -1
COMPANY 006 | 316 | MISCELLANEOUS POWER PLANT EQUIPMENT | 60 | R2 | -5
COMPANY 006 | 316 | MISCELLANEOUS POWER PLANT EQUIPMENT | 60 | R1.5 | (7) - (14)
COMPANY 006 | 316 | MISCELLANEOUS POWER PLANT EQUIPMENT | 60 | R1.5 | (7) - (14)
COMPANY 006 | 316 | MISCELLANEOUS POWER PLANT EQUIPMENT | 60 | R1.5 | (5)-(9)
COMPANY 006 | 316 | MISCELLANEOUS POWER PLANT EQUIPMENT | 60 | R1.5 | -1
COMPANY 006 | 341 | STRUCTURES AND IMPROVEMENTS | 50 | S2 | -3
COMPANY 006 | 341 | STRUCTURES AND IMPROVEMENTS | 55 | S2.5 | (3) - (18)
COMPANY 006 | 341 | STRUCTURES AND IMPROVEMENTS | 55 | S2.5 | (2) - (10)
COMPANY 006 | 341 | STRUCTURES AND IMPROVEMENTS | 55 | S2.5 | (5)-(10)
COMPANY 006 | 341.01 | STRUCTURES AND IMPROVEMENTS - SOLAR | 40 | S3 | -3
COMPANY 006 | 341.01 | STRUCTURES AND IMPROVEMENTS - SOLAR | 40 | S1 | (3)-(4)
COMPANY 006 | 341.02 | STRUCTURES AND IMPROVEMENTS - WIND | - | SQ | -2
COMPANY 006 | 341.02 | STRUCTURES AND IMPROVEMENTS - WIND | - | SQ | (9) - (12)
COMPANY 006 | 341.02 | STRUCTURES AND IMPROVEMENTS - WIND | 55 | S1.5 | -6
COMPANY 006 | 342 | FUEL HOLDERS, PRODUCERS AND ACCESSORIES | 55 | R2.5 | -10
COMPANY 006 | 342 | FUEL HOLDERS, PRODUCERS AND ACCESSORIES - OIL SYSTEM | 55 | R3 | (6) - (18)
COMPANY 006 | 342 | FUEL HOLDERS, PRODUCERS AND ACCESSORIES | 55 | R3 | (5) - (10)
COMPANY 006 | 342 | FUEL HOLDERS, PRODUCERS AND ACCESSORIES | 55 | R3 | (5)-(10)
COMPANY 006 | 343 | PRIME MOVERS | 43 | S2 | -5
COMPANY 006 | 343 | PRIME MOVERS - ENGINES | 43 | R3 | (3) - (11)
COMPANY 006 | 343 | PRIME MOVERS - ENGINES | 43 | R3 | (5) - (10)
COMPANY 006 | 343 | PRIME MOVERS | 45 | R2.5 | (5)-(7)
COMPANY 006 | 344 | GENERATORS | 50 | R3 | -15
COMPANY 006 | 344 | GENERATORS | 55 | R2.5 | (3) - (19)
COMPANY 006 | 344 | GENERATORS | 55 | 42.5 | (2) - (10)
COMPANY 006 | 344 | GENERATORS | 50 | R2 | (5)-(10)
COMPANY 006 | 344.01 | GENERATORS - SOLAR | 25 | L2.5 | -3
COMPANY 006 | 344.01 | GENERATORS - SOLAR | 25 | L2.5 | (3)-(4)
COMPANY 006 | 344.01 | GENERATORS - SOLAR INVERTERS | 15 | S2.5 | (3)-(4)
COMPANY 006 | 344.02 | GENERATORS - WIND | 40 | S2.5 | -2
COMPANY 006 | 344.02 | GENERATORS - WIND | 40 | S2.5 | (9) - (12)
COMPANY 006 | 344.02 | GENERATORS - WIND | 45 | S1 | (6)
COMPANY 006 | 345 | ACCESSORY ELECTRIC EQUIPMENT | 40 | S1 | 0
COMPANY 006 | 345 | ACCESSORY ELECTRIC EQUIPMENT | 45 | S1.5 | (3) - (18)
COMPANY 006 | 345 | ACCESSORY ELECTRIC EQUIPMENT | 45 | S1.5 | (5) - (10)
COMPANY 006 | 345 | ACCESSORY ELECTRIC EQUIPMENT | 45 | S1.5 | (5)-(10)
COMPANY 006 | 345.01 | ACCESSORY ELECTRIC EQUIPMENT - SOLAR | 12 | S1.5 | -3
COMPANY 006 | 345.01 | ACCESSORY ELECTRIC EQUIPMENT - SOLAR | 40 | S2 | (3)-(4)
COMPANY 006 | 345.02 | ACCESSORY ELECTRIC EQUIPMENT - WIND | 30 | R2.5 | -2
COMPANY 006 | 345.02 | ACCESSORY ELECTRIC EQUIPMENT - WIND | 30 | R2.5 | (9) - (12)
COMPANY 006 | 345.02 | ACCESSORY ELECTRIC EQUIPMENT - WIND | 40 | S2 | -6
COMPANY 006 | 346 | MISCELLANEOUS POWER PLANT EQUIPMENT | 40 | R2 | 0
COMPANY 006 | 346 | MISCELLANEOUS POWER PLANT EQUIPMENT | 45 | R1 | (3) - (11)
COMPANY 006 | 346 | MISCELLANEOUS POWER PLANT EQUIPMENT | 45 | R1 | (2) - (10)
COMPANY 006 | 346 | MISCELLANEOUS POWER PLANT EQUIPMENT | 50 | R1.5 | (5)-(10)
COMPANY 006 | 346.02 | MISCELLANEOUS POWER PLANT EQUIPMENT - WIND | 45 | R1 | -2
COMPANY 006 | 346.02 | MISCELLANEOUS POWER PLANT EQUIPMENT - WIND | 45 | R1 | -9
COMPANY 006 | 346.02 | MISCELLANEOUS POWER PLANT EQUIPMENT - WIND | 35 | S0.5 | -6
COMPANY 006 | 361 | STRUCTURES AND IMPROVEMENTS | 53 | R2.5 | -20
COMPANY 006 | 361 | STRUCTURES AND IMPROVEMENTS | 48 | R1.5 | -30
COMPANY 006 | 361 | STRUCTURES AND IMPROVEMENTS | 46 | R1.5 | -30
COMPANY 006 | 361 | STRUCTURES AND IMPROVEMENTS | 45 | S0.5 | -25
COMPANY 006 | 362 | STATION EQUIPMENT | 48 | R2.5 | -5
COMPANY 006 | 362 | STATION EQUIPMENT | 46 | R2 | -10
COMPANY 006 | 362 | STATION EQUIPMENT | 45 | R2 | -10
COMPANY 006 | 362 | STATION EQUIPMENT | 43 | S0.5 | -15
COMPANY 006 | 362.1 | STATION EQUIPMENT - CONTROL CENTER | 10 | S4 | 0
COMPANY 006 | 362.1 | STATION EQUIPMENT - SYSTEM CONTROL CENTER | 15 | S4 | 0
COMPANY 006 | 362.1 | STATION EQUIPMENT - SYSTEM CONTROL CENTER | 20 | S4 | 0
COMPANY 006 | 362.1 | STATION EQUIPMENT - SYSTEM CONTROL CENTER | 20 | S4 | 0
COMPANY 006 | 363 | BATTERY STORAGE EQUIPMENT | 15 | L3 | 0
COMPANY 006 | 364 | POLES, TOWERS AND FIXTURES | 50 | R3 | -60
COMPANY 006 | 364 | POLES, TOWERS AND FIXTURES | 54 | S1.5 | -65
COMPANY 006 | 364 | POLES, TOWERS AND FIXTURES | 53 | S1.5 | -65
COMPANY 006 | 364 | POLES, TOWERS AND FIXTURES | 50 | S2 | -60
COMPANY 006 | 365 | OVERHEAD CONDUCTORS AND DEVICES | 55 | R3 | -40
COMPANY 006 | 365 | OVERHEAD CONDUCTORS AND DEVICES | 58 | R2.5 | -55
COMPANY 006 | 365 | OVERHEAD CONDUCTORS AND DEVICES | 57 | R2.5 | -60
COMPANY 006 | 365 | OVERHEAD CONDUCTORS AND DEVICES | 60 | S1 | -75
COMPANY 006 | 366 | UNDERGROUND CONDUIT | 70 | R4 | -25
COMPANY 006 | 366 | UNDERGROUND CONDUIT | 75 | R4 | -40
COMPANY 006 | 366 | UNDERGROUND CONDUIT | 75 | R4 | -40
COMPANY 006 | 366 | UNDERGROUND CONDUIT | 80 | R4 | -70
COMPANY 006 | 367 | UNDERGROUND CONDUCTORS AND DEVICES | 48 | R3 | -10
COMPANY 006 | 367 | UNDERGROUND CONDUCTORS AND DEVICES | 50 | R3 | -20
COMPANY 006 | 367 | UNDERGROUND CONDUCTORS AND DEVICES | 50 | R3 | -25
COMPANY 006 | 367 | UNDERGROUND CONDUCTORS AND DEVICES | 51 | R2.5 | -30
COMPANY 006 | 368 | LINE TRANSFORMERS | 45 | R3 | -5
COMPANY 006 | 368 | LINE TRANSFORMERS | 44 | R2.5 | -10
COMPANY 006 | 368 | LINE TRANSFORMERS | 43 | R2.5 | -20
COMPANY 006 | 368 | LINE TRANSFORMERS | 40 | R2.5 | -25
COMPANY 006 | 369 | SERVICES | 43 | R2 | -50
COMPANY 006 | 369 | SERVICES | 47 | S0.5 | -70
COMPANY 006 | 369 | SERVICES | 47 | S0.5 | -70
COMPANY 006 | 369 | SERVICES | 47 | S0.5 | -75
COMPANY 006 | 370 | METERS | 36 | R1 | 0
COMPANY 006 | 370 | METERS AND EQUIPMENT | 30 | R0.5 | -20
COMPANY 006 | 370 | METERING EQUIPMENT | 30 | R0.5 | -20
COMPANY 006 | 370 | METERS | 30 | R0.5 | -20
COMPANY 006 | 370 | METERS | 20 | L0.5 | -20
COMPANY 006 | 370.1 | METERS - AMI | 15 | S2.5 | -20
COMPANY 006 | 370.1 | METERING EQUIPMENT | 20 | L0.5 | -20
COMPANY 006 | 370.1 | METERS - AMI | 15 | S1 | -20
COMPANY 006 | 373 | STREET LIGHTING AND SIGNAL SYSTEMS | 30 | R1.5 | -20
COMPANY 006 | 373 | STREET LIGHTING AND SIGNAL SYSTEMS | 28 | S1 | -15
COMPANY 006 | 373 | STREET LIGHTING AND SIGNAL SYSTEMS | 26 | S1 | -15
COMPANY 006 | 373 | STREET LIGHTING AND SIGNAL SYSTEMS | 25 | S0.5 | -20
COMPANY 006 | 390 | STRUCTURES AND IMPROVEMENTS | 45 | R2.5 | -5
COMPANY 006 | 390 | STRUCTURES AND IMPROVEMENTS | 45 | R2.5 | -10
COMPANY 006 | 390 | STRUCTURES AND IMPROVEMENTS | 45 | R2.5 | -10
COMPANY 006 | 390 | STRUCTURES AND IMPROVEMENTS | 45 | R2 | -10
COMPANY 006 | 390 | STRUCTURES AND IMPROVEMENTS | 28 | S0.5 | -10
COMPANY 006 | 390.3 | LEASEHOLD IMPROVEMENTS | 30 | S3 | 0
COMPANY 006 | 391 | OFFICE FURNITURE AND EQUIPMENT | 20 | SQ | 0
COMPANY 006 | 391 | OFFICE FURNITURE AND EQUIPMENT | 20 | SQ | 0
COMPANY 006 | 391 | OFFICE FURNITURE AND EQUIPMENT | 20 | SQ | 0
COMPANY 006 | 391 | OFFICE FURNITURE AND EQUIPMENT | 20 | SQ | 0
COMPANY 006 | 391 | OFFICE FURNITURE AND EQUIPMENT | 20 | SQ | 0
COMPANY 006 | 391.3 | COMPUTERS | 5 | SQ | 0
COMPANY 006 | 391.3 | OFFICE FURNITURE AND EQUIPMENT - COMPUTERS | 5 | SQ | 0
COMPANY 006 | 391.3 | OFFICE FURNITURE AND EQUIPMENT - COMPUTERS | 5 | SQ | 0
COMPANY 006 | 391.3 | OFFICE FURNITURE AND EQUIPMENT - COMPUTERS | 5 | SQ | 0
COMPANY 006 | 391.4 | SOFTWARE | 5 | SQ | 0
COMPANY 006 | 392 | TRANSPORTATION EQUIPMENT | 18 | L1.5 | 15
COMPANY 006 | 392 | TRANSPORTATION EQUIPMENT | 18 | L2 | 10
COMPANY 006 | 392 | TRANSPORTATION EQUIPMENT | 18 | L2 | 10
COMPANY 006 | 392 | TRANSPORTATION EQUIPMENT | 16 | L2.5 | 10
COMPANY 006 | 392 | TRANSPORTATION EQUIPMENT | 14 | S1.5 | 10
COMPANY 006 | 393 | STORES EQUIPMENT | 25 | SQ | 0
COMPANY 006 | 393 | STORES EQUIPMENT | 25 | SQ | 0
COMPANY 006 | 393 | STORES EQUIPMENT | 25 | SQ | 0
COMPANY 006 | 393 | STORES EQUIPMENT | 25 | SQ | 0
COMPANY 006 | 393 | STORES EQUIPMENT | 25 | SQ | 0
COMPANY 006 | 394 | TOOLS, SHOP AND GARAGE EQUIPMENT | 25 | SQ | 0
COMPANY 006 | 394 | TOOLS, SHOP AND GARAGE EQUIPMENT | 25 | SQ | 0
COMPANY 006 | 394 | TOOLS, SHOP AND GARAGE EQUIPMENT | 25 | SQ | 0
COMPANY 006 | 394 | TOOLS, SHOP AND GARAGE EQUIPMENT | 25 | SQ | 0
COMPANY 006 | 394 | TOOLS, SHOP AND GARAGE EQUIPMENT | 25 | SQ | 0
COMPANY 006 | 395 | LABORATORY EQUIPMENT | 15 | SQ | 0
COMPANY 006 | 395 | LABORATORY EQUIPMENT | 15 | SQ | 0
COMPANY 006 | 395 | LABORATORY EQUIPMENT | 15 | SQ | 0
COMPANY 006 | 395 | LABORATORY EQUIPMENT | 15 | SQ | 0
COMPANY 006 | 396 | POWER OPERATED EQUIPMENT | 18 | L2.5 | 10
COMPANY 006 | 396 | POWER OPERATED EQUIPMENT | 18 | L2.5 | 10
COMPANY 006 | 396 | POWER OPERATED EQUIPMENT | 18 | L2.5 | 10
COMPANY 006 | 396 | POWER OPERATED EQUIPMENT | 17 | L2 | 10
COMPANY 006 | 396 | POWER OPERATED EQUIPMENT | 20 | S1.5 | 10
COMPANY 006 | 397 | ELECTRONIC | 10 | SQ | 0
COMPANY 006 | 397 | ELECTRONIC | 10 | SQ | 0
COMPANY 006 | 397.4 | COMPUTER EQUIPMENT | 10 | SQ | 0
COMPANY 006 | 397.4 | ELECTRONIC EQUIPMENT | 10 | SQ | 0
COMPANY 006 | 397.4 | ELECTRONIC EQUIPMENT | 10 | SQ | 0
COMPANY 006 | 397.5 | COMMUNICATION EQUIPMENT - TOWERS | 25 | SQ | 0
COMPANY 006 | 397.5 | COMMUNICATION EQUIPMENT - TOWER / BUILDING | 25 | SQ | 0
COMPANY 006 | 397.5 | COMMUNICATION EQUIPMENT - TOWER / BUILDING | 25 | SQ | 0
COMPANY 006 | 397.5 | TOWER/BUILDING | 25 | SQ | 0
COMPANY 006 | 397.5 | TOWER/BUILDING | 25 | SQ | 0
COMPANY 006 | 397.5 | TOWER/BUILDING | 25 | SQ | 0
COMPANY 006 | 398 | MISCELLANEOUS EQUIPMENT | 10 | SQ | 0
COMPANY 006 | 398 | MISCELLANEOUS EQUIPMENT | 10 | SQ | 0
COMPANY 006 | 398 | MISCELLANEOUS EQUIPMENT | 10 | SQ | 0
COMPANY 006 | 398 | MISCELLANEOUS EQUIPMENT | 10 | SQ | 0
COMPANY 007 | 311 | STRUCTURES AND IMPROVEMENTS | 100 | S2 | -20
COMPANY 007 | 312 | BOILER PLANT EQUIPMENT | 75 | S2 | -20
COMPANY 007 | 314 | TURBOGENERATOR UNITS | 75 | S3 | -10
COMPANY 007 | 315 | ACCESSORY ELECTRIC EQUIPMENT | 65 | R4 | -5
COMPANY 007 | 316 | MISCELLANEOUS POWER PLANT EQUIPMENT | 60 | S1.5 | -5
COMPANY 007 | 341 | STRUCTURES AND IMPROVEMENTS | 40 | S4 | 0
COMPANY 007 | 342 | FUEL HOLDERS, PRODUCERS AND ACCESSORIES | 50 | S0.5 | -5
COMPANY 007 | 343 | PRIME MOVERS | 40 | L4 | -5
COMPANY 007 | 344 | GENERATORS | 60 | S2.5 | 0
COMPANY 007 | 345 | ACCESSORY ELECTRIC EQUIPMENT | 30 | R1.5 | -5
COMPANY 007 | 346 | MISCELLANEOUS POWER PLANT EQUIPMENT | 30 | R4 | 0
COMPANY 007 | 361 | STRUCTURES AND IMPROVEMENTS | 50 | R2.5 | -5
COMPANY 007 | 362 | STATION EQUIPMENT | 25 | O1 | -10
COMPANY 007 | 364 | POLES, TOWERS AND FIXTURES | 47 | R1 | -50
COMPANY 007 | 365 | OVERHEAD CONDUCTORS AND DEVICES | 42 | R1 | -40
COMPANY 007 | 366 | UNDERGROUND CONDUIT | 40 | R3 | -5
COMPANY 007 | 367 | UNDERGROUND CONDUCTORS AND DEVICES | 42 | R2 | -25
COMPANY 007 | 368 | LINE TRANSFORMERS | 39 | R1 | -5
COMPANY 007 | 369 | SERVICES | 40 | O1 | -50
COMPANY 007 | 370 | METERS | 43 | R1.5 | -5
COMPANY 007 | 373 | STREET LIGHTING AND SIGNAL SYSTEMS | 23 | L1 | -20
COMPANY 007 | 390 | STRUCTURES AND IMPROVEMENTS | 50 | S3 | -5
COMPANY 007 | 390.3 | LEASEHOLD IMPROVEMENTS | 20 | S3 | 0
COMPANY 007 | 391 | OFFICE FURNITURE AND EQUIPMENT | 20 | SQ | 0
COMPANY 007 | 391.4 | SOFTWARE | 5 | SQ | 0
COMPANY 007 | 392.2 | LIGHT TRUCKS | 13 | L3 | 10
COMPANY 007 | 392.5 | TRAILERS | 13 | L3 | 10
COMPANY 007 | 393 | STORES EQUIPMENT | 25 | SQ | 0
COMPANY 007 | 394 | TOOLS, SHOP AND GARAGE EQUIPMENT | 25 | SQ | 0
COMPANY 007 | 395 | LABORATORY EQUIPMENT | 15 | SQ | 0
COMPANY 007 | 396 | POWER OPERATED EQUIPMENT | 13 | L3 | 10
COMPANY 007 | 397.4 | COMPUTER EQUIPMENT | 10 | SQ | 0
COMPANY 007 | 397.5 | COMMUNICATION EQUIPMENT - TOWERS | 25 | SQ | 0
COMPANY 007 | 398 | MISCELLANEOUS EQUIPMENT | 10 | SQ | 0
COMPANY 008 | 303 | MISCELLANEOUS INTANGIBLE PLANT | 5 | SQ | 0
COMPANY 008 | 310 | LAND AND LAND RIGHTS - ASH BASIN | - | SQ | 0
COMPANY 008 | 310 | LAND AND LAND RIGHTS - RIGHTS | - | SQ | 0
COMPANY 008 | 310 | LAND AND LAND RIGHTS - RIGHTS | - | SQ | 0
COMPANY 008 | 311 | STRUCTURES AND IMPROVEMENTS | 70 | R1.5 | (12) - (25)
COMPANY 008 | 311 | STRUCTURES AND IMPROVEMENTS | 80 | R2 | (17) - (33)
COMPANY 008 | 311 | STRUCTURES AND IMPROVEMENTS | 80 | R2 | (9) - (30)
COMPANY 008 | 312 | BOILER PLANT EQUIPMENT | 65 | R1 | (12) - (25)
COMPANY 008 | 312 | BOILER PLANT EQUIPMENT | 60 | R1.5 | (17) - (33)
COMPANY 008 | 312 | BOILER PLANT EQUIPMENT | 60 | R1.5 | (9) - (30)
COMPANY 008 | 312.5 | RAIL IMPROVEMENTS | 30 | S1.5 | (17) - (18)
COMPANY 008 | 312.5 | RAIL IMPROVEMENTS | 30 | S1.5 | 0
COMPANY 008 | 312.6 | RAIL IMPROVEMENTS | 30 | S1.5 | -10
COMPANY 008 | 312.6 | UNIT COAL TRAIN | 25 | R3 | 30
COMPANY 008 | 312.6 | UNIT TRAIN | 25 | R2 | 30
COMPANY 008 | 312.6 | UNIT TRAIN | 20 | R2.5 | 30
COMPANY 008 | 312.99 | BOILER PLANT EQUIPMENT - COMBUSTION INITIATIVE | 10 | SQ | 0
COMPANY 008 | 312.99 | BOILER PLANT EQUIPMENT - POWER OPERATED | 20 | L2.5 | 25
COMPANY 008 | 312.99 | BOILER PLANT EQUIPMENT - TOOLS | 25 | SQ | 0
COMPANY 008 | 312.99 | BOILER PLANT EQUIPMENT - UNCLASSIFIED | 40 | S2 | 0
COMPANY 008 | 312.99 | BOILER PLANT EQUIPMENT - COMBUSTION INITIATIVE | 10 | SQ | 0
COMPANY 008 | 312.99 | BOILER PLANT EQUIPMENT - UNCLASSIFIED | 40 | S2 | 0
COMPANY 008 | 312.99 | BOILER PLANT EQUIPMENT - COMBUSTION INITIATIVE | 10 | SQ | 0
COMPANY 008 | 314 | TURBOGENERATOR UNITS | 70 | R2 | 0 - (18)
COMPANY 008 | 314 | TURBOGENERATOR UNITS | 68 | R2 | (5) - (24)
COMPANY 008 | 314 | TURBOGENERATOR UNITS | 70 | S0 | (3) - (13)
COMPANY 008 | 315 | ACCESSORY ELECTRIC EQUIPMENT | 55 | R1 | (12) - (18)
COMPANY 008 | 315 | ACCESSORY ELECTRIC EQUIPMENT | 75 | R1.5 | (17) - (33)
COMPANY 008 | 315 | ACCESSORY ELECTRIC EQUIPMENT | 75 | R2 | (9) - (30)
COMPANY 008 | 315.99 | ACCESSORY ELECTRIC EQUIPMENT - COMBUSTION INITIATIVE | 10 | SQ | 0
COMPANY 008 | 315.99 | ACCESSORY ELECTRIC EQUIPMENT - COMBUSTION INITIATIVE | 10 | SQ | 0
COMPANY 008 | 315.99 | ACCESSORY ELECTRIC EQUIPMENT - COMBUSTION INITIATIVE | 10 | SQ | 0
COMPANY 008 | 316 | MISCELLANEOUS POWER PLANT EQUIPMENT | 43 | S0.5 | 0 - (30)
COMPANY 008 | 316 | MISCELLANEOUS POWER PLANT EQUIPMENT | 45 | S0 | (5) - (42)
COMPANY 008 | 316 | MISCELLANEOUS POWER PLANT EQUIPMENT | 50 | S0 | (9) - (13)
COMPANY 008 | 316.11 | MISCELLANEOUS POWER PLANT EQUIPMENT - FURNITURE | 20 | SQ | 0
COMPANY 008 | 316.12 | MISCELLANEOUS POWER PLANT EQUIPMENT - AIR MONITORING EQUIPMENT | 10 | S0.5 | 0
COMPANY 008 | 316.12 | MISCELLANEOUS POWER PLANT EQUIPMENT - AIR MONITORING EQUIPMENT | 10 | S0.5 | -5
COMPANY 008 | 316.13 | MISCELLANEOUS POWER PLANT EQUIPMENT - DATA PROCESSING | 7 | SQ | 0
COMPANY 008 | 316.14 | MISCELLANEOUS POWER PLANT EQUIPMENT - VEHICLES | 10 | L3 | 0
COMPANY 008 | 316.17 | MISCELLANEOUS POWER PLANT EQUIPMENT - POWER OPERATED EQUIPMENT | 20 | L2.5 | 0
COMPANY 008 | 316.18 | MISCELLANEOUS POWER PLANT EQUIPMENT - COMMUNICATION EQUIPMENT | 15 | SQ | 0
COMPANY 008 | 316.19 | MISCELLANEOUS POWER PLANT EQUIPMENT - MISCELLANEOUS | 25 | SQ | 0
COMPANY 008 | 316.99 | MISCELLANEOUS POWER PLANT EQUIPMENT - COMBUSTION INITIATIVE | 10 | SQ | 0
COMPANY 008 | 316.99 | MISCELLANEOUS POWER PLANT EQUIPMENT - COMBUSTION INITIATIVE | 10 | SQ | 0
COMPANY 008 | 331 | STRUCTURES AND IMPROVEMENTS | 80 | S1 | -5
COMPANY 008 | 331 | STRUCTURES AND IMPROVEMENTS | 75 | S1 | (5) - (6)
COMPANY 008 | 331 | STRUCTURES AND IMPROVEMENTS | 65 | S0.5 | (4) - (5)
COMPANY 008 | 332 | RESERVOIRS, DAMS AND WATERWAYS | 100 | S1.5 | -25
COMPANY 008 | 332 | RESERVOIRS, DAMS AND WATERWAYS | 100 | S1.5 | (5) - (6)
COMPANY 008 | 332 | RESERVOIRS, DAMS AND WATERWAYS | 100 | S1.5 | (4) - (5)
COMPANY 008 | 333 | WATER WHEELS, TURBINES AND GENERATORS | 70 | R1.5 | -15
COMPANY 008 | 333 | WATER WHEELS, TURBINES AND GENERATORS | 65 | R1.5 | (5) - (6)
COMPANY 008 | 333 | WATER WHEELS, TURBINES AND GENERATORS | 65 | R1 | (4) - (5)
COMPANY 008 | 334 | ACCESSORY ELECTRIC EQUIPMENT | 40 | R0.5 | -5
COMPANY 008 | 334 | ACCESSORY ELECTRIC EQUIPMENT | 50 | R1.5 | (5) - (6)
COMPANY 008 | 334 | ACCESSORY ELECTRIC EQUIPMENT | 55 | R1 | (4) - (5)
COMPANY 008 | 335 | MISCELLANEOUS POWER PLANT EQUIPMENT | 50 | R2.5 | 0
COMPANY 008 | 335 | MISCELLANEOUS POWER PLANT EQUIPMENT | 55 | R2.5 | (5) - (6)
COMPANY 008 | 335 | MISCELLANEOUS POWER PLANT EQUIPMENT | 60 | R2.5 | (4) - (5)
COMPANY 008 | 340 | LAND AND LAND RIGHTS - RIGHTS | - | SQ | 0
COMPANY 008 | 340 | LAND AND LAND RIGHTS - RIGHTS | - | SQ | (10) - (11)
COMPANY 008 | 340 | LAND AND LAND RIGHTS - RIGHTS | - | SQ | 0
COMPANY 008 | 341 | STRUCTURES AND IMPROVEMENTS | 65 | R3 | 0 - (21)
COMPANY 008 | 341 | STRUCTURES AND IMPROVEMENTS | 65 | R2.5 | (2) - (29)
COMPANY 008 | 341 | STRUCTURES AND IMPROVEMENTS | 65 | R1.5 | 0 - (24)
COMPANY 008 | 341.02 | STRUCTURES AND IMPROVEMENTS - WIND | 65 | R3 | (10) - (11)
COMPANY 008 | 341.02 | STRUCTURES AND IMPROVEMENTS - WIND | 60 | R3 | -9
COMPANY 008 | 342 | FUEL HOLDERS, PRODUCERS AND ACCESSORIES | 50 | S3 | 0 - (21)
COMPANY 008 | 342 | FUEL HOLDERS, PRODUCERS AND ACCESSORIES | 55 | S2.5 | (2) - (29)
COMPANY 008 | 342 | FUEL HOLDERS, PRODUCERS AND ACCESSORIES | 60 | R3 | 0 - (24)
COMPANY 008 | 343 | PRIME MOVERS | 60 | R3 | 0 - (21)
COMPANY 008 | 343 | PRIME MOVERS | 65 | R3 | (2) - (29)
COMPANY 008 | 343 | PRIME MOVERS | 65 | R3 | 0 - (24)
COMPANY 008 | 344 | GENERATORS | 25 | S0.5 | (21) - 25
COMPANY 008 | 344 | GENERATORS | 45 | R1 | (2) - (29)
COMPANY 008 | 344 | GENERATORS | 35 | R0.5 | 0 - (24)
COMPANY 008 | 344.02 | GENERATORS - WIND | 35 | R2.5 | (5) - (9)
COMPANY 008 | 344.02 | GENERATORS - WIND | 35 | R2.5 | (10) - (11)
COMPANY 008 | 344.02 | GENERATORS - WIND | 35 | S1.5 | -9
COMPANY 008 | 345 | ACCESSORY ELECTRIC EQUIPMENT | 45 | R4 | 0 - (21)
COMPANY 008 | 345 | ACCESSORY ELECTRIC EQUIPMENT | 50 | R4 | (2) - (29)
COMPANY 008 | 345 | ACCESSORY ELECTRIC EQUIPMENT | 50 | R1.5 | 0 - (24)
COMPANY 008 | 345.02 | ACCESSORY ELECTRIC EQUIPMENT - WIND | 50 | R4 | (10) - (11)
COMPANY 008 | 345.02 | ACCESSORY ELECTRIC EQUIPMENT - WIND | 50 | R2.5 | -9
COMPANY 008 | 346 | MISCELLANEOUS POWER PLANT EQUIPMENT | 60 | R3 | 0 - (21)
COMPANY 008 | 346 | MISCELLANEOUS POWER PLANT EQUIPMENT | 60 | R3 | (2) - (29)
COMPANY 008 | 346 | MISCELLANEOUS POWER PLANT EQUIPMENT | 60 | R2.5 | 0 - (24)
COMPANY 008 | 346.02 | MISCELLANEOUS POWER PLANT EQUIPMENT - WIND | 60 | R3 | (10) - (11)
COMPANY 008 | 346.02 | MISCELLANEOUS POWER PLANT EQUIPMENT - WIND | 55 | R1.5 | -9
COMPANY 008 | 361 | STRUCTURES AND IMPROVEMENTS | 56 | R2.5 | -10
COMPANY 008 | 361 | STRUCTURES AND IMPROVEMENTS | 55 | R2 | -15
COMPANY 008 | 361 | STRUCTURES AND IMPROVEMENTS | 50 | R2.5 | -15
COMPANY 008 | 362 | STATION EQUIPMENT | 46 | S0 | -5
COMPANY 008 | 362 | STATION EQUIPMENT | 45 | S0 | -5
COMPANY 008 | 362 | STATION EQUIPMENT | 42 | S0.5 | -5
COMPANY 008 | 362.1 | STATION EQUIPMENT - COMMUNICATION EQUIPMENT | 15 | SQ | 0
COMPANY 008 | 362.1 | STATION EQUIPMENT - COMMUNICATION EQUIPMENT | 26 | R3 | 0
COMPANY 008 | 362.1 | STATION EQUIPMENT - COMMUNICATION EQUIPMENT | 21 | R2.5 | 0
COMPANY 008 | 364 | POLES, TOWERS AND FIXTURES | 52 | R2 | -40
COMPANY 008 | 364 | POLES, TOWERS AND FIXTURES | 55 | R2 | -40
COMPANY 008 | 364 | POLES, TOWERS AND FIXTURES | 56 | R2 | -40
COMPANY 008 | 365 | OVERHEAD CONDUCTORS AND DEVICES | 50 | R2 | -35
COMPANY 008 | 365 | OVERHEAD CONDUCTORS AND DEVICES | 55 | R1.5 | -45
COMPANY 008 | 365 | OVERHEAD CONDUCTORS AND DEVICES | 56 | R1.5 | -50
COMPANY 008 | 366 | UNDERGROUND CONDUIT | 50 | R2 | -5
COMPANY 008 | 366 | UNDERGROUND CONDUIT | 55 | R2 | -5
COMPANY 008 | 366 | UNDERGROUND CONDUIT | 60 | S0.5 | -5
COMPANY 008 | 367 | UNDERGROUND CONDUCTORS AND DEVICES | 40 | R1.5 | -10
COMPANY 008 | 367 | UNDERGROUND CONDUCTORS AND DEVICES | 47 | R1.5 | -10
COMPANY 008 | 367 | UNDERGROUND CONDUCTORS AND DEVICES | 48 | R1.5 | -10
COMPANY 008 | 368 | LINE TRANSFORMERS | 40 | R1 | -5
COMPANY 008 | 368 | LINE TRANSFORMERS | 41 | R1 | -10
COMPANY 008 | 368 | LINE TRANSFORMERS | 40 | R1 | -15
COMPANY 008 | 369 | SERVICES | 51 | R1.5 | -70
COMPANY 008 | 369 | SERVICES | 54 | R2 | -70
COMPANY 008 | 369 | SERVICES | 57 | R2 | -70
COMPANY 008 | 369.2 | SERVICES - UNDERGROUND | 51 | R1.5 | -20
COMPANY 008 | 369.2 | SERVICES - UNDERGROUND | 54 | R2 | -25
COMPANY 008 | 369.2 | SERVICES - UNDERGROUND | 57 | R2 | -25
COMPANY 008 | 370 | METERS | 15 | L0 | -10
COMPANY 008 | 370 | METERS | 15 | L0 | -20
COMPANY 008 | 370 | METERS | 14 | L0 | -20
COMPANY 008 | 370.1 | METERS - AMI | 15 | S2.5 | -10
COMPANY 008 | 370.1 | METERS - AMI | 15 | S2.5 | -20
COMPANY 008 | 370.1 | METERS - AMI | 15 | S0 | -20
COMPANY 008 | 370.2 | METERS - INSTALLATIONS | 17 | R0.5 | -10
COMPANY 008 | 370.2 | METERS - INSTALLATIONS | 9 | L1.5 | -20
COMPANY 008 | 370.99 | METERS - METERING DEVICES | 38 | R1 | -10
COMPANY 008 | 370.99 | METERS - METERING DEVICES | 35 | R0.5 | -20
COMPANY 008 | 370.99 | METERS - METERING DEVICES | 35 | R0.5 | -20
COMPANY 008 | 371 | INSTALLATIONS ON CUSTOMERS' PREMISES | 25 | R3 | 0
COMPANY 008 | 371 | INSTALLATIONS ON CUSTOMERS' PREMISES | 25 | R3 | 0
COMPANY 008 | 371 | INSTALLATIONS ON CUSTOMERS' PREMISES | 25 | R3 | 0
COMPANY 008 | 373 | STREET LIGHTING AND SIGNAL SYSTEMS | 40 | R2.5 | -10
COMPANY 008 | 373 | STREET LIGHTING AND SIGNAL SYSTEMS | 10 | R2.5 | -25
COMPANY 008 | 373 | STREET LIGHTING AND SIGNAL SYSTEMS | 40 | R2.5 | -25
COMPANY 008 | 390 | STRUCTURES AND IMPROVEMENTS | 40 | R0.5 | -5
COMPANY 008 | 390 | STRUCTURES AND IMPROVEMENTS | 43 | R1.5 | -5
COMPANY 008 | 390 | STRUCTURES AND IMPROVEMENTS | 45 | R1 | -5
COMPANY 008 | 391 | OFFICE FURNITURE AND EQUIPMENT | 20 | SQ | 0
COMPANY 008 | 391 | OFFICE FURNITURE AND EQUIPMENT | 20 | SQ | 0
COMPANY 008 | 391 | OFFICE FURNITURE AND EQUIPMENT | 20 | SQ | 0
COMPANY 008 | 391.2 | OFFICE EQUIPMENT | 5 | SQ | 0
COMPANY 008 | 391.3 | LARGE COMPUTER EQUIPMENT | 5 | SQ | 0
COMPANY 008 | 391.3 | LARGE COMPUTER EQUIPMENT | 5 | SQ | 0
COMPANY 008 | 391.4 | SOFTWARE | 5 | SQ | 0
COMPANY 008 | 391.4 | LARGE COMPUTER SOFTWARE | 5 | SQ | 0
COMPANY 008 | 392 | TRANSPORTATION EQUIPMENT | 12 | R1.5 | 15
COMPANY 008 | 392 | TRANSPORTATION EQUIPMENT | 12 | R2 | 15
COMPANY 008 | 392 | TRANSPORTATION EQUIPMENT | 13 | R2 | 10
COMPANY 008 | 393 | STORES EQUIPMENT | 20 | SQ | 0
COMPANY 008 | 393 | STORES EQUIPMENT | 20 | SQ | 0
COMPANY 008 | 393 | STORES EQUIPMENT | 20 | SQ | 0
COMPANY 008 | 394 | TOOLS, SHOP AND GARAGE EQUIPMENT | 25 | SQ | 0
COMPANY 008 | 394 | TOOLS, SHOP AND GARAGE EQUIPMENT | 25 | SQ | 0
COMPANY 008 | 394 | TOOLS, SHOP AND GARAGE EQUIPMENT | 25 | SQ | 0
COMPANY 008 | 395 | LABORATORY EQUIPMENT | 15 | SQ | 0
COMPANY 008 | 395 | LABORATORY EQUIPMENT | 15 | SQ | 0
COMPANY 008 | 395 | LABORATORY EQUIPMENT | 15 | SQ | 0
COMPANY 008 | 396 | POWER OPERATED EQUIPMENT | 14 | L1.5 | 20
COMPANY 008 | 396 | POWER OPERATED EQUIPMENT | 14 | L2 | 25
COMPANY 008 | 396 | POWER OPERATED EQUIPMENT | 15 | S1 | 20
COMPANY 008 | 397 | COMMUNICATION EQUIPMENT | 15 | SQ | 0
COMPANY 008 | 397.4 | COMPUTER EQUIPMENT | 10 | SQ | 0
COMPANY 008 | 397.4 | COMPUTER EQUIPMENT | 10 | SQ | 0
COMPANY 008 | 397.5 | COMMUNICATION EQUIPMENT - TOWER / BUILDING | 25 | SQ | 0
COMPANY 008 | 397.5 | COMMUNICATION EQUIPMENT - TOWER / BUILDING | 25 | SQ | 0
COMPANY 008 | 398 | MISCELLANEOUS EQUIPMENT | 10 | SQ | 0
COMPANY 009 | 341.01 | STRUCTURES AND IMPROVEMENTS - SOLAR | - | SQ | 0
COMPANY 009 | 343.01 | PRIME MOVERS - SOLAR | 45 | R2.5 | -5
COMPANY 009 | 344.01 | GENERATORS - SOLAR | 45 | R2.5 | -5
COMPANY 009 | 345.01 | ACCESSORY ELECTRIC EQUIPMENT - SOLAR | 40 | L0 | 0
COMPANY 009 | 346.01 | MISCELLANEOUS POWER PLANT EQUIPMENT - SOLAR | - | SQ | 0
COMPANY 009 | 350 | LAND AND LAND RIGHTS - RIGHTS | 75 | R4 | 0
COMPANY 009 | 352 | STRUCTURES AND IMPROVEMENTS | 60 | S2.5 | -5
COMPANY 009 | 353 | STATION EQUIPMENT | 50 | R2.5 | -6
COMPANY 009 | 354 | TOWERS AND FIXTURES | 70 | R3 | -25
COMPANY 009 | 355 | POLES AND FIXTURES | 62 | R1.5 | -50
COMPANY 009 | 356 | OVERHEAD CONDUCTORS AND DEVICES | 68 | R2.5 | -20
COMPANY 009 | 357 | UNDERGROUND CONDUIT | 60 | R4 | 0
COMPANY 009 | 358 | UNDERGROUND CONDUCTORS AND DEVICES | 60 | R1 | 0
COMPANY 009 | 359 | ROADS AND TRAILS | 60 | R4 | 0
COMPANY 009 | 360 | LAND AND LAND RIGHTS - RIGHTS | 75 | R4 | 0
COMPANY 009 | 360 | LAND AND LAND RIGHTS - RIGHTS OF WAY | 80 | R4 | 0
COMPANY 009 | 360 | LAND AND LAND RIGHTS - RIGHTS OF WAY | 80 | R4 | 0
COMPANY 009 | 361 | STRUCTURES AND IMPROVEMENTS | 60 | R3 | -5
COMPANY 009 | 361 | STRUCTURES AND IMPROVEMENTS | 65 | R3 | -5
COMPANY 009 | 361 | STRUCTURES AND IMPROVEMENTS | 65 | R3 | -10
COMPANY 009 | 362 | STATION EQUIPMENT | 54 | R2 | -9
COMPANY 009 | 362 | STATION EQUIPMENT | 53 | R2.5 | -19
COMPANY 009 | 362 | STATION EQUIPMENT | 55 | R2 | -20
COMPANY 009 | 364 | POLES, TOWERS AND FIXTURES | 47 | R2 | -115
COMPANY 009 | 364 | POLES, TOWERS AND FIXTURES | 50 | R2.5 | -150
COMPANY 009 | 364 | POLES, TOWERS AND FIXTURES | 55 | R2 | -175
COMPANY 009 | 365 | OVERHEAD CONDUCTORS AND DEVICES | 47 | R1.5 | -55
COMPANY 009 | 365 | OVERHEAD CONDUCTORS AND DEVICES | 48 | R1.5 | -60
COMPANY 009 | 365 | OVERHEAD CONDUCTORS AND DEVICES | 52 | R1 | -60
COMPANY 009 | 366 | UNDERGROUND CONDUIT | 60 | S3 | -5
COMPANY 009 | 366 | UNDERGROUND CONDUIT | 65 | S3 | -10
COMPANY 009 | 366 | UNDERGROUND CONDUIT | 70 | R3 | -15
COMPANY 009 | 367 | UNDERGROUND CONDUCTORS AND DEVICES | 45 | R2.5 | -15
COMPANY 009 | 367 | UNDERGROUND CONDUCTORS AND DEVICES | 48 | R2.5 | -15
COMPANY 009 | 367 | UNDERGROUND CONDUCTORS AND DEVICES | 48 | R2.5 | -20
COMPANY 009 | 368 | LINE TRANSFORMERS | 43 | R2.5 | 5
COMPANY 009 | 368 | LINE TRANSFORMERS | 45 | R2.5 | 15
COMPANY 009 | 368 | LINE TRANSFORMERS | 47 | R2.5 | 10
COMPANY 009 | 369 | SERVICES | 39 | R2 | -50
COMPANY 009 | 369 | SERVICES | 43 | R2 | -65
COMPANY 009 | 369 | SERVICES | 45 | R2 | -80
COMPANY 009 | 370 | METERS | 13 | L2.5 | 1
COMPANY 009 | 370 | METERS | 13 | L2.5 | 0
COMPANY 009 | 370 | METERS | 13 | L2.5 | 0
COMPANY 009 | 370.1 | METERS - AMI | 20 | S2 | 0
COMPANY 009 | 370.1 | METERS - AMI | 20 | S3 | 0
COMPANY 009 | 370.1 | METERS - PTs / CTs | 33 | L2 | 0
COMPANY 009 | 370.1 | METERS - PTs / CTs | 33 | L2 | 0
COMPANY 009 | 370.1 | METERS - AMI | 20 | S3 | 0
COMPANY 009 | 371 | INSTALLATIONS ON CUSTOMERS' PREMISES | 25 | L2 | 0
COMPANY 009 | 371 | INSTALLATIONS ON CUSTOMERS' PREMISES | 25 | L2 | 0
COMPANY 009 | 371 | INSTALLATIONS ON CUSTOMERS' PREMISES | 25 | L2 | 0
COMPANY 009 | 373 | STREET LIGHTING AND SIGNAL SYSTEMS | 25 | S0.5 | -23
COMPANY 009 | 373 | STREET LIGHTING AND SIGNAL SYSTEMS | 29 | L1 | -20
COMPANY 009 | 373 | STREET LIGHTING AND SIGNAL SYSTEMS | 28 | S0 | -15
COMPANY 009 | 390 | STRUCTURES AND IMPROVEMENTS | 55 | R1 | -5
COMPANY 009 | 391.1 | OFFICE FURNITURE | 20 | SQ | 0
COMPANY 009 | 391.2 | OFFICE EQUIPMENT | 10 | SQ | 0
COMPANY 009 | 391.4 | SOFTWARE | 5 | SQ | 0
COMPANY 009 | 392 | TRANSPORTATION EQUIPMENT | 13 | L1 | 8
COMPANY 009 | 393 | STORES EQUIPMENT | 20 | SQ | 0
COMPANY 009 | 394 | TOOLS, SHOP AND GARAGE EQUIPMENT | 20 | SQ | 0
COMPANY 009 | 395 | LABORATORY EQUIPMENT | 20 | SQ | 0
COMPANY 009 | 396 | POWER OPERATED EQUIPMENT | 16 | L2 | 10
COMPANY 009 | 397 | COMMUNICATION EQUIPMENT | 15 | SQ | 0
COMPANY 009 | 398 | MISCELLANEOUS EQUIPMENT | 20 | SQ | 0
COMPANY 010 | 311 | STRUCTURES AND IMPROVEMENTS | 100 | R1.5 | -1
COMPANY 010 | 311 | STRUCTURES AND IMPROVEMENTS | 90 | R1.5 | 0 - (2)
COMPANY 010 | 311 | STRUCTURES AND IMPROVEMENTS | 95 | R1.5 | 0 - (2)
COMPANY 010 | 311 | STRUCTURES AND IMPROVEMENTS | 95 | R1 | (1)-(2)
COMPANY 010 | 312 | BOILER PLANT EQUIPMENT | 55 | R0.5 | -5
COMPANY 010 | 312 | BOILER PLANT EQUIPMENT | 55 | R0.5 | (1) - (7)
COMPANY 010 | 312 | BOILER PLANT EQUIPMENT | 55 | R0.5 | 0 - (6)
COMPANY 010 | 312 | BOILER PLANT EQUIPMENT | 60 | R0.5 | (2)-(5)
COMPANY 010 | 312.6 | ALUMINUM COAL CARS | 25 | R2.5 | 25
COMPANY 010 | 312.6 | BOILER PLANT EQUIPMENT - ALUMINUM COAL CARS | 30 | R2.5 | 25
COMPANY 010 | 312.6 | ALUMINUM COAL CARS | 35 | R2 | 25
COMPANY 010 | 312.6 | BOILER PLANT EQUIPMENT - ALUMINUM COAL CARS | 35 | R2 | (2)-(5)
COMPANY 010 | 314 | TURBOGENERATOR UNITS | 60 | S0 | -2
COMPANY 010 | 314 | TURBOGENERATOR UNITS | 60 | S0.5 | 0 - (3)
COMPANY 010 | 314 | TURBOGENERATOR UNITS | 60 | S0.5 | 0 - (2)
COMPANY 010 | 314 | TURBOGENERATOR UNITS | 60 | S0.5 | (1)-(3)
COMPANY 010 | 315 | ACCESSORY ELECTRIC EQUIPMENT | 70 | S0 | -1
COMPANY 010 | 315 | ACCESSORY ELECTRIC EQUIPMENT | 75 | S0 | 0 - (2)
COMPANY 010 | 315 | ACCESSORY ELECTRIC EQUIPMENT | 75 | S0 | 0 - (2)
COMPANY 010 | 315 | ACCESSORY ELECTRIC EQUIPMENT | 75 | S0 | (1)-(5)
COMPANY 010 | 316 | MISCELLANEOUS POWER PLANT EQUIPMENT | 40 | L0 | 0
COMPANY 010 | 316 | MISCELLANEOUS POWER PLANT EQUIPMENT | 40 | L0 | 0
COMPANY 010 | 316 | MISCELLANEOUS POWER PLANT EQUIPMENT | 40 | L0 | 0
COMPANY 010 | 316 | MISCELLANEOUS POWER PLANT EQUIPMENT | 40 | L0.5 | (2)-(4)
COMPANY 010 | 316.11 | MISCELLANEOUS POWER PLANT EQUIPMENT - OFFICE FURNITURE | 20 | SQ | 0
COMPANY 010 | 316.11 | MISCELLANEOUS POWER PLANT EQUIPMENT - OFFICE FURNITURE | 20 | SQ | 0
COMPANY 010 | 316.11 | MISCELLANEOUS POWER PLANT EQUIPMENT - OFFICE FURNITURE | 20 | SQ | 0
COMPANY 010 | 316.11 | MISCELLANEOUS POWER PLANT EQUIPMENT - OFFICE FURNITURE | 20 | SQ | 0
COMPANY 010 | 316.12 | MISCELLANEOUS POWER PLANT EQUIPMENT - OFFICE EQUIPMENT | 15 | SQ | 0
COMPANY 010 | 316.12 | MISCELLANEOUS POWER PLANT EQUIPMENT - OFFICE EQUIPMENT | 15 | SQ | 0
COMPANY 010 | 316.12 | MISCELLANEOUS POWER PLANT EQUIPMENT - OFFICE EQUIPMENT | 15 | SQ | 0
COMPANY 010 | 316.12 | MISCELLANEOUS POWER PLANT EQUIPMENT - OFFICE EQUIPMENT | 15 | SQ | 0
COMPANY 010 | 316.13 | MISCELLANEOUS POWER PLANT EQUIPMENT - COMPUTERS | 5 | SQ | 0
COMPANY 010 | 316.13 | MISCELLANEOUS POWER PLANT EQUIPMENT - COMPUTERS | 5 | SQ | 0
COMPANY 010 | 316.13 | MISCELLANEOUS POWER PLANT EQUIPMENT - COMPUTERS | 5 | SQ | 0
COMPANY 010 | 316.13 | MISCELLANEOUS POWER PLANT EQUIPMENT - COMPUTERS | 5 | SQ | 0
COMPANY 010 | 321 | STRUCTURES AND IMPROVEMENTS | 100 | R1.5 | -1
COMPANY 010 | 321 | STRUCTURES AND IMPROVEMENTS | 125 | R1 | -1
COMPANY 010 | 321 | STRUCTURES AND IMPROVEMENTS | 90 | R2 | -1
COMPANY 010 | 321 | STRUCTURES AND IMPROVEMENTS | 90 | R2 | -1
COMPANY 010 | 322 | REACTOR PLANT EQUIPMENT | 55 | S0.5 | -6
COMPANY 010 | 322 | REACTOR PLANT EQUIPMENT | 150 | R2.5 | -6
COMPANY 010 | 322 | REACTOR PLANT EQUIPMENT | 55 | S0.5 | -3
COMPANY 010 | 322 | REACTOR PLANT EQUIPMENT | 55 | S0.5 | -3
COMPANY 010 | 323 | TURBOGENERATOR UNITS | 50 | S1 | -3
COMPANY 010 | 323 | TURBOGENERATOR UNITS | 50 | S1 | -4
COMPANY 010 | 323 | TURBOGENERATOR UNITS | 50 | S0.5 | -4
COMPANY 010 | 323 | TURBOGENERATOR UNITS | 50 | S0.5 | -4
COMPANY 010 | 324 | ACCESSORY ELECTRIC EQUIPMENT | 80 | R2.5 | -1
COMPANY 010 | 324 | ACCESSORY ELECTRIC EQUIPMENT | 75 | R2 | -1
COMPANY 010 | 324 | ACCESSORY ELECTRIC EQUIPMENT | 75 | R2 | -1
COMPANY 010 | 324 | ACCESSORY ELECTRIC EQUIPMENT | 75 | R2 | -1
COMPANY 010 | 325 | MISCELLANEOUS POWER PLANT EQUIPMENT | 35 | L0 | 0
COMPANY 010 | 325 | MISCELLANEOUS POWER PLANT EQUIPMENT | 35 | L0.5 | 0
COMPANY 010 | 325 | MISCELLANEOUS POWER PLANT EQUIPMENT | 40 | L0 | 0
COMPANY 010 | 325 | MISCELLANEOUS POWER PLANT EQUIPMENT | 40 | L0.5 | -2
COMPANY 010 | 325 | MISCELLANEOUS POWER PLANT EQUIPMENT - OFFICE FURNITURE | 20 | SQ | -2
COMPANY 010 | 325 | MISCELLANEOUS POWER PLANT EQUIPMENT - OFFICE EQUIPMENT | 15 | SQ | 0
COMPANY 010 | 325 | MISCELLANEOUS POWER PLANT EQUIPMENT - COMPUTERS | 5 | SQ | 0
COMPANY 010 | 325.11 | MISCELLANEOUS POWER PLANT EQUIPMENT - OFFICE FURNITURE | 20 | SQ | 0
COMPANY 010 | 325.11 | MISCELLANEOUS POWER PLANT EQUIPMENT - OFFICE FURNITURE | 20 | SQ | 0
COMPANY 010 | 325.11 | MISCELLANEOUS POWER PLANT EQUIPMENT - OFFICE FURNITURE | 25 | SQ | 0
COMPANY 010 | 325.12 | MISCELLANEOUS POWER PLANT EQUIPMENT - OFFICE EQUIPMENT | 15 | SQ | 0
COMPANY 010 | 325.12 | MISCELLANEOUS POWER PLANT EQUIPMENT - OFFICE EQUIPMENT | 15 | SQ | 0
COMPANY 010 | 325.12 | MISCELLANEOUS POWER PLANT EQUIPMENT - OFFICE EQUIPMENT | 15 | SQ | 0
COMPANY 010 | 325.13 | MISCELLANEOUS POWER PLANT EQUIPMENT - COMPUTERS | 5 | SQ | 0
COMPANY 010 | 325.13 | MISCELLANEOUS POWER PLANT EQUIPMENT - COMPUTERS | 5 | SQ | 0
COMPANY 010 | 325.13 | MISCELLANEOUS POWER PLANT EQUIPMENT - COMPUTERS | 5 | SQ | 0
COMPANY 010 | 331 | STRUCTURES AND IMPROVEMENTS | 130 | R1 | -3
COMPANY 010 | 331 | STRUCTURES AND IMPROVEMENTS | 125 | R1 | (2) - (5)
COMPANY 010 | 331 | STRUCTURES AND IMPROVEMENTS | 125 | R1 | (2) - (5)
COMPANY 010 | 331 | STRUCTURES AND IMPROVEMENTS | 120 | R1 | (2)-(6)
COMPANY 010 | 332 | RESERVOIRS, DAMS AND WATERWAYS | 150 | R2.5 | -1
COMPANY 010 | 332 | RESERVOIRS, DAMS AND WATERWAYS | 150 | R2.5 | (1) - (3)
COMPANY 010 | 332 | RESERVOIRS, DAMS AND WATERWAYS | 150 | R2.5 | (1) - (3)
COMPANY 010 | 332 | RESERVOIRS, DAMS, AND WATERWAYS | 150 | R2.5 | (1)-(3)
COMPANY 010 | 333 | WATER WHEELS, TURBINES AND GENERATORS | 95 | S0.5 | -14
COMPANY 010 | 333 | WATER WHEELS, TURBINES AND GENERATORS | 95 | S0 | (8) - (26)
COMPANY 010 | 333 | WATER WHEELS, TURBINES AND GENERATORS | 95 | S0 | (7) - (23)
COMPANY 010 | 333 | WATER WHEELS, TURBINES, AND GENERATORS | 90 | S0.5 | (7)-(27)
COMPANY 010 | 334 | ACCESSORY ELECTRIC EQUIPMENT | 65 | R0.5 | -2
COMPANY 010 | 334 | ACCESSORY ELECTRIC EQUIPMENT | 65 | R1 | (1) - (3)
COMPANY 010 | 334 | ACCESSORY ELECTRIC EQUIPMENT | 65 | R1 | (1) - (3)
COMPANY 010 | 334 | ACCESSORY ELECTRIC EQUIPMENT | 70 | R1.5 | (5)-(24)
COMPANY 010 | 335 | MISCELLANEOUS POWER PLANT EQUIPMENT | 55 | O1 | -2
COMPANY 010 | 335 | MISCELLANEOUS POWER PLANT EQUIPMENT | 50 | R0.5 | 0
COMPANY 010 | 335 | MISCELLANEOUS POWER PLANT EQUIPMENT | 50 | R0.5 | 0
COMPANY 010 | 335 | MISCELLANEOUS POWER PLANT EQUIPMENT | 55 | R0.5 | 0
COMPANY 010 | 335.11 | MISCELLANEOUS POWER PLANT EQUIPMENT - OFFICE FURNITURE | 20 | SQ | 0
COMPANY 010 | 335.11 | MISCELLANEOUS POWER PLANT EQUIPMENT - OFFICE FURNITURE | 20 | SQ | 0
COMPANY 010 | 335.11 | MISCELLANEOUS POWER PLANT EQUIPMENT - OFFICE FURNITURE | 20 | SQ | 0
COMPANY 010 | 335.11 | MISCELLANEOUS POWER PLANT EQUIPMENT - OFFICE FURNITURE | 20 | SQ | 0
COMPANY 010 | 335.12 | MISCELLANEOUS POWER PLANT EQUIPMENT - OFFICE EQUIPMENT | 15 | SQ | 0
COMPANY 010 | 335.12 | MISCELLANEOUS POWER PLANT EQUIPMENT - OFFICE EQUIPMENT | 15 | SQ | 0
COMPANY 010 | 335.12 | MISCELLANEOUS POWER PLANT EQUIPMENT - OFFICE EQUIPMENT | 15 | SQ | 0
COMPANY 010 | 335.12 | MISCELLANEOUS POWER PLANT EQUIPMENT - OFFICE EQUIPMENT | 15 | SQ | 0
COMPANY 010 | 335.13 | MISCELLANEOUS POWER PLANT EQUIPMENT - COMPUTERS | 5 | SQ | 0
COMPANY 010 | 335.13 | MISCELLANEOUS POWER PLANT EQUIPMENT - COMPUTERS | 5 | SQ | 0
COMPANY 010 | 335.13 | MISCELLANEOUS POWER PLANT EQUIPMENT - COMPUTERS | 5 | SQ | 0
COMPANY 010 | 335.13 | MISCELLANEOUS POWER PLANT EQUIPMENT - COMPUTERS | 5 | SQ | 0
COMPANY 010 | 336 | ROADS, RAILROADS AND BRIDGES | 50 | R0.5 | 0
COMPANY 010 | 336 | ROADS, RAILROADS AND BRIDGES | 50 | R0.5 | 0
COMPANY 010 | 336 | ROADS, RAILROADS AND BRIDGES | 50 | R0.5 | 0
COMPANY 010 | 336 | ROADS, RAILROADS, AND BRIDGES | 55 | R0.5 | 0
COMPANY 010 | 341 | STRUCTURES AND IMPROVEMENTS | 40 | R2.5 | -5
COMPANY 010 | 341 | STRUCTURES AND IMPROVEMENTS | 40 | R3 | -5
COMPANY 010 | 341 | STRUCTURES AND IMPROVEMENTS | 40 | S2 | -5
COMPANY 010 | 341 | STRUCTURES AND IMPROVEMENTS | 40 | R3 | -5
COMPANY 010 | 341.01 | STRUCTURES AND IMPROVEMENTS - SOLAR | 20 | R4 | 0
COMPANY 010 | 341.01 | STRUCTURES AND IMPROVEMENTS - SOLAR | 25 | R4 | 0
COMPANY 010 | 341.02 | STRUCTURES AND IMPROVEMENTS - WIND | 70 | R2.5 | -5
COMPANY 010 | 341.02 | STRUCTURES AND IMPROVEMENTS | 60 | R2.5 | 0
COMPANY 010 | 341.4 | STRUCTURES AND IMPROVEMENTS | 60 | R2.5 | 0
COMPANY 010 | 342 | FUEL HOLDERS, PRODUCERS AND ACCESSORIES | 40 | R3 | -5
COMPANY 010 | 342 | FUEL HOLDERS, PRODUCERS AND ACCESSORIES | 45 | R3 | -5
COMPANY 010 | 342 | FUEL HOLDERS, PRODUCERS AND ACCESSORIES | 45 | R2.5 | -5
COMPANY 010 | 342 | FUEL HOLDERS, PRODUCERS, AND ACCESSORIES | 45 | R2.5 | -5
COMPANY 010 | 344 | GENERATORS - CTG | 6 | S2 | 40
COMPANY 010 | 344 | GENERATORS - OTHER CTs | 40 | R4 | -5
COMPANY 010 | 344 | GENERATORS - CTG | 8 | S2.5 | 40
COMPANY 010 | 344 | GENERATORS - OTHER CTs | 45 | R4 | -5
COMPANY 010 | 344 | GENERATORS | 45 | R4 | -5
COMPANY 010 | 344 | GENERATORS - LANDFILL CTG | 10 | S2.5 | 40
COMPANY 010 | 344 | GENERATORS | 45 | R4 | -5
COMPANY 010 | 344 | GENERATORS - MARYLAND HEIGHTS LANDFILL CTG | 14 | S2.5 | 40
COMPANY 010 | 344.01 | GENERATORS - SOLAR | 20 | S2.5 | 0
COMPANY 010 | 344.01 | GENERATORS - SOLAR | 20 | S2.5 | 0
COMPANY 010 | 344.01 | GENERATORS - SOLAR | 20 | S2.5 | 0
COMPANY 010 | 344.01 | GENERATORS - SOLAR | 25 | S1.5 | 0
COMPANY 010 | 344.02 | GENERATORS - WIND | 45 | R2 | -1
COMPANY 010 | 344.02 | GENERATORS | 40 | R2.5 | -1
COMPANY 010 | 344.4 | GENERATORS | 40 | R2.5 | -1
COMPANY 010 | 345 | ACCESSORY ELECTRIC EQUIPMENT | 35 | R2.5 | -5
COMPANY 010 | 345 | ACCESSORY ELECTRIC EQUIPMENT | 40 | R2.5 | -5
COMPANY 010 | 345 | ACCESSORY ELECTRIC EQUIPMENT | 40 | R2.5 | -5
COMPANY 010 | 345.01 | ACCESSORY ELECTRIC EQUIPMENT - SOLAR | 25 | S2.5 | 0
COMPANY 010 | 345.02 | ACCESSORY ELECTRIC EQUIPMENT - WIND | 40 | R2.5 | -1
COMPANY 010 | 345.02 | ACCESSORY ELECTRIC EQUIPMENT | 40 | R2.5 | -1
COMPANY 010 | 345.4 | ACCESSORY ELECTRIC EQUIPMENT | 40 | R2.5 | -1
COMPANY 010 | 346 | MISCELLANEOUS POWER PLANT EQUIPMENT | 20 | L2.5 | -5
COMPANY 010 | 346 | MISCELLANEOUS POWER PLANT EQUIPMENT | 22 | L2.5 | 0
COMPANY 010 | 346 | MISCELLANEOUS POWER PLANT EQUIPMENT | 25 | L2.5 | 0
COMPANY 010 | 346 | MISCELLANEOUS POWER PLANT EQUIPMENT | 28 | S1 | 0
COMPANY 010 | 346.01 | MISCELLANEOUS POWER PLANT EQUIPMENT - SOLAR | 20 | S2.5 | 0
COMPANY 010 | 346.01 | MISCELLANEOUS POWER PLANT EQUIPMENT - SOLAR | 20 | S2.5 | 0
COMPANY 010 | 346.02 | MISCELLANEOUS POWER PLANT EQUIPMENT - WIND - OTHER | 35 | S2.5 | 0
COMPANY 010 | 346.02 | MISCELLANEOUS POWER PLANT EQUIPMENT - WIND | 35 | S2.5 | 0
COMPANY 010 | 346.02 | MISCELLANEOUS POWER PLANT EQUIPMENT | 35 | S2.5 | 0
COMPANY 010 | 346.11 | MISCELLANEOUS POWER PLANT EQUIPMENT - OFFICE FURNITURE | 20 | SQ | 0
COMPANY 010 | 346.11 | MISCELLANEOUS POWER PLANT EQUIPMENT - OFFICE FURNITURE | 20 | SQ | 0
COMPANY 010 | 346.11 | MISCELLANEOUS POWER PLANT EQUIPMENT - OFFICE FURNITURE | 20 | SQ | 0
COMPANY 010 | 346.11 | MISCELLANEOUS POWER PLANT EQUIPMENT - OFFICE FURNITURE | 20 | SQ | 0
COMPANY 010 | 346.12 | MISCELLANEOUS POWER PLANT EQUIPMENT - OFFICE EQUIPMENT | 15 | SQ | 0
COMPANY 010 | 346.12 | MISCELLANEOUS POWER PLANT EQUIPMENT - OFFICE EQUIPMENT | 15 | SQ | 0
COMPANY 010 | 346.12 | MISCELLANEOUS POWER PLANT EQUIPMENT - OFFICE EQUIPMENT | 15 | SQ | 0
COMPANY 010 | 346.12 | MISCELLANEOUS POWER PLANT EQUIPMENT - OFFICE EQUIPMENT | 15 | SQ | 0
COMPANY 010 | 346.13 | MISCELLANEOUS POWER PLANT EQUIPMENT - COMPUTERS | 5 | SQ | 0
COMPANY 010 | 346.13 | MISCELLANEOUS POWER PLANT EQUIPMENT - COMPUTERS | 5 | SQ | 0
COMPANY 010 | 346.13 | MISCELLANEOUS POWER PLANT EQUIPMENT - COMPUTERS | 5 | SQ | 0
COMPANY 010 | 346.13 | MISCELLANEOUS POWER PLANT EQUIPMENT - COMPUTERS | 5 | SQ | 0
COMPANY 010 | 346.4 | MISCELLANEOUS POWER PLANT EQUIPMENT | 35 | S2.5 | 0
COMPANY 010 | 352 | STRUCTURES AND IMPROVEMENTS | 60 | R2.5 | -5
COMPANY 010 | 352 | STRUCTURES AND IMPROVEMENTS | 65 | R2.5 | -5
COMPANY 010 | 352 | STRUCTURES AND IMPROVEMENTS | 65 | R2.5 | -5
COMPANY 010 | 352 | STRUCTURES AND IMPROVEMENTS | 70 | R2.5 | -5
COMPANY 010 | 353 | STATION EQUIPMENT | 60 | R2.5 | -5
COMPANY 010 | 353 | STATION EQUIPMENT | 60 | R2 | -5
COMPANY 010 | 353 | STATION EQUIPMENT | 60 | S0 | -5
COMPANY 010 | 353 | STATION EQUIPMENT | 55 | S1 | -10
COMPANY 010 | 354 | TOWERS AND FIXTURES | 70 | R4 | -30
COMPANY 010 | 354 | TOWERS AND FIXTURES | 70 | R4 | -40
COMPANY 010 | 354 | TOWERS AND FIXTURES | 70 | R4 | -40
COMPANY 010 | 354 | TOWERS AND FIXTURES | 75 | R4 | -55
COMPANY 010 | 355 | POLES AND FIXTURES | 58 | R4 | -100
COMPANY 010 | 355 | POLES AND FIXTURES | 60 | R3 | -100
COMPANY 010 | 355 | POLES AND FIXTURES | 58 | R3 | -100
COMPANY 010 | 355 | POLES AND FIXTURES | 58 | R3 | -105
COMPANY 010 | 356 | OVERHEAD CONDUCTORS AND DEVICES | 58 | R4 | -25
COMPANY 010 | 356 | OVERHEAD CONDUCTORS AND DEVICES | 60 | R4 | -25
COMPANY 010 | 356 | OVERHEAD CONDUCTORS AND DEVICES | 65 | R3 | -30
COMPANY 010 | 356 | OVERHEAD CONDUCTORS AND DEVICES | 65 | R3 | -45
COMPANY 010 | 359 | ROADS AND TRAILS | 70 | R4 | 0
COMPANY 010 | 359 | ROADS AND TRAILS | 70 | R4 | 0
COMPANY 010 | 359 | ROADS AND TRAILS | 70 | R4 | 0
COMPANY 010 | 359 | ROADS AND TRAILS | 75 | R4 | 0
COMPANY 010 | 361 | STRUCTURES AND IMPROVEMENTS | 60 | R2.5 | -5
COMPANY 010 | 361 | STRUCTURES AND IMPROVEMENTS | 60 | R2.5 | -5
COMPANY 010 | 361 | STRUCTURES AND IMPROVEMENTS | 60 | R2.5 | -5
COMPANY 010 | 361 | STRUCTURES AND IMPROVEMENTS | 60 | R2 | -5
COMPANY 010 | 362 | STATION EQUIPMENT | 60 | R2.5 | -5
COMPANY 010 | 362 | STATION EQUIPMENT | 60 | R2.5 | -10
COMPANY 010 | 362 | STATION EQUIPMENT | 60 | R2 | -10
COMPANY 010 | 362 | STATION EQUIPMENT | 60 | R2 | -10
COMPANY 010 | 364 | POLES, TOWERS AND FIXTURES | 47 | R2.5 | -150
COMPANY 010 | 364 | POLES, TOWERS AND FIXTURES | 50 | R2.5 | -150
COMPANY 010 | 364 | POLES, TOWERS AND FIXTURES | 52 | R2.5 | -150
COMPANY 010 | 364 | POLES AND FIXTURES | 55 | S1.5 | -155
COMPANY 010 | 365 | OVERHEAD CONDUCTORS AND DEVICES | 50 | R1 | -50
COMPANY 010 | 365 | OVERHEAD CONDUCTORS AND DEVICES | 50 | R1 | -50
COMPANY 010 | 365 | OVERHEAD CONDUCTORS AND DEVICES | 52 | R1 | -50
COMPANY 010 | 365 | OVERHEAD CONDUCTORS AND DEVICES | 60 | R0.5 | -50
COMPANY 010 | 366 | UNDERGROUND CONDUIT | 70 | R3 | -50
COMPANY 010 | 366 | UNDERGROUND CONDUIT | 70 | R3 | -50
COMPANY 010 | 366 | UNDERGROUND CONDUIT | 70 | R3 | -50
COMPANY 010 | 366 | UNDERGROUND CONDUIT | 75 | R3 | -60
COMPANY 010 | 367 | UNDERGROUND CONDUCTORS AND DEVICES | 56 | R2 | -25
COMPANY 010 | 367 | UNDERGROUND CONDUCTORS AND DEVICES | 57 | R2 | -40
COMPANY 010 | 367 | UNDERGROUND CONDUCTORS AND DEVICES | 57 | R2 | -40
COMPANY 010 | 367 | UNDERGROUND CONDUCTORS AND DEVICES | 58 | R2 | -45
COMPANY 010 | 368 | LINE TRANSFORMERS | 41 | R2.5 | 5
COMPANY 010 | 368 | LINE TRANSFORMERS | 42 | R2.5 | 5
COMPANY 010 | 368 | LINE TRANSFORMERS | 42 | R2.5 | 0
COMPANY 010 | 368 | LINE TRANSFORMERS | 46 | S1 | 0
COMPANY 010 | 369.1 | SERVICES - OVERHEAD | 43 | R2.5 | -200
COMPANY 010 | 369.1 | SERVICES - OVERHEAD | 47 | R2.5 | -200
COMPANY 010 | 369.1 | SERVICES - OVERHEAD | 48 | R2.5 | -170
COMPANY 010 | 369.1 | OVERHEAD SERVICES | 55 | R2 | -175
COMPANY 010 | 369.2 | SERVICES - UNDERGROUND | 55 | R3 | -90
COMPANY 010 | 369.2 | SERVICES - UNDERGROUND | 60 | R3 | -90
COMPANY 010 | 369.2 | SERVICES - UNDERGROUND | 60 | R3 | -90
COMPANY 010 | 369.2 | UNDERGROUND SERVICES | 65 | R3 | -100
COMPANY 010 | 370 | METERS | 26 | S0.5 | 0
COMPANY 010 | 370 | METERS | 28 | S0.5 | -5
COMPANY 010 | 370 | METERS | 28 | S0.5 | -5
COMPANY 010 | 370 | METERS | 25 | S0.5 | -1
COMPANY 010 | 370.1 | METERS - AMI | 20 | S2.5 | -1
COMPANY 010 | 371 | INSTALLATIONS ON CUSTOMERS' PREMISES | 25 | O1 | 0
COMPANY 010 | 371 | INSTALLATIONS ON CUSTOMERS' PREMISES | 30 | O1 | 0
COMPANY 010 | 371 | INSTALLATIONS ON CUSTOMERS' PREMISES | 30 | O1 | 0
COMPANY 010 | 371 | INSTALLATIONS ON CUSTOMERS' PREMISES | 30 | O1 | 0
COMPANY 010 | 373 | STREET LIGHTING AND SIGNAL SYSTEMS | 36 | S0 | -40
COMPANY 010 | 373 | STREET LIGHTING AND SIGNAL SYSTEMS | 38 | S0 | -35
COMPANY 010 | 373 | STREET LIGHTING AND SIGNAL SYSTEMS | 38 | S0 | -30
COMPANY 010 | 373 | STREET LIGHTING AND SIGNAL SYSTEMS | 36 | S0 | -30
COMPANY 010 | 390 | STRUCTURES AND IMPROVEMENTS - TRAINING ASSETS | 5 | SQ | 0
COMPANY 010 | 390 | MISCELLANEOUS STRUCTURES - OLD | 45 | S0 | -15
COMPANY 010 | 390 | STRUCTURES AND IMPROVEMENTS - TRAINING ASSETS | 5 | SQ | 0
COMPANY 010 | 390.1 | STRUCTURES AND IMPROVEMENTS - LARGE | 55 | R1.5 | -5
COMPANY 010 | 390.1 | STRUCTURES AND IMPROVEMENTS - LARGE | 50 | R1.5 | -10
COMPANY 010 | 390.1 | STRUCTURES AND IMPROVEMENTS - LARGE | 55 | R1 | -10
COMPANY 010 | 390.2 | STRUCTURES AND IMPROVEMENTS - MISCELLANEOUS | 48 | R1.5 | -10
COMPANY 010 | 390.2 | STRUCTURES AND IMPROVEMENTS - MISCELLANEOUS | 45 | S0 | -10
COMPANY 010 | 390.2 | STRUCTURES AND IMPROVEMENTS - TRAINING ASSETS | 5 | SQ | 0
COMPANY 010 | 390.2 | STRUCTURES AND IMPROVEMENTS - MISCELLANEOUS | 45 | S0 | -10
COMPANY 010 | 391.1 | OFFICE FURNITURE | 20 | SQ | 0
COMPANY 010 | 391.1 | OFFICE FURNITURE AND EQUIPMENT - FURNITURE | 20 | SQ | 0
COMPANY 010 | 391.1 | OFFICE FURNITURE | 20 | SQ | 0
COMPANY 010 | 391.1 | OFFICE FURNITURE AND EQUIPMENT - FURNITURE | 20 | SQ | 0
COMPANY 010 | 391.2 | OFFICE EQUIPMENT | 15 | SQ | 0
COMPANY 010 | 391.2 | OFFICE FURNITURE AND EQUIPMENT - EQUIPMENT | 15 | SQ | 0
COMPANY 010 | 391.2 | OFFICE EQUIPMENT | 15 | SQ | 0
COMPANY 010 | 391.2 | OFFICE FURNITURE AND EQUIPMENT - EQUIPMENT | 15 | SQ | 0
COMPANY 010 | 391.3 | PERSONAL COMPUTERS | 5 | SQ | 0
COMPANY 010 | 391.3 | OFFICE FURNITURE AND EQUIPMENT - PERSONAL COMPUTERS | 5 | SQ | 0
COMPANY 010 | 391.3 | PERSONAL COMPUTERS | 5 | SQ | 0
COMPANY 010 | 391.3 | OFFICE FURNITURE AND EQUIPMENT - PERSONAL COMPUTERS | 5 | SQ | 0
COMPANY 010 | 392 | TRANSPORTATION EQUIPMENT | 11 | R1.5 | 10
COMPANY 010 | 392 | TRANSPORTATION EQUIPMENT - TRAINING ASSETS | 5 | SQ | 0
COMPANY 010 | 392 | TRANSPORTATION EQUIPMENT | 11 | R2 | 15
COMPANY 010 | 392 | TRANSPORTATION EQUIPMENT - TRAINING ASSETS | 5 | SQ | 0
COMPANY 010 | 392 | TRANSPORTATION EQUIPMENT | 11 | R2 | 15
COMPANY 010 | 392 | TRANSPORTATION EQUIPMENT - TRAINING ASSETS | 5 | SQ | 0
COMPANY 010 | 392 | TRANSPORTATION EQUIPMENT | 12 | R2 | 15
COMPANY 010 | 392 | TRANSPORTATION EQUIPMENT - TRAINING ASSETS | 5 | SQ | 0
COMPANY 010 | 393 | STORES EQUIPMENT | 20 | SQ | 0
COMPANY 010 | 393 | STORES EQUIPMENT | 20 | SQ | 0
COMPANY 010 | 393 | STORES EQUIPMENT | 20 | SQ | 0
COMPANY 010 | 393 | STORES EQUIPMENT | 20 | SQ | 0
COMPANY 010 | 394 | TOOLS, SHOP AND GARAGE EQUIPMENT | 20 | SQ | 0
COMPANY 010 | 394 | TOOLS, SHOP AND GARAGE EQUIPMENT - TRAINING ASSETS | 5 | SQ | 0
COMPANY 010 | 394 | TOOLS, SHOP AND GARAGE EQUIPMENT | 20 | SQ | 0
COMPANY 010 | 394 | TOOLS, SHOP AND GARAGE EQUIPMENT - TRAINING ASSETS | 5 | SQ | 0
COMPANY 010 | 394 | TOOLS, SHOP AND GARAGE EQUIPMENT | 20 | SQ | 0
COMPANY 010 | 394 | TOOLS, SHOP AND GARAGE EQUIPMENT - TRAINING ASSETS | 5 | SQ | 0
COMPANY 010 | 394 | TOOLS, SHOP, AND GARAGE EQUIPMENT | 20 | SQ | 0
COMPANY 010 | 394 | TOOLS, SHOP, AND GARAGE EQUIPMENT - TRAINING ASSETS | 5 | SQ | 0
COMPANY 010 | 395 | LABORATORY EQUIPMENT | 20 | SQ | 0
COMPANY 010 | 395 | LABORATORY EQUIPMENT | 20 | SQ | 0
COMPANY 010 | 395 | LABORATORY EQUIPMENT | 20 | SQ | 0
COMPANY 010 | 395 | LABORATORY EQUIPMENT | 20 | SQ | 0
COMPANY 010 | 396 | POWER OPERATED EQUIPMENT | 15 | L2 | 15
COMPANY 010 | 396 | POWER OPERATED EQUIPMENT | 15 | L2 | 15
COMPANY 010 | 396 | POWER OPERATED EQUIPMENT | 15 | L2 | 15
COMPANY 010 | 396 | POWER OPERATED EQUIPMENT | 14 | L1.5 | 15
COMPANY 010 | 397 | COMMUNICATION EQUIPMENT | 15 | SQ | 0
COMPANY 010 | 397 | COMMUNICATION EQUIPMENT - TRAINING ASSETS | 5 | SQ | 0
COMPANY 010 | 397 | COMMUNICATION EQUIPMENT | 15 | SQ | 0
COMPANY 010 | 397 | COMMUNICATION EQUIPMENT - TRAINING ASSETS | 5 | SQ | 0
COMPANY 010 | 397 | COMMUNICATION EQUIPMENT | 15 | SQ | 0
COMPANY 010 | 397 | COMMUNICATION EQUIPMENT - TRAINING ASSETS | 5 | SQ | 0
COMPANY 010 | 397 | COMMUNICATION EQUIPMENT | 15 | SQ | 0
COMPANY 010 | 397 | COMMUNICATION EQUIPMENT - TRAINING ASSETS | 5 | SQ | 0
COMPANY 010 | 398 | MISCELLANEOUS EQUIPMENT | 20 | SQ | 0
COMPANY 010 | 398 | MISCELLANEOUS EQUIPMENT | 20 | SQ | 0
COMPANY 010 | 398 | MISCELLANEOUS EQUIPMENT | 20 | SQ | 0
COMPANY 010 | 398 | MISCELLANEOUS EQUIPMENT | 20 | SQ | 0
COMPANY 011 | 303 | MISCELLANEOUS INTANGIBLE PLANT | 5 | SQ | 0
COMPANY 011 | 311 | STRUCTURES AND IMPROVEMENTS | 90 | S1 | -5
COMPANY 011 | 312 | BOILER PLANT EQUIPMENT | 60 | S1 | -10
COMPANY 011 | 312.1 | SCRUBBER / FGD | 25 | R0.5 | -10
COMPANY 011 | 312.99 | BOILER PLANT EQUIPMENT - COMBUSTION INITIATIVE | 30 | S1 | -5
COMPANY 011 | 313 | ENGINES AND GENERATORS | 25 | R0.5 | -10
COMPANY 011 | 315 | ACCESSORY ELECTRIC EQUIPMENT | 25 | R0.5 | -5
COMPANY 011 | 315 | ACCESSORY ELECTRIC EQUIPMENT | 20 | S0 | 0
COMPANY 011 | 333 | WATER WHEELS, TURBINES AND GENERATORS | 40 | S2 | 0
COMPANY 011 | 335 | MISCELLANEOUS POWER PLANT EQUIPMENT | 45 | R3 | 0
COMPANY 011 | 341 | STRUCTURES AND IMPROVEMENTS | 90 | S1 | -20
COMPANY 011 | 342 | FUEL HOLDERS, PRODUCERS AND ACCESSORIES | 35 | S2.5 | -30
COMPANY 011 | 343 | PRIME MOVERS | 24 | O1 | -15
COMPANY 011 | 344 | GENERATORS | 25 | R0.5 | -10
COMPANY 011 | 345 | ACCESSORY ELECTRIC EQUIPMENT | 25 | R0.5 | -5
COMPANY 011 | 346 | MISCELLANEOUS POWER PLANT EQUIPMENT | 20 | S0 | 0
COMPANY 011 | 352 | STRUCTURES AND IMPROVEMENTS | 45 | R2.5 | -5
COMPANY 011 | 353 | STATION EQUIPMENT | 45 | S1.5 | -5
COMPANY 011 | 355 | POLES AND FIXTURES | 45 | R2.5 | -15
COMPANY 011 | 356 | OVERHEAD CONDUCTORS AND DEVICES | 40 | R2 | -15
COMPANY 011 | 361 | STRUCTURES AND IMPROVEMENTS | 45 | R2.5 | -5
COMPANY 011 | 362 | STATION EQUIPMENT | 40 | R1.5 | -5
COMPANY 011 | 364 | POLES, TOWERS AND FIXTURES | 38 | R0.5 | -35
COMPANY 011 | 365 | OVERHEAD CONDUCTORS AND DEVICES | 33 | R1 | -45
COMPANY 011 | 366 | UNDERGROUND CONDUIT | 45 | S1 | -10
COMPANY 011 | 367 | UNDERGROUND CONDUCTORS AND DEVICES | 37 | R0.5 | -10
COMPANY 011 | 368.1 | LINE TRANSFORMERS - OVERHEAD | 26 | R0.5 | -30
COMPANY 011 | 368.2 | LINE TRANSFORMERS - UNDERGROUND | 31 | S1.5 | -40
COMPANY 011 | 369.1 | SERVICES - OVERHEAD | 38 | R0.5 | -70
COMPANY 011 | 369.2 | SERVICES - UNDERGROUND | 46 | R1 | -10
COMPANY 011 | 370 | METERS | 20 | L1.5 | 0
COMPANY 011 | 373 | STREET LIGHTING AND SIGNAL SYSTEMS | 33 | S0.5 | -20
COMPANY 011 | 390 | STRUCTURES AND IMPROVEMENTS | 65 | R2 | -5
COMPANY 011 | 391 | OFFICE FURNITURE AND EQUIPMENT | 10 | SQ | 0
COMPANY 011 | 391.4 | SOFTWARE | 5 | SQ | 0
COMPANY 011 | 392 | TRANSPORTATION EQUIPMENT | 12 | S1 | 0
COMPANY 011 | 393 | STORES EQUIPMENT | 20 | SQ | 0
COMPANY 011 | 394 | TOOLS, SHOP AND GARAGE EQUIPMENT | 20 | SQ | 0
COMPANY 011 | 395 | LABORATORY EQUIPMENT | 15 | SQ | 0
COMPANY 011 | 396 | POWER OPERATED EQUIPMENT | 16 | L3 | 0
COMPANY 011 | 397 | COMMUNICATION EQUIPMENT | 10 | SQ | 0
COMPANY 011 | 398 | MISCELLANEOUS EQUIPMENT | 15 | SQ | 0
COMPANY 011 | 399 | OTHER TANGIBLE PROPERTY | 5 | SQ | 0
COMPANY 012 | 311 | STRUCTURES AND IMPROVEMENTS | 75 | S1.5 | -20
COMPANY 012 | 312 | BOILER PLANT EQUIPMENT | 48 | L2 | -20
COMPANY 012 | 314 | TURBOGENERATOR UNITS | 65 | R2 | -20
COMPANY 012 | 315 | ACCESSORY ELECTRIC EQUIPMENT | 60 | R2.5 | -20
COMPANY 012 | 316 | MISCELLANEOUS POWER PLANT EQUIPMENT | 40 | R2 | -20
COMPANY 012 | 321 | STRUCTURES AND IMPROVEMENTS | 65 | R2.5 | 0
COMPANY 012 | 322 | REACTOR PLANT EQUIPMENT | 70 | R1 | -2
COMPANY 012 | 322.1 | STEAM GENERATORS | - | SQ | -17
COMPANY 012 | 323 | TURBOGENERATOR UNITS | 60 | S0 | -2
COMPANY 012 | 324 | ACCESSORY ELECTRIC EQUIPMENT | 45 | R3 | -2
COMPANY 012 | 325 | MISCELLANEOUS POWER PLANT EQUIPMENT | 35 | R0.5 | -2
COMPANY 012 | 331 | STRUCTURES AND IMPROVEMENTS | - | SQ | 0
COMPANY 012 | 332 | RESERVOIRS, DAMS AND WATERWAYS | - | SQ | 0
COMPANY 012 | 333 | WATER WHEELS, TURBINES AND GENERATORS | - | SQ | 0
COMPANY 012 | 334 | ACCESSORY ELECTRIC EQUIPMENT | - | SQ | 0
COMPANY 012 | 335 | MISCELLANEOUS POWER PLANT EQUIPMENT | - | SQ | 0
COMPANY 012 | 336 | ROADS, RAILROADS AND BRIDGES | - | SQ | 0
COMPANY 012 | 341 | STRUCTURES AND IMPROVEMENTS | 80 | S1 | -5
COMPANY 012 | 342 | FUEL HOLDERS, PRODUCERS AND ACCESSORIES | 70 | S1 | -5
COMPANY 012 | 343 | PRIME MOVERS | 70 | L1.5 | 0
COMPANY 012 | 343.01 | PRIME MOVERS - SOLAR | 12 | SQ | 0
COMPANY 012 | 344 | GENERATORS | 37 | R3 | 0
COMPANY 012 | 345 | ACCESSORY ELECTRIC EQUIPMENT | 50 | S2 | 0
COMPANY 012 | 346 | MISCELLANEOUS POWER PLANT EQUIPMENT | 70 | L1 | 0
COMPANY 012 | 352 | STRUCTURES AND IMPROVEMENTS | 50 | R4 | -5
COMPANY 012 | 353 | STATION EQUIPMENT | 42 | R3 | 0
COMPANY 012 | 354 | TOWERS AND FIXTURES | 60 | R3 | -35
COMPANY 012 | 355 | POLES AND FIXTURES - STEEL | 55 | R3 | -15
COMPANY 012 | 355 | POLES AND FIXTURES - WOOD | 48 | R1.5 | -35
COMPANY 012 | 356 | OVERHEAD CONDUCTORS AND DEVICES | 55 | R3 | -35
COMPANY 012 | 357 | UNDERGROUND CONDUIT | 48 | S1.5 | -10
COMPANY 012 | 358 | UNDERGROUND CONDUCTORS AND DEVICES | 40 | R3 | -10
COMPANY 012 | 361 | STRUCTURES AND IMPROVEMENTS | 45 | R2.5 | -10
COMPANY 012 | 362 | STATION EQUIPMENT | 38 | S0 | 0
COMPANY 012 | 364.1 | POLES, TOWERS AND FIXTURES - WOOD POLES | 38 | R0.5 | -10
COMPANY 012 | 364.2 | POLES, TOWERS AND FIXTURES - STEEL POLES | 50 | R3 | -5
COMPANY 012 | 365 | OVERHEAD CONDUCTORS AND DEVICES | 53 | O1 | -10
COMPANY 012 | 366 | UNDERGROUND CONDUIT | 55 | R1.5 | -5
COMPANY 012 | 367 | UNDERGROUND CONDUCTORS AND DEVICES | 29 | L1 | -5
COMPANY 012 | 368 | LINE TRANSFORMERS | 36 | R3 | -5
COMPANY 012 | 369 | SERVICES | 37 | S2 | -10
COMPANY 012 | 370 | METERS | 23 | R1 | 0
COMPANY 012 | 370.1 | METERS - AMR AND ELECTRONIC | 12 | S2 | 0
COMPANY 012 | 371 | INSTALLATIONS ON CUSTOMERS' PREMISES | 30 | R1 | -20
COMPANY 012 | 373 | STREET LIGHTING AND SIGNAL SYSTEMS | 35 | R2 | -20
COMPANY 012 | 390 | STRUCTURES AND IMPROVEMENTS | 39 | R1 | -15
COMPANY 012 | 391.1 | OFFICE FURNITURE | 20 | SQ | 0
COMPANY 012 | 391.2 | OFFICE EQUIPMENT | 10 | SQ | 0
COMPANY 012 | 391.4 | SOFTWARE | 5 | SQ | 0
COMPANY 012 | 393 | STORES EQUIPMENT | 20 | SQ | 0
COMPANY 012 | 394 | TOOLS, SHOP AND GARAGE EQUIPMENT | 20 | SQ | 0
COMPANY 012 | 395 | LABORATORY EQUIPMENT | 15 | SQ | 0
COMPANY 012 | 397 | COMMUNICATION EQUIPMENT | 19 | S1.5 | 0
COMPANY 012 | 398 | MISCELLANEOUS EQUIPMENT | 20 | SQ | 0
COMPANY 013 | 350 | LAND RIGHTS | 75 | R4 | 0
COMPANY 013 | 352 | STRUCTURES AND IMPROVEMENTS | 65 | R2 | -20
COMPANY 013 | 353 | STATION EQUIPMENT | 40 | S0.5 | -25
COMPANY 013 | 354 | TOWERS AND FIXTURES | 75 | R4 | -75
COMPANY 013 | 355 | POLES AND FIXTURES | 45 | S1.5 | -75
COMPANY 013 | 356 | OVERHEAD CONDUCTORS AND DEVICES | 53 | S1 | -75
COMPANY 013 | 357 | UNDERGROUND CONDUIT | 60 | R4 | 0
COMPANY 013 | 358 | UNDERGROUND CONDUCTORS AND DEVICES | 55 | R3 | -10
COMPANY 013 | 361 | STRUCTURES AND IMPROVEMENTS | 55 | R2.5 | -
COMPANY 013 | 361 | STRUCTURES AND IMPROVEMENTS | 55 | R2.5 | -20
COMPANY 013 | 362 | STATION EQUIPMENT | 48 | R2 | -
COMPANY 013 | 362 | STATION EQUIPMENT | 44 | S0 | -50
COMPANY 013 | 364 | POLES, TOWERS AND FIXTURES | 50 | R2 | -
COMPANY 013 | 364 | POLES, TOWERS AND FIXTURES | 55 | R2 | -100
COMPANY 013 | 365 | OVERHEAD CONDUCTORS AND DEVICES | 50 | R2 | -
COMPANY 013 | 365 | OVERHEAD CONDUCTORS AND DEVICES | 55 | R1.5 | -100
COMPANY 013 | 366 | UNDERGROUND CONDUIT | 60 | R5 | -
COMPANY 013 | 366 | UNDERGROUND CONDUIT | 65 | S4 | -20
COMPANY 013 | 367 | UNDERGROUND CONDUCTORS AND DEVICES | 50 | R4 | -
COMPANY 013 | 367 | UNDERGROUND CONDUCTORS AND DEVICES | 55 | R4 | -50
COMPANY 013 | 368 | LINE TRANSFORMERS | 35 | R2 | -
COMPANY 013 | 368 | LINE TRANSFORMERS | 35 | R2.5 | -50
COMPANY 013 | 369.1 | SERVICES - OVERHEAD | 60 | R4 | -
COMPANY 013 | 369.1 | SERVICES - OVERHEAD | 60 | R4 | -100
COMPANY 013 | 369.2 | SERVICES - UNDERGROUND | 45 | R4 | -
COMPANY 013 | 369.2 | SERVICES - UNDERGROUND | 45 | R4 | -75
COMPANY 013 | 370 | METERS | 32 | R0.5 | -
COMPANY 013 | 370 | METERS | 25 | R0.5 | 0
COMPANY 013 | 371 | INSTALLATIONS ON CUSTOMERS' PREMISES | 36 | R2.5 | -
COMPANY 013 | 371 | INSTALLATIONS ON CUSTOMERS' PREMISES | 40 | R2 | -5
COMPANY 013 | 371.1 | INSTALLATIONS ON CUSTOMERS' PREMISES - AREA LIGHTING | 36 | R2.5 | -
COMPANY 013 | 371.1 | PRIVATE AREA LIGHTING | 40 | R2 | -20
COMPANY 013 | 372 | LEASED PROPERTY ON CUSTOMERS' PREMISES | 35 | S3 | -
COMPANY 013 | 372 | LEASED PROPERTY ON CUSTOMERS' PREMISES | 35 | S3 | 0
COMPANY 013 | 373.1 | STREET LIGHTING AND SIGNAL SYSTEMS - OVERHEAD | 33 | R2 | -
COMPANY 013 | 373.1 | STREET LIGHTING AND SIGNAL SYSTEMS - OVERHEAD | 35 | S0.5 | -50
COMPANY 013 | 373.2 | STREET LIGHTING AND SIGNAL SYSTEMS - UNDERGROUND | 33 | R2 | -
COMPANY 013 | 373.2 | STREET LIGHTING AND SIGNAL SYSTEMS - UNDERGROUND | 35 | S0.5 | -50
COMPANY 013 | 390 | STRUCTURES AND IMPROVEMENTS | 40 | R1.5 | -
COMPANY 013 | 390.1 | STRUCTURES AND IMPROVEMENTS | 65 | R0.5 | -5
COMPANY 013 | 390.2 | STRUCTURES AND IMPROVEMENTS - OTHER STRUCTURES | 40 | R1.5 | -5
COMPANY 013 | 391.1 | OFFICE FURNITURE | 20 | SQ | -
COMPANY 013 | 391.1 | OFFICE FURNITURE | 20 | SQ | 0
COMPANY 013 | 391.3 | DATA HANDLING AND INFORMATION SYSTEMS | 5 | SQ | -
COMPANY 013 | 391.3 | DATA HANDLING AND INFORMATION SYSTEMS | 5 | SQ | 0
COMPANY 013 | 392 | TRANSPORTATION EQUIPMENT | 12 | L1.5 | -
COMPANY 013 | 392 | TRANSPORTATION EQUIPMENT | 12 | L1.5 | 10
COMPANY 013 | 393 | STORES EQUIPMENT | 25 | SQ | -
COMPANY 013 | 393 | STORES EQUIPMENT | 25 | SQ | 0
COMPANY 013 | 394 | TOOLS, SHOP AND GARAGE EQUIPMENT | 25 | SQ | -
COMPANY 013 | 394 | TOOLS, SHOP AND GARAGE EQUIPMENT | 25 | SQ | 0
COMPANY 013 | 395 | LABORATORY EQUIPMENT | 20 | SQ | -
COMPANY 013 | 395 | LABORATORY EQUIPMENT | 20 | SQ | 0
COMPANY 013 | 396 | POWER OPERATED EQUIPMENT | 18 | S1 | -
COMPANY 013 | 396 | POWER OPERATED EQUIPMENT | 18 | S1 | -
COMPANY 013 | 397 | COMMUNICATION EQUIPMENT | 15 | SQ | -
COMPANY 013 | 397 | COMMUNICATION EQUIPMENT | 15 | SQ | 0
COMPANY 013 | 397.2 | COMMUNICATION EQUIPMENT - MICROWAVE | 25 | S0.5 | -5
COMPANY 013 | 398 | MISCELLANEOUS EQUIPMENT | 20 | SQ | -
COMPANY 013 | 398 | MISCELLANEOUS EQUIPMENT | 20 | SQ | 0
COMPANY 014 | 310 | LAND AND LAND RIGHTS - RIGHTS | - | SQ | 0
COMPANY 014 | 310 | LAND AND LAND RIGHTS - RIGHTS | - | SQ | 0
COMPANY 014 | 311 | STRUCTURES AND IMPROVEMENTS | 70 | S1.5 | (4) - (7)
COMPANY 014 | 311 | STRUCTURES AND IMPROVEMENTS | 75 | S1.5 | (3) - (5)
COMPANY 014 | 311.1 | STRUCTURES AND IMPROVEMENTS - LANDFILL | 50 | S3 | 0
COMPANY 014 | 311.1 | STRUCTURES AND IMPROVEMENTS - LANDFILL | 55 | S3 | -10
COMPANY 014 | 312 | BOILER PLANT EQUIPMENT | 55 | R1 | (4) - (7)
COMPANY 014 | 312 | BOILER PLANT EQUIPMENT | 55 | R1 | (3) - (5)
COMPANY 014 | 313 | ENGINES AND GENERATORS | 50 | R2.5 | (6) - (7)
COMPANY 014 | 313 | ENGINES AND ENGINE-DRIVEN GENERATORS | 50 | R2.5 | (3) - (4)
COMPANY 014 | 314 | TURBOGENERATOR UNITS | 35 | R0.5 | (4) - (7)
COMPANY 014 | 314 | TURBOGENERATORS | 37 | R0.5 | (3) - (5)
COMPANY 014 | 315 | ACCESSORY ELECTRIC EQUIPMENT | 50 | R3 | (4) - (7)
COMPANY 014 | 315 | ACCESSORY ELECTRIC EQUIPMENT | 50 | S1 | (3) - (5)
COMPANY 014 | 316 | MISCELLANEOUS POWER PLANT EQUIPMENT | 55 | R2 | (4) - (7)
COMPANY 014 | 316 | MISCELLANEOUS POWER PLANT EQUIPMENT | 60 | R2 | (3) - (5)
COMPANY 014 | 330 | LAND AND LAND RIGHTS - LAND EASEMENTS | 80 | R4 | 0
COMPANY 014 | 330 | LAND AND LAND RIGHTS - REMOVING PROPERTY OF OTHERS | 100 | R4 | 0
COMPANY 014 | 330 | LAND EASEMENTS | 90 | R4 | 0
COMPANY 014 | 330 | REMOVING PROPERTY OF OTHERS | 100 | R4 | 0
COMPANY 014 | 331 | STRUCTURES AND IMPROVEMENTS | 110 | R2 | (7) - (24)
COMPANY 014 | 331 | STRUCTURES AND IMPROVEMENTS | 110 | R1.5 | (4) - (21)
COMPANY 014 | 331.1 | STRUCTURES AND IMPROVEMENTS - FISH AND WILDLIFE CONSERVATION | 55 | S2.5 | (4) - (24)
COMPANY 014 | 331.1 | STRUCTURES AND IMPROVEMENTS - FISH AND WILDLIFE CONSERVATION | 55 | S2.5 | (4) - (21)
COMPANY 014 | 331.2 | STRUCTURES AND IMPROVEMENTS - RECREATION | 50 | S1.5 | (4) - (24)
COMPANY 014 | 331.2 | STRUCTURES AND IMPROVEMENTS - RECREATION INFORMATION AND EDUCATION | 50 | R3 | (16) - (24)
COMPANY 014 | 331.2 | STRUCTURES AND IMPROVEMENTS - RECREATION | 50 | R2.5 | (4) - (21)
COMPANY 014 | 331.2 | STRUCTURES AND IMPROVEMENTS - RECREATION INFORMATION AND EDUCATION | 50 | R3 | (13) - (21)
COMPANY 014 | 332 | RESERVOIRS, DAMS AND WATERWAYS | 110 | R1 | (4) - (24)
COMPANY 014 | 332 | RESERVOIRS, DAMS AND WATERWAYS | 110 | R1 | (4) - (21)
COMPANY 014 | 332.1 | RESERVOIRS, DAMS AND WATERWAYS - FISH AND WILDLIFE CONSERVATION | 60 | S1.5 | (4) - (24)
COMPANY 014 | 332.1 | RESERVOIRS, DAMS AND WATERWAYS - FISH AND WILDLIFE CONSERVATION | 65 | S1.5 | (4) - (21)
COMPANY 014 | 332.2 | RESERVOIRS, DAMS AND WATERWAYS - RECREATION | 60 | S1.5 | (4) - (24)
COMPANY 014 | 332.2 | RESERVOIRS, DAMS AND WATERWAYS - RECREATION | 65 | S1.5 | (4) - (21)
COMPANY 014 | 333 | WATER WHEELS, TURBINES AND GENERATORS | 65 | R1.5 | (4) - (24)
COMPANY 014 | 333 | WATER WHEELS, TURBINES AND GENERATORS | 70 | S0 | (4) - (21)
COMPANY 014 | 334 | ACCESSORY ELECTRIC EQUIPMENT | 40 | S1 | (4) - (24)
COMPANY 014 | 334 | ACCESSORY ELECTRIC EQUIPMENT | 40 | S0.5 | (4) - (21)
COMPANY 014 | 335 | MISCELLANEOUS POWER PLANT EQUIPMENT | 60 | R1 | (4) - (24)
COMPANY 014 | 335 | MISCELLANEOUS POWER PLANT EQUIPMENT | 65 | R1 | (4) - (21)
COMPANY 014 | 335.1 | MISCELLANEOUS POWER PLANT EQUIPMENT - FISH AND WILDLIFE CONSERVATION | 50 | R3 | (16) - (24)
COMPANY 014 | 335.1 | MISCELLANEOUS POWER PLANT EQUIPMENT - FISH AND WILDLIFE CONSERVATION | 55 | R3 | (4) - (21)
COMPANY 014 | 335.2 | MISCELLANEOUS POWER PLANT EQUIPMENT - RECREATION | 50 | R3 | (16) - (24)
COMPANY 014 | 335.2 | MISCELLANEOUS POWER PLANT EQUIPMENT - RECREATION | 55 | R3 | (4) - (21)
COMPANY 014 | 336 | ROADS, RAILROADS AND BRIDGES | 55 | S2.5 | (4) - (24)
COMPANY 014 | 336 | ROADS, RAILROADS AND BRIDGES | 60 | S2.5 | (4) - (21)
COMPANY 014 | 341 | STRUCTURES AND IMPROVEMENTS | 55 | S4 | (2) - (5)
COMPANY 014 | 341 | STRUCTURES AND IMPROVEMENTS | 55 | R4 | (1) - (7)
COMPANY 014 | 342 | FUEL HOLDERS, PRODUCERS AND ACCESSORIES | 55 | R3 | (1) - (5)
COMPANY 014 | 342 | FUEL HOLDERS, PRODUCERS AND ACCESSORIES | 55 | R3 | (1) - (7)
COMPANY 014 | 343 | PRIME MOVERS | 60 | S2.5 | (1) - (5)
COMPANY 014 | 343 | PRIME MOVERS | 60 | S2 | (1) - (7)
COMPANY 014 | 344 | GENERATORS | 45 | R1 | (1) - (5)
COMPANY 014 | 344 | GENERATORS | 50 | R1 | (1) - (7)
COMPANY 014 | 344.01 | GENERATORS - SOLAR | 25 | S2.5 | -3
COMPANY 014 | 344.01 | GENERATORS - SOLAR | 25 | S2.5 | (1) - (3)
COMPANY 014 | 345 | ACCESSORY ELECTRIC EQUIPMENT | 20 | S1 | (1) - (5)
COMPANY 014 | 345 | ACCESSORY ELECTRIC EQUIPMENT | 30 | S0.5 | (1) - (3)
COMPANY 014 | 345.01 | ACCESSORY ELECTRIC EQUIPMENT - SOLAR | 20 | S2.5 | -3
COMPANY 014 | 345.01 | ACCESSORY ELECTRIC EQUIPMENT - SOLAR | 25 | S2.5 | -3
COMPANY 014 | 346 | MISCELLANEOUS POWER PLANT EQUIPMENT | 35 | R2.5 | (2) - (5)
COMPANY 014 | 346 | MISCELLANEOUS POWER PLANT EQUIPMENT | 35 | R2 | (1) - (7)
COMPANY 014 | 350 | LAND AND LAND RIGHTS - RIGHTS | 80 | R4 | 0
COMPANY 014 | 350 | LAND AND LAND RIGHTS | 80 | R4 | 0
COMPANY 014 | 352 | STRUCTURES AND IMPROVEMENTS | 65 | S1.5 | -10
COMPANY 014 | 352 | STRUCTURES AND IMPROVEMENTS | 65 | S2 | -15
COMPANY 014 | 353 | STATION EQUIPMENT | 44 | R2 | -10
COMPANY 014 | 353 | STATION EQUIPMENT | 46 | R2 | -10
COMPANY 014 | 354 | TOWERS AND FIXTURES | 75 | R4 | -15
COMPANY 014 | 354 | TOWERS AND FIXTURES | 80 | R4 | -10
COMPANY 014 | 355 | POLES AND FIXTURES | 63 | R2.5 | -30
COMPANY 014 | 355 | POLES AND FIXTURES | 60 | R2.5 | -40
COMPANY 014 | 356 | OVERHEAD CONDUCTORS AND DEVICES | 65 | R3 | -30
COMPANY 014 | 356 | OVERHEAD CONDUCTORS AND DEVICES | 60 | R3 | -30
COMPANY 014 | 357 | UNDERGROUND CONDUIT | 60 | R4 | 0
COMPANY 014 | 357 | UNDERGROUND CONDUIT | 60 | R4 | 0
COMPANY 014 | 358 | UNDERGROUND CONDUCTORS AND DEVICES | 50 | S3 | 0
COMPANY 014 | 358 | UNDERGROUND CONDUCTORS AND DEVICES | 50 | S3 | 0
COMPANY 014 | 359 | ROADS AND TRAILS | 70 | R4 | 0
COMPANY 014 | 359 | ROADS AND TRAILS | 75 | R4 | 0
COMPANY 014 | 360 | LAND AND LAND RIGHTS - RIGHTS | 75 | R4 | 0
COMPANY 014 | 360 | LAND - EASEMENTS | 75 | R4 | 0
COMPANY 014 | 361 | STRUCTURES AND IMPROVEMENTS | 60 | S1.5 | -10
COMPANY 014 | 361 | STRUCTURES AND IMPROVEMENTS | 63 | S1 | -15
COMPANY 014 | 362 | STATION EQUIPMENT | 42 | R1.5 | -10
COMPANY 014 | 362 | STATION EQUIPMENT | 43 | R1.5 | -10
COMPANY 014 | 363 | ENERGY STORAGE | 15 | L3 | 0
COMPANY 014 | 364 | POLES, TOWERS AND FIXTURES | 65 | R2.5 | -60
COMPANY 014 | 364 | POLES, TOWERS AND FIXTURES | 63 | R3 | -60
COMPANY 014 | 365 | OVERHEAD CONDUCTORS AND DEVICES | 60 | R3 | -50
COMPANY 014 | 365 | OVERHEAD CONDUCTORS AND DEVICES | 65 | R3 | -55
COMPANY 014 | 366 | UNDERGROUND CONDUIT | 60 | S2.5 | -40
COMPANY 014 | 366 | UNDERGROUND CONDUIT | 65 | S2.5 | -25
COMPANY 014 | 367 | UNDERGROUND CONDUCTORS AND DEVICES | 35 | S1.5 | -30
COMPANY 014 | 367 | UNDERGROUND CONDUCTORS AND DEVICES | 40 | S1.5 | -25
COMPANY 014 | 368 | LINE TRANSFORMERS | 47 | R2 | -10
COMPANY 014 | 368 | LINE TRANSFORMERS | 50 | R2.5 | -10
COMPANY 014 | 369.1 | SERVICES - OVERHEAD | 65 | R4 | -40
COMPANY 014 | 369.1 | SERVICES - OVERHEAD | 70 | R4 | -35
COMPANY 014 | 369.2 | SERVICES - UNDERGROUND | 65 | R4 | -40
COMPANY 014 | 369.2 | SERVICES - UNDERGROUND | 70 | R4 | -35
COMPANY 014 | 370 | METERS - STANDARD IDAHO | 18 | L0.5 | -2
COMPANY 014 | 370 | METERS - STANDARD WASHINGTON | 35 | S0 | -2
COMPANY 014 | 370 | METERS - STANDARD WASHINGTON | 12 | L2.5 | -2
COMPANY 014 | 370 | METERS - STANDARD IDAHO | 33 | L1.5 | -2
COMPANY 014 | 370.1 | METERS - AMR IDAHO | 15 | S2.5 | -2
COMPANY 014 | 370.1 | METERS - AMI WASHINGTON | 15 | S2.5 | -2
COMPANY 014 | 371 | INSTALLATIONS ON CUSTOMERS' PREMISES - CATALYST BUILDING | 35 | R3 | 0
COMPANY 014 | 371.3 | ELECTRIC VEHICLE CHARGING STATION | 10 | S3 | 0
COMPANY 014 | 373 | STREET LIGHTING AND SIGNAL SYSTEMS | 37 | R2.5 | -20
COMPANY 014 | 373 | STREET LIGHTING AND SIGNAL SYSTEMS | 33 | S1 | -15
COMPANY 014 | 373.3 | STREET LIGHTING AND SIGNAL SYSTEMS - FIXTURES, POSTS AND DEVICES | 37 | R2.5 | -20
COMPANY 014 | 390 | STRUCTURES AND IMPROVEMENTS | 50 | R2.5 | -5
COMPANY 014 | 390 | STRUCTURES AND IMPROVEMENTS | 50 | S1 | -5
COMPANY 014 | 391.1 | FURNITURE AND EQUIPMENT | 15 | SQ | 0
COMPANY 014 | 391.3 | COMPUTER HARDWARE | 5 | SQ | 0
COMPANY 014 | 391.3 | COMPUTER HARDWARE | 5 | SQ | 0
COMPANY 014 | 392 | TRANSPORTATION EQUIPMENT - OTHER | 15 | L2.5 | 0
COMPANY 014 | 392 | TRANSPORTATION EQUIPMENT - OTHER | 16 | L2 | 10
COMPANY 014 | 392.2 | LIGHT TRUCKS | 13 | S1.5 | 0
COMPANY 014 | 392.2 | LIGHT TRUCKS | 14 | L2.5 | 10
COMPANY 014 | 392.3 | MEDIUM TRUCKS | 16 | L2.5 | 0
COMPANY 014 | 392.3 | MEDIUM TRUCKS | 17 | L2.5 | 10
COMPANY 014 | 392.4 | HEAVY TRUCKS | 18 | R3 | 0
COMPANY 014 | 392.4 | HEAVY TRUCKS | 20 | R4 | 10
COMPANY 014 | 393 | STORES EQUIPMENT | 25 | SQ | 0
COMPANY 014 | 393 | STORES EQUIPMENT | 25 | SQ | 0
COMPANY 014 | 394 | TOOLS, SHOP AND GARAGE EQUIPMENT | 20 | SQ | 0
COMPANY 014 | 394 | TOOLS, SHOP AND GARAGE EQUIPMENT | 20 | SQ | 0
COMPANY 014 | 394.1 | ELECTRIC VEHICLE CHARGER | 10 | S2.5 | 0
COMPANY 014 | 395 | LABORATORY EQUIPMENT | 15 | SQ | 0
COMPANY 014 | 396 | POWER OPERATED EQUIPMENT - OTHER | 15 | S0 | 0
COMPANY 014 | 396 | POWER OPERATED EQUIPMENT - OTHER | 16 | S0 | 0
COMPANY 014 | 396.1 | HEAVY TRUCKS | 22 | S1 | 0
COMPANY 014 | 396.1 | MEDIUM TRUCKS | 15 | L2.5 | 0
COMPANY 014 | 396.1 | HEAVY TRUCKS | 16 | L2 | 0
COMPANY 014 | 396.1 | MEDIUM TRUCKS | 24 | S1 | 0
COMPANY 014 | 397 | COMMUNICATION EQUIPMENT | 15 | SQ | 0
COMPANY 014 | 397 | COMMUNICATION EQUIPMENT | 15 | SQ | 0
COMPANY 014 | 398 | MISCELLANEOUS EQUIPMENT | 15 | SQ | 0
COMPANY 014 | 398 | MISCELLANEOUS EQUIPMENT | 10 | SQ | 0
COMPANY 015 | 350 | LAND RIGHTS | 80 | R4 | 0
COMPANY 015 | 352 | STRUCTURES AND IMPROVEMENTS | 65 | R2 | -30
COMPANY 015 | 353 | STATION EQUIPMENT | 60 | R2.5 | -50
COMPANY 015 | 354 | TOWERS AND FIXTURES | 55 | S4 | -75
COMPANY 015 | 355 | POLES AND FIXTURES | 55 | R4 | -75
COMPANY 015 | 356 | OVERHEAD CONDUCTORS AND DEVICES | 55 | R4 | -75
COMPANY 015 | 357 | UNDERGROUND CONDUIT | 60 | R4 | -10
COMPANY 015 | 358 | UNDERGROUND CONDUCTORS AND DEVICES | 60 | R4 | -20
COMPANY 015 | 359 | ROADS AND TRAILS | 60 | R4 | 0
COMPANY 015 | 360 | LAND AND LAND RIGHTS - RIGHTS | 90 | S6 | 0
COMPANY 015 | 360 | LAND AND LAND RIGHTS - RIGHTS | 75 | R4 | 0
COMPANY 015 | 360 | LAND RIGHTS | 75 | R4 | 0
COMPANY 015 | 361 | STRUCTURES AND IMPROVEMENTS | 65 | R3 | -15
COMPANY 015 | 361 | STRUCTURES AND IMPROVEMENTS | 70 | R2.5 | -15
COMPANY 015 | 361 | STRUCTURES AND IMPROVEMENTS | 70 | R2 | -20
COMPANY 015 | 362 | STATION EQUIPMENT | 55 | R2 | -20
COMPANY 015 | 362 | STATION EQUIPMENT | 60 | R2 | -25
COMPANY 015 | 362 | STATION EQUIPMENT | 60 | R2 | -30
COMPANY 015 | 363 | ENERGY STORAGE EQUIPMENT | 15 | S3 | 0
COMPANY 015 | 363 | ENERGY STORAGE EQUIPMENT | 15 | S3 | 0
COMPANY 015 | 364 | POLES, TOWERS AND FIXTURES | 45 | R1.5 | -75
COMPANY 015 | 364 | POLES, TOWERS AND FIXTURES | 50 | R1.5 | -80
COMPANY 015 | 364 | POLES, TOWERS AND FIXTURES | 60 | R1.5 | -90
COMPANY 015 | 365 | OVERHEAD CONDUCTORS AND DEVICES | 50 | R1.5 | -60
COMPANY 015 | 365 | OVERHEAD CONDUCTORS AND DEVICES | 50 | R1.5 | -70
COMPANY 015 | 365 | OVERHEAD CONDUCTORS AND DEVICES | 60 | R1 | -80
COMPANY 015 | 366 | UNDERGROUND CONDUIT | 60 | R4 | -5
COMPANY 015 | 366 | UNDERGROUND CONDUIT | 60 | R4 | -15
COMPANY 015 | 366 | UNDERGROUND CONDUIT | 60 | S4 | -20
COMPANY 015 | 367 | UNDERGROUND CONDUCTORS AND DEVICES | 44 | R4 | -20
COMPANY 015 | 367 | UNDERGROUND CONDUCTORS AND DEVICES | 47 | R4 | -25
COMPANY 015 | 367 | UNDERGROUND CONDUCTORS AND DEVICES | 48 | R4 | -30
COMPANY 015 | 368 | LINE TRANSFORMERS | 40 | R1.5 | -20
COMPANY 015 | 368 | LINE TRANSFORMERS | 43 | R1.5 | -15
COMPANY 015 | 368 | LINE TRANSFORMERS | 44 | R1.5 | -20
COMPANY 015 | 368.99 | CAPACITORS AND NETWORK PROTECTORS | 30 | S0 | -50
COMPANY 015 | 368.99 | CAPACITORS AND NETWORK PROTECTORS | 30 | S0 | -50
COMPANY 015 | 368.99 | CAPACITORS AND NETWORK PROTECTORS | 35 | R2 | -60
COMPANY 015 | 369.1 | SERVICES - OVERHEAD | 45 | R2.5 | -75
COMPANY 015 | 369.1 | SERVICES - OVERHEAD | 50 | R2 | -75
COMPANY 015 | 369.1 | OVERHEAD SERVICES | 60 | R2 | -90
COMPANY 015 | 369.2 | SERVICES - UNDERGROUND | 45 | R4 | -50
COMPANY 015 | 369.2 | SERVICES - UNDERGROUND | 55 | R4 | -50
COMPANY 015 | 369.2 | UNDERGROUND SERVICES | 65 | R4 | -60
COMPANY 015 | 370 | METERS | 25 | R0.5 | -10
COMPANY 015 | 370 | METERS AND METER RELAYS | 25 | R0.5 | -10
COMPANY 015 | 370.1 | METERS - SMARTGRID | 10 | S3 | -15
COMPANY 015 | 370.1 | METERS - SMARTGRID | 10 | S3 | -10
COMPANY 015 | 370.1 | METERS - SMART GRID | 15 | S3 | -10
COMPANY 015 | 370.2 | METERS - INSTALLATIONS | 30 | S0 | -15
COMPANY 015 | 370.2 | METERS - INSTALLATIONS | 30 | S0 | -10
COMPANY 015 | 370.2 | METERS - INSTALLATION | 30 | S0 | -10
COMPANY 015 | 370.99 | METERS - MODULES | 15 | S3 | 0
COMPANY 015 | 370.99 | METER MODULES | 15 | S3 | 0
COMPANY 015 | 371 | INSTALLATIONS ON CUSTOMERS' PREMISES | 27 | R1 | -45
COMPANY 015 | 371 | INSTALLATIONS ON CUSTOMERS' PREMISES | 30 | R1 | -45
COMPANY 015 | 371 | INSTALLATIONS ON CUSTOMERS' PREMISES | 30 | R1 | -50
COMPANY 015 | 371.2 | INSTALLATIONS ON CUSTOMERS' PREMISES - DRI DEVICES | 15 | S3 | 0
COMPANY 015 | 371.3 | EV CHARGING STATIONS | 15 | S3 | 0
COMPANY 015 | 373.1 | STREET LIGHTING AND SIGNAL SYSTEMS - OVERHEAD | 33 | R1.5 | -50
COMPANY 015 | 373.1 | STREET LIGHTING AND SIGNAL SYSTEMS - OVERHEAD | 32 | S0.5 | -50
COMPANY 015 | 373.1 | OVERHEAD STREET LIGHTING AND SIGNAL SYSTEMS | 30 | S0.5 | -50
COMPANY 015 | 373.2 | STREET LIGHTING AND SIGNAL SYSTEMS - UNDERGROUND | 37 | R2 | -35
COMPANY 015 | 373.2 | STREET LIGHTING AND SIGNAL SYSTEMS - UNDERGROUND | 37 | R2 | -35
COMPANY 015 | 373.2 | UNDERGROUND STREET LIGHTING AND SIGNAL SYSTEMS | 37 | R2 | -25
COMPANY 015 | 390 | STRUCTURES AND IMPROVEMENTS | 40 | R2 | -10
COMPANY 015 | 390 | STRUCTURES AND IMPROVEMENTS | 40 | R2 | -10
COMPANY 015 | 390 | STRUCTURES AND IMPROVEMENTS | 40 | R2 | -10
COMPANY 015 | 391.1 | OFFICE FURNITURE | 20 | SQ | 0
COMPANY 015 | 391.1 | OFFICE FURNITURE | 20 | SQ | 0
COMPANY 015 | 391.1 | OFFICE FURNITURE | 20 | SQ | 0
COMPANY 015 | 391.2 | OFFICE EQUIPMENT | 13 | SQ | 0
COMPANY 015 | 391.2 | OFFICE EQUIPMENT | 13 | SQ | 0
COMPANY 015 | 391.2 | OFFICE EQUIPMENT | 13 | SQ | 0
COMPANY 015 | 391.3 | INFORMATION SYSTEMS HARDWARE | 5 | SQ | 0
COMPANY 015 | 391.4 | COMPUTERS AND SOFTWARE | 5 | SQ | 0
COMPANY 015 | 391.4 | COMPUTERS AND SOFTWARE | 5 | SQ | 0
COMPANY 015 | 393 | STORES EQUIPMENT | 20 | SQ | 0
COMPANY 015 | 393 | STORES EQUIPMENT | 20 | SQ | 0
COMPANY 015 | 393 | STORES EQUIPMENT | 20 | SQ | 0
COMPANY 015 | 394 | TOOLS, SHOP AND GARAGE EQUIPMENT | 20 | SQ | 0
COMPANY 015 | 394 | TOOLS, SHOP AND GARAGE EQUIPMENT | 20 | SQ | 0
COMPANY 015 | 394 | TOOLS, SHOP AND GARAGE EQUIPMENT | 20 | SQ | 0
COMPANY 015 | 395 | LABORATORY EQUIPMENT | 22 | SQ | 0
COMPANY 015 | 395 | LABORATORY EQUIPMENT | 22 | SQ | 0
COMPANY 015 | 395 | LABORATORY EQUIPMENT | 22 | SQ | 0
COMPANY 015 | 397 | COMMUNICATION EQUIPMENT | 15 | SQ | 0
COMPANY 015 | 397 | COMMUNICATION EQUIPMENT | 15 | SQ | 0
COMPANY 015 | 397 | COMMUNICATION EQUIPMENT | 15 | SQ | 0
COMPANY 015 | 397.99 | COMMUNICATION EQUIPMENT - DRI | 10 | SQ | 0
COMPANY 015 | 397.99 | COMMUNICATION EQUIPMENT - DRI | 10 | SQ | 0
COMPANY 015 | 398 | MISCELLANEOUS EQUIPMENT | 20 | SQ | 0
COMPANY 015 | 398 | MISCELLANEOUS EQUIPMENT | 20 | SQ | 0
COMPANY 015 | 398 | MISCELLANEOUS EQUIPMENT | 20 | SQ | 0
COMPANY 016 | 341 | STRUCTURES AND IMPROVEMENTS | 100 | R2 | -10
COMPANY 016 | 342 | FUEL HOLDERS, PRODUCERS AND ACCESSORIES | 65 | S3 | -10
COMPANY 016 | 343 | PRIME MOVERS | 65 | R0.5 | -10
COMPANY 016 | 344 | GENERATORS | 65 | R0.5 | -10
COMPANY 016 | 350 | LAND AND LAND RIGHTS - RIGHTS | 80 | R5 | 0
COMPANY 016 | 353 | STATION EQUIPMENT | 50 | R2 | -5
COMPANY 016 | 353.2 | STATION EQUIPMENT - SCADA | 20 | R3 | 0
COMPANY 016 | 354 | TOWERS AND FIXTURES | 50 | S0.5 | -25
COMPANY 016 | 354 | TOWERS AND FIXTURES - 345 kV | 60 | R2.5 | -25
COMPANY 016 | 355 | POLES AND FIXTURES | 50 | R2 | -45
COMPANY 016 | 355 | POLES AND FIXTURES - 345 Kv | 55 | R2 | -45
COMPANY 016 | 355 | POLES AND FIXTURES - STEEL | 65 | R3 | -30
COMPANY 016 | 356 | OVERHEAD CONDUCTORS AND DEVICES | 52 | R2.5 | -35
COMPANY 016 | 356 | OVERHEAD CONDUCTORS AND DEVICES - 345 Kv | 55 | R2.5 | -35
COMPANY 016 | 357 | UNDERGROUND CONDUIT | 65 | R4 | 0
COMPANY 016 | 358 | UNDERGROUND CONDUCTORS AND DEVICES | 50 | S3 | -5
COMPANY 016 | 359 | ROADS AND TRAILS | 60 | R4 | 0
COMPANY 016 | 360 | LAND AND LAND RIGHTS - RIGHTS | 80 | R5 | 0
COMPANY 016 | 361 | STRUCTURES AND IMPROVEMENTS | 50 | R1.5 | -15
COMPANY 016 | 362 | STATION EQUIPMENT | 48 | R1 | -5
COMPANY 016 | 362.1 | STATION EQUIPMENT - SCADA | 20 | R3 | 0
COMPANY 016 | 364 | POLES, TOWERS AND FIXTURES | 48 | R2.5 | -45
COMPANY 016 | 365 | OVERHEAD CONDUCTORS AND DEVICES | 55 | R2.5 | -35
COMPANY 016 | 366 | UNDERGROUND CONDUIT | 65 | R3 | -5
COMPANY 016 | 367 | UNDERGROUND CONDUCTORS AND DEVICES | 50 | R3 | -10
COMPANY 016 | 368 | LINE TRANSFORMERS | 39 | R1.5 | -13
COMPANY 016 | 369 | SERVICES | 55 | R3 | -40
COMPANY 016 | 370 | METERS | 28 | L1.5 | -2
COMPANY 016 | 370.1 | METERS - AMR | 15 | S2.5 | -2
COMPANY 016 | 370.1 | METERS - ELECTRONIC | 13 | S2 | -2
COMPANY 016 | 373.3 | STREET LIGHTING AND SIGNAL SYSTEMS - HIGH PRESSURE SODIUM | 35 | R2.5 | 0
COMPANY 016 | 373.3 | STREET LIGHTING AND SIGNAL SYSTEMS - MERCURY VAPOR | 32 | S0.5 | 0
COMPANY 016 | 390.1 | STRUCTURES AND IMPROVEMENTS - LARGE | 50 | R2 | 0
COMPANY 016 | 390.2 | STRUCTURES AND IMPROVEMENTS - SMALL | 35 | R0.5 | 0
COMPANY 016 | 391.1 | OFFICE FURNITURE | 20 | SQ | 0
COMPANY 016 | 391.2 | OFFICE EQUIPMENT | 10 | SQ | 0
COMPANY 016 | 391.4 | COMPUTERS AND SOFTWARE | 5 | SQ | 0
COMPANY 016 | 392.1 | PASSENGER CARS AND VANS | 8 | R0.5 | 10
COMPANY 016 | 393 | STORES EQUIPMENT | 20 | SQ | 0
COMPANY 016 | 394 | TOOLS, SHOP AND GARAGE EQUIPMENT | 20 | SQ | 0
COMPANY 016 | 395 | LABORATORY EQUIPMENT | 15 | SQ | 0
COMPANY 016 | 396 | POWER OPERATED EQUIPMENT | 12 | L1.5 | 10
COMPANY 016 | 397 | COMMUNICATION EQUIPMENT | 13 | L2 | 0
COMPANY 016 | 397.3 | FIBER OPTIC EQUIPMENT | 20 | R3 | 0
COMPANY 016 | 397.6 | COMMUNICATION EQUIPMENT - SCADA | 20 | R3 | 0
COMPANY 016 | 398 | MISCELLANEOUS EQUIPMENT | 20 | SQ | 0
COMPANY 017 | 311 | STRUCTURES AND IMPROVEMENTS | 80 | R2.5 | (8) - (14)
COMPANY 017 | 312 | BOILER PLANT EQUIPMENT | 55 | S0 | (8) - (14)
COMPANY 017 | 314 | TURBOGENERATOR UNITS | 50 | R1 | (8) - (14)
COMPANY 017 | 315 | ACCESSORY ELECTRIC EQUIPMENT | 65 | R2 | -8
COMPANY 017 | 316 | MISCELLANEOUS POWER PLANT EQUIPMENT | 55 | R3 | -8
COMPANY 017 | 341 | STRUCTURES AND IMPROVEMENTS | 55 | R3 | (3) - (6)
COMPANY 017 | 342 | FUEL HOLDERS, PRODUCERS AND ACCESSORIES | 50 | S0.5 | -6
COMPANY 017 | 344 | GENERATORS | 45 | R2.5 | (3) - (6)
COMPANY 017 | 345 | ACCESSORY ELECTRIC EQUIPMENT | 40 | S2 | (3) - (6)
COMPANY 017 | 346 | MISCELLANEOUS POWER PLANT EQUIPMENT | 30 | S1.5 | -6
COMPANY 017 | 353 | STATION EQUIPMENT | 50 | R2.5 | -15
COMPANY 017 | 353.1 | STATION EQUIPMENT - GSU | 50 | R3 | -15
COMPANY 017 | 355 | POLES AND FIXTURES | 45 | R1.5 | -20
COMPANY 017 | 356 | OVERHEAD CONDUCTORS AND DEVICES | 45 | R1.5 | -20
COMPANY 017 | 360 | LAND AND LAND RIGHTS - RIGHTS | 75 | R4 | 0
COMPANY 017 | 361 | STRUCTURES AND IMPROVEMENTS | 65 | R3 | -10
COMPANY 017 | 361.2 | LAND IMPROVEMENTS | 60 | R4 | 0
COMPANY 017 | 362 | STATION EQUIPMENT | 48 | R3 | -15
COMPANY 017 | 364 | POLES, TOWERS AND FIXTURES | 55 | R3 | -60
COMPANY 017 | 365 | OVERHEAD CONDUCTORS AND DEVICES | 65 | R2 | -50
COMPANY 017 | 366 | UNDERGROUND CONDUIT | 60 | R3 | -40
COMPANY 017 | 367 | UNDERGROUND CONDUCTORS AND DEVICES | 50 | R3 | -25
COMPANY 017 | 368 | LINE TRANSFORMERS - CONVENTIONAL | 55 | R4 | -10
COMPANY 017 | 368 | LINE TRANSFORMERS - OTHER EQUIPMENT | 35 | R1.5 | -10
COMPANY 017 | 368.2 | LINE TRANSFORMERS - PAD MOUNT | 40 | R4 | -10
COMPANY 017 | 369.1 | SERVICES - OVERHEAD | 60 | R5 | -10
COMPANY 017 | 369.2 | SERVICES - UNDERGROUND | 40 | R5 | -10
COMPANY 017 | 370 | METERS | 25 | L1 | 0
COMPANY 017 | 370.1 | METERS - AMI | 15 | S1.5 | 0
COMPANY 017 | 371 | INSTALLATIONS ON CUSTOMERS' PREMISES | 33 | R2 | -10
COMPANY 017 | 373 | STREET LIGHTING AND SIGNAL SYSTEMS | 34 | L2.5 | -30
COMPANY 017 | 390 | STRUCTURES AND IMPROVEMENTS | 50 | R2.5 | -10
COMPANY 017 | 390.99 | LAND IMPROVEMENTS | 75 | R4 | 0
COMPANY 017 | 391 | OFFICE FURNITURE AND EQUIPMENT | 20 | SQ | 0
COMPANY 017 | 391.3 | COMPUTER HARDWARE | 5 | SQ | 0
COMPANY 017 | 391.4 | COMPUTER SOFTWARE | 7 | SQ | 0
COMPANY 017 | 392 | TRANSPORTATION EQUIPMENT - SUBUNIT | 10 | L3 | 10
COMPANY 017 | 392.2 | TRANSPORTATION EQUIPMENT - LIGHT TRUCKS | 12 | S1.5 | 10
COMPANY 017 | 392.3 | TRANSPORTATION EQUIPMENT - MEDIUM TRUCKS | 9 | L1.5 | 10
COMPANY 017 | 392.4 | TRANSPORTATION EQUIPMENT - HEAVY TRUCKS | 13 | R3 | 10
COMPANY 017 | 392.5 | TRANSPORTATION EQUIPMENT - TRAILERS | 14 | L2.5 | 10
COMPANY 017 | 393 | STORES EQUIPMENT | 20 | SQ | 0
COMPANY 017 | 394 | TOOLS, SHOP AND GARAGE EQUIPMENT | 25 | SQ | 0
COMPANY 017 | 395 | LABORATORY EQUIPMENT | 25 | SQ | 0
COMPANY 017 | 396 | POWER OPERATED EQUIPMENT | 16 | L2.5 | 5
COMPANY 017 | 397 | COMMUNICATION EQUIPMENT | 15 | SQ | 0
COMPANY 017 | 397.5 | COMMUNICATION EQUIPMENT - TOWERS | 25 | L2.5 | 0
COMPANY 018 | 311 | STRUCTURES AND IMPROVEMENTS | 80 | S0.5 | -12
COMPANY 018 | 312 | BOILER PLANT EQUIPMENT | 45 | S0.5 | -12
COMPANY 018 | 312.2 | POLLUTION CONTROL EQUIPMENT | 45 | S0.5 | -12
COMPANY 018 | 314 | TURBOGENERATOR UNITS | 55 | R1 | -12
COMPANY 018 | 315 | ACCESSORY ELECTRIC EQUIPMENT | 50 | R1 | -12
COMPANY 018 | 316 | MISCELLANEOUS POWER PLANT EQUIPMENT | 25 | S1.5 | -12
COMPANY 018 | 341 | STRUCTURES AND IMPROVEMENTS | 40 | L1 | -5
COMPANY 018 | 342 | FUEL HOLDERS, PRODUCERS AND ACCESSORIES | 50 | R4 | -20
COMPANY 018 | 343 | PRIME MOVERS | 45 | R1 | -5
COMPANY 018 | 344 | GENERATORS | 40 | R1.5 | -15
COMPANY 018 | 345 | ACCESSORY ELECTRIC EQUIPMENT | 35 | S1.5 | -5
COMPANY 018 | 346 | MISCELLANEOUS POWER PLANT EQUIPMENT | 30 | R4 | 0
COMPANY 018 | 352 | STRUCTURES AND IMPROVEMENTS | 60 | R4 | -5
COMPANY 018 | 353 | STATION EQUIPMENT | 55 | R3 | -10
COMPANY 018 | 355 | POLES AND FIXTURES | 55 | R2.5 | -50
COMPANY 018 | 356 | OVERHEAD CONDUCTORS AND DEVICES | 55 | R3 | -40
COMPANY 018 | 357 | UNDERGROUND CONDUIT | 45 | R4 | 0
COMPANY 018 | 358 | UNDERGROUND CONDUCTORS AND DEVICES | 45 | R4 | 0
COMPANY 018 | 361 | STRUCTURES AND IMPROVEMENTS | 65 | R4 | -5
COMPANY 018 | 362 | STATION EQUIPMENT | 60 | R3 | -20
COMPANY 018 | 364 | POLES, TOWERS AND FIXTURES | 55 | R3 | -50
COMPANY 018 | 365 | OVERHEAD CONDUCTORS AND DEVICES | 55 | R2.5 | -50
COMPANY 018 | 366 | UNDERGROUND CONDUIT | 60 | R3 | -40
COMPANY 018 | 367 | UNDERGROUND CONDUCTORS AND DEVICES | 45 | R4 | -15
COMPANY 018 | 368 | LINE TRANSFORMERS | 44 | R3 | 0
COMPANY 018 | 369.1 | SERVICES - OVERHEAD | 50 | R4 | -75
COMPANY 018 | 369.2 | SERVICES - UNDERGROUND | 45 | S4 | -100
COMPANY 018 | 370 | METERS | 45 | R2.5 | -5
COMPANY 018 | 370.1 | METERS - AMI | 15 | S2.5 | 0
COMPANY 018 | 370.1 | METERS - LOAD SEARCH METERS | 45 | R2.5 | 0
COMPANY 018 | 371 | INSTALLATIONS ON CUSTOMERS' PREMISES | 35 | R1.5 | -20
COMPANY 018 | 373 | STREET LIGHTING AND SIGNAL SYSTEMS | 36 | R1 | -20
COMPANY 018 | 390 | STRUCTURES AND IMPROVEMENTS | 60 | R2 | -10
COMPANY 018 | 390.2 | STRUCTURES AND IMPROVEMENTS - MISCELLANEOUS | 50 | R3 | -5
COMPANY 018 | 391 | OFFICE FURNITURE AND EQUIPMENT | 20 | SQ | 0
COMPANY 018 | 391.3 | SYSTEM DEVELOPMENT | 15 | SQ | 0
COMPANY 018 | 391.4 | COMPUTERS AND SOFTWARE | 5 | SQ | 0
COMPANY 018 | 392 | TRANSPORTATION EQUIPMENT - OTHER | 15 | L4 | 0
COMPANY 018 | 392.1 | PASSENGER CARS AND VANS | 7 | L4 | 10
COMPANY 018 | 392.2 | LIGHT TRUCKS | 7 | L5 | 10
COMPANY 018 | 392.3 | MEDIUM TRUCKS | 9 | L3 | 10
COMPANY 018 | 392.4 | HEAVY TRUCKS | 10 | L4 | 15
COMPANY 018 | 392.5 | TRAILERS | 30 | L0.5 | 10
COMPANY 018 | 393 | STORES EQUIPMENT | 25 | SQ | 0
COMPANY 018 | 394 | TOOLS, SHOP AND GARAGE EQUIPMENT | 25 | SQ | 0
COMPANY 018 | 395 | LABORATORY EQUIPMENT | 20 | SQ | 0
COMPANY 018 | 396.1 | POWER OPERATED EQUIPMENT - LONG LIFE | 25 | S0.5 | 10
COMPANY 018 | 396.2 | POWER OPERATED EQUIPMENT - SHORT LIFE | 8 | L2 | 30
COMPANY 018 | 397 | COMMUNICATION EQUIPMENT | 15 | SQ | 0
COMPANY 018 | 398 | MISCELLANEOUS EQUIPMENT | 20 | SQ | 0
COMPANY 019 | 311 | STRUCTURES AND IMPROVEMENTS | 80 | R1.5 | (13) - (28)
COMPANY 019 | 312 | BOILER PLANT EQUIPMENT | 55 | S0.5 | (13) - (28)
COMPANY 019 | 313 | ENGINES AND GENERATORS | 50 | S1.5 | (13) - (28)
COMPANY 019 | 314 | TURBOGENERATOR UNITS | 55 | S0.5 | (13) - (28)
COMPANY 019 | 315 | ACCESSORY ELECTRIC EQUIPMENT | 65 | R2.5 | (13) - (28)
COMPANY 019 | 316 | MISCELLANEOUS POWER PLANT EQUIPMENT | 45 | S0 | (13) - (28)
COMPANY 019 | 341 | STRUCTURES AND IMPROVEMENTS | 55 | R3 | (5) - (22)
COMPANY 019 | 342 | FUEL HOLDERS, PRODUCERS AND ACCESSORIES | 50 | S0.5 | (5) - (22)
COMPANY 019 | 344 | GENERATORS | 45 | R2 | (5) - (22)
COMPANY 019 | 345 | ACCESSORY ELECTRIC EQUIPMENT | 40 | S2 | (5) - (22)
COMPANY 019 | 346 | MISCELLANEOUS POWER PLANT EQUIPMENT | 30 | S1.5 | (5) - (22)
COMPANY 019 | 352 | STRUCTURES AND IMPROVEMENTS | 50 | S4 | -10
COMPANY 019 | 353 | STATION EQUIPMENT | 42 | S0 | -5
COMPANY 019 | 354 | TOWERS AND FIXTURES | 60 | R2 | -20
COMPANY 019 | 355 | POLES AND FIXTURES | 55 | R3 | -30
COMPANY 019 | 356 | OVERHEAD CONDUCTORS AND DEVICES | 60 | R2.5 | -20
COMPANY 019 | 359 | ROADS AND TRAILS | 60 | S4 | 0
COMPANY 019 | 361 | STRUCTURES AND IMPROVEMENTS | 40 | S1 | -5
COMPANY 019 | 362 | STATION EQUIPMENT | 45 | R2 | -10
COMPANY 019 | 364 | POLES, TOWERS AND FIXTURES | 50 | R2 | -70
COMPANY 019 | 365 | OVERHEAD CONDUCTORS AND DEVICES | 50 | R1.5 | -20
COMPANY 019 | 366 | UNDERGROUND CONDUIT | 37 | R1.5 | -5
COMPANY 019 | 367 | UNDERGROUND CONDUCTORS AND DEVICES | 40 | R2 | -5
COMPANY 019 | 368 | LINE TRANSFORMERS | 36 | R1.5 | 0
COMPANY 019 | 368.2 | LINE TRANSFORMERS - PAD MOUNT | 36 | R1.5 | 0
COMPANY 019 | 369.1 | SERVICES - OVERHEAD | 62 | R2.5 | -50
COMPANY 019 | 369.2 | SERVICES - UNDERGROUND | 62 | R2.5 | -50
COMPANY 019 | 370 | METERS | 21 | L0 | 0
COMPANY 019 | 370.1 | METERS - AMI | 21 | L0 | 0
COMPANY 019 | 371 | INSTALLATIONS ON CUSTOMERS' PREMISES | 30 | R1.5 | -10
COMPANY 019 | 373 | STREET LIGHTING AND SIGNAL SYSTEMS | 25 | L0.5 | -15
COMPANY 019 | 390 | STRUCTURES AND IMPROVEMENTS | 40 | R1.5 | -10
COMPANY 019 | 391 | OFFICE FURNITURE AND EQUIPMENT | 20 | SQ | 0
COMPANY 019 | 391.3 | COMPUTER HARDWARE | 5 | SQ | 0
COMPANY 019 | 391.3 | SYSTEM DEVELOPMENT | 5 | SQ | 0
COMPANY 019 | 391.4 | SOFTWARE | 9 | S2.5 | 0
COMPANY 019 | 392 | TRANSPORTATION EQUIPMENT - OTHER | 13 | S0 | 10
COMPANY 019 | 392.1 | PASSENGER CARS AND VANS | 13 | S0 | 10
COMPANY 019 | 392.2 | LIGHT TRUCKS | 13 | S0 | 10
COMPANY 019 | 392.3 | MEDIUM TRUCKS | 13 | S0 | 10
COMPANY 019 | 392.4 | HEAVY TRUCKS | 13 | S0 | 10
COMPANY 019 | 392.5 | TRAILERS | 13 | S0 | 10
COMPANY 019 | 393 | STORES EQUIPMENT | 20 | SQ | 0
COMPANY 019 | 394 | TOOLS, SHOP AND GARAGE EQUIPMENT | 25 | SQ | 0
COMPANY 019 | 395 | LABORATORY EQUIPMENT | 25 | SQ | 0
COMPANY 019 | 396.1 | POWER OPERATED EQUIPMENT - LONG LIFE | 30 | S1.5 | 20
COMPANY 019 | 396.2 | POWER OPERATED EQUIPMENT - SHORT LIFE | 30 | S1.5 | 20
COMPANY 019 | 397 | COMMUNICATION EQUIPMENT | 20 | SQ | 0
COMPANY 019 | 397.5 | COMMUNICATION EQUIPMENT - TOWERS | 20 | L1.5 | 0
COMPANY 019 | 398 | MISCELLANEOUS EQUIPMENT | 20 | SQ | 0
COMPANY 020 | 370 | METERS | 25 | R2.5 | 0
COMPANY 020 | 370.1 | METERS - AMI | 15 | S2.5 | 0
COMPANY 020 | 390 | STRUCTURES AND IMPROVEMENTS | 50 | R3 | 0
COMPANY 020 | 390 | STRUCTURES AND IMPROVEMENTS - OWNED | 50 | R2.5 | 0
COMPANY 020 | 390.3 | STRUCTURES AND IMPROVEMENTS - LEASED | 20 | S3 | 0
COMPANY 020 | 391.1 | OFFICE FURNITURE | 20 | SQ | 0
COMPANY 020 | 391.1 | OFFICE FURNITURE AND EQUIPMENT - FURNITURE AND EQUIPMENT | 20 | SQ | 0
COMPANY 020 | 391.2 | OFFICE EQUIPMENT | 10 | SQ | 0
COMPANY 020 | 391.3 | COMPUTER HARDWARE | 5 | SQ | 0
COMPANY 020 | 391.3 | OFFICE FURNITURE AND EQUIPMENT - HARDWARE | 5 | SQ | 0
COMPANY 020 | 391.4 | SOFTWARE | 6 | S5 | 0
COMPANY 020 | 391.4 | OFFICE FURNITURE AND EQUIPMENT - SOFTWARE | 7 | SQ | 0
COMPANY 020 | 392.1 | PASSENGER CARS AND VANS | 7 | L4 | 10
COMPANY 020 | 392.1 | TRANSPORTATION EQUIPMENT - CARS | 8 | S2 | 5
COMPANY 020 | 392.2 | LIGHT TRUCKS | 10 | S2.5 | 10
COMPANY 020 | 392.2 | TRANSPORTATION EQUIPMENT - LIGHT TRUCKS | 9 | L3 | 20
COMPANY 020 | 392.3 | MEDIUM TRUCKS | 11 | L2.5 | 15
COMPANY 020 | 392.3 | TRANSPORTATION EQUIPMENT - MEDIUM TRUCKS | 8 | L4 | 20
COMPANY 020 | 394 | TOOLS, SHOP AND GARAGE EQUIPMENT | 25 | SQ | 0
COMPANY 020 | 395 | LABORATORY EQUIPMENT | 20 | SQ | 0
COMPANY 020 | 397 | COMMUNICATION EQUIPMENT | 15 | SQ | 0
COMPANY 020 | 397.5 | COMMUNICATION EQUIPMENT - TOWERS | 25 | SQ | 0
COMPANY 020 | 398 | MISCELLANEOUS EQUIPMENT | 20 | SQ | 0
COMPANY 021 | 390 | STRUCTURES AND IMPROVEMENTS | 50 | R3 | 0
COMPANY 021 | 390.3 | LEASEHOLD IMPROVEMENTS | 25 | S2.5 | 0
COMPANY 021 | 391 | OFFICE FURNITURE AND EQUIPMENT | 20 | SQ | 0
COMPANY 021 | 391.3 | COMPUTER HARDWARE | 5 | SQ | 0
COMPANY 021 | 391.3 | SYSTEM DEVELOPMENT | 10 | SQ | 0
COMPANY 021 | 391.4 | SOFTWARE | 10 | L4 | 0
COMPANY 021 | 392.1 | PASSENGER CARS AND VANS | 7 | L4 | 10
COMPANY 021 | 392.2 | LIGHT TRUCKS | 10 | S2.5 | 10
COMPANY 021 | 394 | TOOLS, SHOP AND GARAGE EQUIPMENT | 25 | SQ | 0
COMPANY 021 | 397 | COMMUNICATION EQUIPMENT | 15 | SQ | 0
COMPANY 021 | 398 | MISCELLANEOUS EQUIPMENT | 20 | SQ | 0
COMPANY 022 | 303 | MISCELLANEOUS INTANGIBLE PLANT | 40 | SQ | 0
COMPANY 022 | 303 | MISCELLANEOUS INTANGIBLE PLANT | 40 | SQ | 0
COMPANY 022 | 303 | MISCELLANEOUS INTANGIBLE PLANT | 40 | SQ | 0
COMPANY 022 | 350 | LAND AND LAND RIGHTS - RIGHTS | 30 | SQ | 0
COMPANY 022 | 350 | LAND AND LAND RIGHTS - SUBSTATIONS | 30 | SQ | 0
COMPANY 022 | 350 | LAND AND LAND RIGHTS - LINES | 50 | SQ | 0
COMPANY 022 | 350 | LAND AND LAND RIGHTS - SUBSTATIONS | 30 | SQ | 0
COMPANY 022 | 350 | LAND AND LAND RIGHTS - LINES | 50 | SQ | 0
COMPANY 022 | 352 | STRUCTURES AND IMPROVEMENTS | 65 | R2.5 | -10
COMPANY 022 | 352 | STRUCTURES AND IMPROVEMENTS | 70 | R2.5 | -25
COMPANY 022 | 352 | STRUCTURES AND IMPROVEMENTS | 35 | R3 | -35
COMPANY 022 | 353 | STATION EQUIPMENT | 43 | S0.5 | -10
COMPANY 022 | 353 | STATION EQUIPMENT | 45 | S0 | -10
COMPANY 022 | 353 | STATION EQUIPMENT | 45 | R1.5 | -15
COMPANY 022 | 354 | TOWERS AND FIXTURES | 70 | R3 | -25
COMPANY 022 | 354 | TOWERS AND FIXTURES | 75 | R4 | -30
COMPANY 022 | 354 | TOWERS AND FIXTURES | 75 | R4 | -30
COMPANY 022 | 355 | POLES AND FIXTURES | 55 | R2.5 | -75
COMPANY 022 | 355 | POLES AND FIXTURES | 57 | R2 | -100
COMPANY 022 | 355 | POLES AND FIXTURES | 60 | R2 | -120
COMPANY 022 | 356 | OVERHEAD CONDUCTORS AND DEVICES | 55 | R4 | -40
COMPANY 022 | 356 | OVERHEAD CONDUCTORS AND CLEARING ROW | 60 | R4 | -60
COMPANY 022 | 356 | OVERHEAD CONDUCTORS AND CLEARING ROW | 60 | R4 | -80
COMPANY 022 | 357 | UNDERGROUND CONDUIT | 40 | S3 | -5
COMPANY 022 | 358 | UNDERGROUND CONDUCTORS AND DEVICES | 75 | R3 | -5
COMPANY 022 | 358 | UNDERGROUND CONDUCTORS AND DEVICES | 50 | S3 | -5
COMPANY 022 | 358 | UNDERGROUND CONDUCTORS AND DEVICES | 50 | S3 | -5
COMPANY 022 | 359 | ROADS AND TRAILS | 75 | R4 | -10
COMPANY 022 | 359 | ROADS AND TRAILS | 70 | R4 | -10
COMPANY 022 | 389 | LAND AND LAND RIGHTS - RIGHTS | 15 | SQ | 0
COMPANY 022 | 389 | LAND AND LAND RIGHTS | 15 | SQ | 0
COMPANY 022 | 389 | LAND AND LAND RIGHTS | 15 | SQ | 0
COMPANY 022 | 390 | STRUCTURES AND IMPROVEMENTS | 60 | R3 | -5
COMPANY 022 | 390 | STRUCTURES AND IMPROVEMENTS | 65 | R3 | -20
COMPANY 022 | 390 | STRUCTURES AND IMPROVEMENTS | 65 | R3 | -30
COMPANY 022 | 391.1 | OFFICE FURNITURE | 20 | SQ | 0
COMPANY 022 | 391.1 | OFFICE FURNITURE | 20 | SQ | 0
COMPANY 022 | 391.1 | OFFICE FURNITURE | 20 | SQ | 0
COMPANY 022 | 391.3 | DATA PROCESSING | 5 | SQ | 0
COMPANY 022 | 391.3 | DATA PROCESSING | 5 | SQ | 0
COMPANY 022 | 391.4 | COMPUTERS AND SOFTWARE | 5 | SQ | 0
COMPANY 022 | 391.4 | SOFTWARE | 5 | SQ | 0
COMPANY 022 | 391.4 | SOFTWARE | 5 | SQ | 0
COMPANY 022 | 392 | TRANSPORTATION EQUIPMENT | 19 | S2.5 | 5
COMPANY 022 | 392 | TRANSPORTATION EQUIPMENT - ROLLING STOCK | 21 | S2 | 10
COMPANY 022 | 392.1 | ROLLING STOCK | 26 | S1.5 | 15
COMPANY 022 | 392.6 | AIRPLANES | 11 | S2.5 | 25
COMPANY 022 | 392.6 | AIRPLANES | 11 | S3 | 20
COMPANY 022 | 392.6 | AIRPLANES | 13 | L4 | 50
COMPANY 022 | 392.7 | HELICOPTERS | 14 | R4 | 40
COMPANY 022 | 392.7 | HELICOPTERS | 15 | R4 | 40
COMPANY 022 | 392.7 | HELICOPTERS | 17 | R4 | 40
COMPANY 022 | 393 | STORES EQUIPMENT | 30 | SQ | 0
COMPANY 022 | 393 | STORES EQUIPMENT | 30 | SQ | 0
COMPANY 022 | 393 | STORES EQUIPMENT | 30 | SQ | 0
COMPANY 022 | 394 | TOOLS, SHOP AND GARAGE EQUIPMENT | 25 | SQ | 0
COMPANY 022 | 394 | TOOLS, SHOP AND GARAGE EQUIPMENT | 25 | SQ | 0
COMPANY 022 | 394 | TOOLS, SHOP AND GARAGE EQUIPMENT | 25 | SQ | 0
COMPANY 022 | 395 | LABORATORY EQUIPMENT | 15 | SQ | 0
COMPANY 022 | 395 | LABORATORY EQUIPMENT | 15 | SQ | 0
COMPANY 022 | 395 | LABORATORY EQUIPMENT | 15 | SQ | 0
COMPANY 022 | 396 | POWER OPERATED EQUIPMENT | 21 | R1.5 | 0
COMPANY 022 | 396 | POWER OPERATED EQUIPMENT | 21 | R1.5 | 15
COMPANY 022 | 396 | POWER OPERATED EQUIPMENT | 22 | R3 | 15
COMPANY 022 | 397 | COMMUNICATION EQUIPMENT | 15 | SQ | 0
COMPANY 022 | 397 | COMMUNICATION EQUIPMENT | 15 | SQ | 0
COMPANY 022 | 397 | COMMUNICATION EQUIPMENT | 15 | SQ | 0
COMPANY 022 | 397.3 | FIBER OPTIC EQUIPMENT | 25 | S2.5 | 0
COMPANY 022 | 397.3 | FIBER OPTICS | 25 | S1.5 | -15
COMPANY 022 | 397.3 | FIBER OPTICS | 25 | S3 | -20
COMPANY 022 | 397.5 | COMMUNICATION EQUIPMENT - TOWERS | 25 | S2 | 0
COMPANY 022 | 397.5 | COMMUNICATION EQUIPMENT - TOWERS AND BUILDINGS | 25 | S0.5 | -5
COMPANY 022 | 397.5 | TOWERS AND BUILDINGS | 25 | R2.5 | -20
COMPANY 022 | 398 | MISCELLANEOUS EQUIPMENT | 15 | SQ | 0
COMPANY 022 | 398 | MISCELLANEOUS EQUIPMENT | 15 | SQ | 0
COMPANY 022 | 398 | MISCELLANEOUS EQUIPMENT | 15 | SQ | 0
COMPANY 023 | 352 | STRUCTURES AND IMPROVEMENTS | 45 | S2.5 | -10
COMPANY 023 | 353 | STATION EQUIPMENT | 37 | R2 | -15
COMPANY 023 | 354 | TOWERS AND FIXTURES | 55 | R3 | -25
COMPANY 023 | 355 | POLES AND FIXTURES | 50 | R2.5 | -25
COMPANY 023 | 356 | OVERHEAD CONDUCTORS AND DEVICES | 45 | R2.5 | -10
COMPANY 023 | 357 | UNDERGROUND CONDUIT | 50 | R3 | -15
COMPANY 023 | 358 | UNDERGROUND CONDUCTORS AND DEVICES | 50 | R3 | -20
COMPANY 023 | 359 | ROADS AND TRAILS | 55 | R3 | 0
COMPANY 024 | 350 | LAND AND LAND RIGHTS - RIGHTS | 75 | R4 | 0
COMPANY 024 | 352 | STRUCTURES AND IMPROVEMENTS | 55 | R4 | -45
COMPANY 024 | 353 | STATION EQUIPMENT | 45 | R2 | -10
COMPANY 024 | 354 | TOWERS AND FIXTURES | 64 | R3 | -30
COMPANY 024 | 355 | POLES AND FIXTURES | 29 | S1 | -65
COMPANY 024 | 356 | OVERHEAD CONDUCTORS AND DEVICES | 43 | R2.5 | -80
COMPANY 024 | 357 | UNDERGROUND CONDUIT | 60 | R4 | 0
COMPANY 024 | 358 | UNDERGROUND CONDUCTORS AND DEVICES | 60 | R4 | 0
COMPANY 024 | 359 | ROADS AND TRAILS | 75 | SQ | 0
COMPANY 024 | 360 | LAND AND LAND RIGHTS - RIGHTS | 75 | R4 | 0
COMPANY 024 | 361 | STRUCTURES AND IMPROVEMENTS | 55 | R4 | -45
COMPANY 024 | 362 | STATION EQUIPMENT | 45 | R2 | -10
COMPANY 024 | 364 | POLES, TOWERS AND FIXTURES | 28 | R1.5 | -50
COMPANY 024 | 365 | OVERHEAD CONDUCTORS AND DEVICES | 30 | R1.5 | -35
COMPANY 024 | 366 | UNDERGROUND CONDUIT | 55 | S1.5 | -35
COMPANY 024 | 367 | UNDERGROUND CONDUCTORS AND DEVICES | 32 | R0.5 | -15
COMPANY 024 | 368 | LINE TRANSFORMERS | 28 | R1.5 | -10
COMPANY 024 | 369 | SERVICES | 26 | S2.5 | -50
COMPANY 024 | 370 | METERS | 27 | R2 | 0
COMPANY 024 | 373 | STREET LIGHTING AND SIGNAL SYSTEMS | 29 | R1.5 | -40
COMPANY 024 | 389 | LAND AND LAND RIGHTS - RIGHTS | 55 | R4 | 0
COMPANY 024 | 390 | STRUCTURES AND IMPROVEMENTS | 35 | R3 | 0
COMPANY 024 | 390.3 | LEASEHOLD IMPROVEMENTS | 20 | SQ | 0
COMPANY 024 | 391 | OFFICE FURNITURE AND EQUIPMENT | 15 | SQ | 0
COMPANY 024 | 392.1 | PASSENGER CARS AND VANS | 5 | S2 | 10
COMPANY 024 | 392.2 | LIGHT TRUCKS | 10 | S1 | 5
COMPANY 024 | 393 | STORES EQUIPMENT | 20 | SQ | 0
COMPANY 024 | 394 | TOOLS, SHOP AND GARAGE EQUIPMENT | 25 | SQ | 0
COMPANY 024 | 395 | LABORATORY EQUIPMENT | 20 | SQ | 0
COMPANY 024 | 396 | POWER OPERATED EQUIPMENT | 14 | L2 | 10
COMPANY 024 | 397 | COMMUNICATION EQUIPMENT | 15 | SQ | 0
COMPANY 024 | 397.4 | COMPUTER EQUIPMENT | 6 | SQ | 0
COMPANY 024 | 398 | MISCELLANEOUS EQUIPMENT | 15 | SQ | 0
COMPANY 025 | 331 | STRUCTURES AND IMPROVEMENTS | 90 | R2 | -50
COMPANY 025 | 331 | STRUCTURES AND IMPROVEMENTS | 95 | R2 | -50
COMPANY 025 | 331 | STRUCTURES AND IMPROVEMENTS | 95 | R2 | -50
COMPANY 025 | 332 | RESERVOIRS, DAMS AND WATERWAYS | 90 | R3 | -60
COMPANY 025 | 332 | RESERVOIRS, DAMS AND WATERWAYS | 90 | R3 | -60
COMPANY 025 | 332 | RESERVOIRS, DAMS AND WATERWAYS | 95 | R3 | -60
COMPANY 025 | 333 | WATER WHEELS, TURBINES AND GENERATORS | 75 | R2.5 | -75
COMPANY 025 | 333 | TURBINES AND GENERATORS | 80 | R2.5 | -60
COMPANY 025 | 333 | TURBINES AND GENERATORS | 85 | R2 | -60
COMPANY 025 | 334 | ACCESSORY ELECTRIC EQUIPMENT | 60 | R2 | -60
COMPANY 025 | 334 | ACCESSORY ELECTRIC EQUIPMENT | 55 | S0 | -25
COMPANY 025 | 334 | ACCESSORY ELECTRIC EQUIPMENT | 55 | R1 | -25
COMPANY 025 | 335 | MISCELLANEOUS POWER PLANT EQUIPMENT | 45 | R2.5 | -15
COMPANY 025 | 335 | MISCELLANEOUS POWER PLANT EQUIPMENT | 50 | S1.5 | -20
COMPANY 025 | 335 | MISCELLANEOUS POWER PLANT EQUIPMENT | 55 | S1 | -20
COMPANY 025 | 341 | STRUCTURES AND IMPROVEMENTS | 55 | R4 | -5
COMPANY 025 | 341 | STRUCTURES AND IMPROVEMENTS | 55 | R4 | -10
COMPANY 025 | 341 | STRUCTURES AND IMPROVEMENTS | 35 | R2 | -10
COMPANY 025 | 342 | FUEL HOLDERS, PRODUCERS AND ACCESSORIES | 50 | R5 | -20
COMPANY 025 | 342 | FUEL HOLDERS, PRODUCERS AND ACCESSORIES | 55 | R5 | -20
COMPANY 025 | 342 | FUEL HOLDERS, PRODUCERS AND ACCESSORIES | 30 | S0.5 | -20
COMPANY 025 | 343 | PRIME MOVERS | 25 | R4 | -10
COMPANY 025 | 343 | PRIME MOVERS | 25 | R4 | -10
COMPANY 025 | 343 | PRIME MOVERS | 25 | R4 | -10
COMPANY 025 | 344 | GENERATORS | 40 | S0 | -15
COMPANY 025 | 344 | GENERATORS | 40 | R2 | -15
COMPANY 025 | 344 | GENERATORS | 20 | R4 | -15
COMPANY 025 | 345 | ACCESSORY ELECTRIC EQUIPMENT | 35 | R2.5 | -20
COMPANY 025 | 345 | ACCESSORY ELECTRIC EQUIPMENT | 35 | R2.5 | -20
COMPANY 025 | 345 | ACCESSORY ELECTRIC EQUIPMENT | 30 | R1.5 | -20
COMPANY 025 | 346 | MISCELLANEOUS POWER PLANT EQUIPMENT | 35 | S2.5 | 0
COMPANY 025 | 346 | MISCELLANEOUS POWER PLANT EQUIPMENT | 35 | S2.5 | 0
COMPANY 025 | 346 | MISCELLANEOUS POWER PLANT EQUIPMENT | 30 | S5 | 0
COMPANY 025 | 350 | LAND AND LAND RIGHTS - RIGHTS | 80 | R3 | 0
COMPANY 025 | 350 | LAND AND LAND RIGHTS - RIGHTS | 80 | R4 | 0
COMPANY 025 | 350 | LAND AND LAND RIGHTS - RIGHTS | 85 | R4 | 0
COMPANY 025 | 352 | STRUCTURES AND IMPROVEMENTS | 75 | R3 | -25
COMPANY 025 | 352 | STRUCTURES AND IMPROVEMENTS | 75 | R3 | -30
COMPANY 025 | 352 | STRUCTURES AND IMPROVEMENTS | 80 | R3 | -30
COMPANY 025 | 353 | STATION EQUIPMENT | 54 | R1 | -20
COMPANY 025 | 353 | STATION EQUIPMENT | 52 | R1.5 | -20
COMPANY 025 | 353 | STATION EQUIPMENT - HELD FOR REUSE | 40 | S0 | -20
COMPANY 025 | 353 | STATION EQUIPMENT | 53 | R1.5 | -20
COMPANY 025 | 353 | STATION EQUIPMENT - HELD FOR REUSE | 45 | S0.5 | -20
COMPANY 025 | 353.2 | STATION EQUIPMENT - SUPERVISORY EQUIPMENT | 34 | L1.5 | -20
COMPANY 025 | 353.2 | STATION EQUIPMENT - SUPERVISORY EQUIPMENT | 32 | L1.5 | -20
COMPANY 025 | 353.2 | STATION EQUIPMENT - SUPERVISORY EQUIPMENT | 33 | L1.5 | -20
COMPANY 025 | 353.99 | STATION EQUIPMENT - ELECTRONICS | 30 | R3 | -20
COMPANY 025 | 353.99 | STATION EQUIPMENT - ELECTRONIC | 30 | S2 | -20
COMPANY 025 | 353.99 | STATION EQUIPMENT - ELECTRONIC | 30 | S2 | -20
COMPANY 025 | 354 | TOWERS AND FIXTURES | 70 | R3 | -50
COMPANY 025 | 354 | TOWERS AND FIXTURES | 75 | R3 | -25
COMPANY 025 | 354 | TOWERS AND FIXTURES | 80 | R3 | -30
COMPANY 025 | 355 | POLES AND FIXTURES | 52 | R2 | -60
COMPANY 025 | 355 | POLES AND FIXTURES | 51 | R2 | -60
COMPANY 025 | 355 | POLES AND FIXTURES | 51 | R2 | -70
COMPANY 025 | 356 | OVERHEAD CONDUCTORS AND DEVICES | 60 | R2 | -40
COMPANY 025 | 356 | OVERHEAD CONDUCTORS AND DEVICES | 65 | R2 | -50
COMPANY 025 | 356 | OVERHEAD CONDUCTORS AND DEVICES | 70 | R2 | -60
COMPANY 025 | 356.1 | RIGHT OF WAY CLEARING | 65 | R3 | -40
COMPANY 025 | 356.1 | RIGHT OF WAY CLEARING | 70 | R3 | -50
COMPANY 025 | 356.1 | RIGHT OF WAY CLEARING | 75 | R3 | -60
COMPANY 025 | 357 | UNDERGROUND CONDUIT | 40 | R0.5 | 0
COMPANY 025 | 357 | UNDERGROUND CONDUIT | 41 | R0.5 | 0
COMPANY 025 | 357 | UNDERGROUND CONDUIT | 41 | R0.5 | 0
COMPANY 025 | 358 | UNDERGROUND CONDUCTORS AND DEVICES | 55 | R2.5 | -15
COMPANY 025 | 358 | UNDERGROUND CONDUCTORS AND DEVICES | 55 | R3 | -15
COMPANY 025 | 358 | UNDERGROUND CONDUCTORS AND DEVICES | 60 | R3 | -15
COMPANY 025 | 360 | LAND AND LAND RIGHTS - RIGHTS | 75 | S3 | 0
COMPANY 025 | 360 | LAND AND LAND RIGHTS - RIGHTS | 75 | S4 | 0
COMPANY 025 | 360 | LAND AND LAND RIGHTS - RIGHTS | 75 | S4 | 0
COMPANY 025 | 361 | STRUCTURES AND IMPROVEMENTS | 75 | R2.5 | -30
COMPANY 025 | 361 | STRUCTURES AND IMPROVEMENTS | 75 | R3 | -30
COMPANY 025 | 361 | STRUCTURES AND IMPROVEMENTS | 75 | R3 | -30
COMPANY 025 | 362 | STATION EQUIPMENT | 54 | R1.5 | -35
COMPANY 025 | 362 | STATION EQUIPMENT | 54 | S0.5 | -30
COMPANY 025 | 362 | STATION EQUIPMENT - HELD FOR REUSE | 44 | S1.5 | -30
COMPANY 025 | 362 | STATION EQUIPMENT | 54 | S0.5 | -30
COMPANY 025 | 362 | STATION EQUIPMENT - HELD FOR REUSE | 45 | S1.5 | -30
COMPANY 025 | 362.1 | STATION EQUIPMENT - ELECTRONIC | 22 | S1 | -35
COMPANY 025 | 362.1 | STATION EQUIPMENT - SUPERVISORY | 29 | S0.5 | -30
COMPANY 025 | 362.1 | STATION EQUIPMENT - MICROWAVE | 43 | S1 | -35
COMPANY 025 | 362.1 | STATION EQUIPMENT - ELECTRONIC | 22 | S1 | -30
COMPANY 025 | 362.1 | STATION EQUIPMENT - SUPERVISORY | 30 | S0.5 | -25
COMPANY 025 | 362.1 | STATION EQUIPMENT - ELECTRONIC | 18 | S2 | -30
COMPANY 025 | 362.1 | STATION EQUIPMENT - SUPERVISORY | 30 | S0.5 | -25
COMPANY 025 | 364 | POLES, TOWERS AND FIXTURES | 60 | R0.5 | -50
COMPANY 025 | 364 | POLES, TOWERS AND FIXTURES | 56 | R0.5 | -50
COMPANY 025 | 364 | POLES, TOWERS AND FIXTURES | 55 | R0.5 | -50
COMPANY 025 | 365 | OVERHEAD CONDUCTORS AND DEVICES | 65 | R1 | -50
COMPANY 025 | 365 | OVERHEAD CONDUCTORS AND DEVICES | 65 | R1 | -55
COMPANY 025 | 365 | OVERHEAD CONDUCTORS AND DEVICES | 65 | R1 | -50
COMPANY 025 | 366 | UNDERGROUND CONDUIT | 70 | R3 | -50
COMPANY 025 | 366 | UNDERGROUND CONDUIT | 75 | R3 | -50
COMPANY 025 | 366 | UNDERGROUND CONDUIT | 80 | R3 | -55
COMPANY 025 | 367 | UNDERGROUND CONDUCTORS AND DEVICES | 65 | R2.5 | -40
COMPANY 025 | 367 | UNDERGROUND CONDUCTORS AND DEVICES | 65 | R2.5 | -35
COMPANY 025 | 367 | UNDERGROUND CONDUCTORS AND DEVICES | 70 | R3 | -40
COMPANY 025 | 368 | LINE TRANSFORMERS | 41 | S0 | -15
COMPANY 025 | 368 | LINE TRANSFORMERS | 42 | S0 | -20
COMPANY 025 | 368 | LINE TRANSFORMERS | 42 | R1 | -20
COMPANY 025 | 369.1 | SERVICES - OVERHEAD | 60 | R1.5 | -100
COMPANY 025 | 369.1 | SERVICES - OVERHEAD | 65 | R2 | -100
COMPANY 025 | 369.1 | SERVICES - OVERHEAD | 65 | R2 | -100
COMPANY 025 | 369.2 | SERVICES - UNDERGROUND | 60 | R1.5 | -40
COMPANY 025 | 369.2 | SERVICES - UNDERGROUND | 65 | R2 | -50
COMPANY 025 | 369.2 | SERVICES - UNDERGROUND | 65 | R2 | -40
COMPANY 025 | 370 | METERS | 33 | R0.5 | 0
COMPANY 025 | 370 | METERS | 33 | L0.5 | 0
COMPANY 025 | 370 | METERS | 34 | L0 | 0
COMPANY 025 | 371 | INSTALLATIONS ON CUSTOMERS' PREMISES | 23 | R0.5 | -20
COMPANY 025 | 371 | INSTALLATIONS ON CUSTOMERS' PREMISES | 24 | R0.5 | -30
COMPANY 025 | 371 | INSTALLATIONS ON CUSTOMERS' PREMISES | 25 | R0.5 | -30
COMPANY 025 | 372 | LEASED PROPERTY ON CUSTOMERS' PREMISES | 8 | L1 | 0
COMPANY 025 | 372 | LEASED PROPERTY ON CUSTOMERS' PREMISES | 8 | L1.5 | 0
COMPANY 025 | 372 | LEASED PROPERTY ON CUSTOMERS' PREMISES | 8 | L2 | 0
COMPANY 025 | 373 | STREET LIGHTING AND SIGNAL SYSTEMS | 33 | R0.5 | -25
COMPANY 025 | 373 | STREET LIGHTING AND SIGNAL SYSTEMS | 30 | O1 | -10
COMPANY 025 | 373 | STREET LIGHTING AND SIGNAL SYSTEMS | 30 | O1 | -15
COMPANY 025 | 390 | STRUCTURES AND IMPROVEMENTS | 40 | R1 | -25
COMPANY 025 | 390 | STRUCTURES AND IMPROVEMENTS | 40 | R0.5 | -30
COMPANY 025 | 390 | STRUCTURES AND IMPROVEMENTS | 45 | R0.5 | -30
COMPANY 025 | 391 | OFFICE FURNITURE AND EQUIPMENT | 15 | SQ | 0
COMPANY 025 | 391.3 | DATA HANDLING | 10 | SQ | 0
COMPANY 025 | 391.3 | ELECTRONIC DATA PROCESSING | 5 | SQ | 0
COMPANY 025 | 392 | TRANSPORTATION EQUIPMENT | 11 | L2.5 | 10
COMPANY 025 | 392 | TRANSPORTATION EQUIPMENT | 11 | L2.5 | 10
COMPANY 025 | 392 | TRANSPORTATION EQUIPMENT | 12 | L2.5 | 10
COMPANY 025 | 393 | STORES EQUIPMENT | 25 | SQ | 0
COMPANY 025 | 394 | TOOLS, SHOP AND GARAGE EQUIPMENT | 25 | SQ | 0
COMPANY 025 | 395 | LABORATORY EQUIPMENT | 20 | SQ | 0
COMPANY 025 | 396 | POWER OPERATED EQUIPMENT | 13 | L2.5 | 10
COMPANY 025 | 396 | POWER OPERATED EQUIPMENT | 13 | L2.5 | 10
COMPANY 025 | 396 | POWER OPERATED EQUIPMENT | 13 | L2.5 | 10
COMPANY 025 | 397 | COMMUNICATION EQUIPMENT | 10 | SQ | 0
COMPANY 025 | 397.1 | TELEPHONE EQUIPMENT | 10 | SQ | 0
COMPANY 025 | 398 | MISCELLANEOUS EQUIPMENT | 20 | SQ | 0
COMPANY 026 | 352 | STRUCTURES AND IMPROVEMENTS | 60 | R2.5 | -5
COMPANY 026 | 352 | STRUCTURES AND IMPROVEMENTS | 65 | R2.5 | -10
COMPANY 026 | 353 | STATION EQUIPMENT | 44 | S0.5 | -15
COMPANY 026 | 353 | STATION EQUIPMENT | 51 | S0.5 | -20
COMPANY 026 | 354 | TOWERS AND FIXTURES | 65 | R3 | -30
COMPANY 026 | 354 | TOWERS AND FIXTURES | 70 | R3 | -40
COMPANY 026 | 355 | POLES AND FIXTURES | 55 | R2 | -25
COMPANY 026 | 355 | POLES AND FIXTURES | 60 | R2 | -30
COMPANY 026 | 355.1 | POLES AND FIXTURES - RIGHT OF WAY CLEARING | 55 | R2 | 0
COMPANY 026 | 356 | OVERHEAD CONDUCTORS AND DEVICES | 57 | R1.5 | -20
COMPANY 026 | 356 | OVERHEAD CONDUCTORS AND DEVICES | 65 | R2.5 | -30
COMPANY 026 | 357 | UNDERGROUND CONDUIT | 55 | R4 | 0
COMPANY 026 | 357 | UNDERGROUND CONDUIT | 60 | R4 | 0
COMPANY 026 | 358 | UNDERGROUND CONDUCTORS AND DEVICES | 41 | R2 | -10
COMPANY 026 | 358 | UNDERGROUND CONDUCTORS AND DEVICES | 45 | R2 | -10
COMPANY 026 | 359 | ROADS AND TRAILS | 65 | R1.5 | 0
COMPANY 026 | 359 | ROADS AND TRAILS | 70 | R2 | 0
COMPANY 026 | 360 | LAND AND LAND RIGHTS - RIGHTS | 65 | R4 | 0
COMPANY 026 | 361 | STRUCTURES AND IMPROVEMENTS | 60 | R3 | -5
COMPANY 026 | 361 | STRUCTURES AND IMPROVEMENTS | 70 | R2 | -10
COMPANY 026 | 362 | STATION EQUIPMENT | 42 | R1 | 20
COMPANY 026 | 362 | STATION EQUIPMENT | 48 | R0.5 | -10
COMPANY 026 | 364 | POLES, TOWERS AND FIXTURES | 48 | R1 | -20
COMPANY 026 | 364 | POLES, TOWERS AND FIXTURES | 55 | R1.5 | -40
COMPANY 026 | 365 | OVERHEAD CONDUCTORS AND DEVICES | 53 | R0.5 | -10
COMPANY 026 | 365 | OVERHEAD CONDUCTORS AND DEVICES | 63 | R1 | -25
COMPANY 026 | 366 | UNDERGROUND CONDUIT | 55 | R2 | -1
COMPANY 026 | 366 | UNDERGROUND CONDUIT | 75 | R1.5 | -5
COMPANY 026 | 367 | UNDERGROUND CONDUCTORS AND DEVICES | 53 | R2 | -10
COMPANY 026 | 367 | UNDERGROUND CONDUCTORS AND DEVICES | 57 | R2.5 | -30
COMPANY 026 | 368 | LINE TRANSFORMERS | 41 | R1.5 | -15
COMPANY 026 | 368 | LINE TRANSFORMERS | 50 | R1.5 | -25
COMPANY 026 | 369 | SERVICES | 46 | R0.5 | -35
COMPANY 026 | 369 | SERVICES | 50 | R1.5 | -60
COMPANY 026 | 370 | METERS | 29 | S0 | 0
COMPANY 026 | 370 | METERS | 18 | L0.5 | -5
COMPANY 026 | 370.1 | METERS - AMI | 20 | S3 | 0
COMPANY 026 | 370.1 | METERS - AMI | 19 | S3 | -5
COMPANY 026 | 371.3 | INSTALLATIONS ON CUSTOMERS' PREMISES - EV | 10 | S3 | 0
COMPANY 026 | 372 | LEASED PROPERTY ON CUSTOMERS' PREMISES | 20 | S4 | 0
COMPANY 026 | 373 | STREET LIGHTING AND SIGNAL SYSTEMS | 26 | L0 | -10
COMPANY 026 | 373 | STREET LIGHTING AND SIGNAL SYSTEMS | 26 | L0 | -20
COMPANY 026 | 390 | STRUCTURES AND IMPROVEMENTS | 45 | R2.5 | -5
COMPANY 026 | 390 | STRUCTURES AND IMPROVEMENTS | 50 | S0.5 | -10
COMPANY 026 | 391 | OFFICE FURNITURE AND EQUIPMENT | 20 | SQ | 0
COMPANY 026 | 391 | OFFICE FURNITURE AND EQUIPMENT | 20 | SQ | 0
COMPANY 026 | 391.2 | HANDHELD EQUIPMENT | 5 | SQ | 0
COMPANY 026 | 391.3 | DISPATCH COMPUTERS AMD DATA PROCESSING EQUIPMENT | 5 | SQ | 0
COMPANY 026 | 391.3 | WORK MANAGEMENT SYSTEM HARDWARE | 10 | SQ | 0
COMPANY 026 | 391.3 | BILLING SYSTEM HARDWARE | 15 | SQ | 0
COMPANY 026 | 391.4 | COMPUTER EQUIPMENT AND SOFTWARE | 10 | SQ | 0
COMPANY 026 | 393 | STORES EQUIPMENT | 30 | SQ | 0
COMPANY 026 | 393 | STORES EQUIPMENT | 30 | SQ | 0
COMPANY 026 | 394 | TOOLS, SHOP AND GARAGE EQUIPMENT | 25 | SQ | 0
COMPANY 026 | 394 | TOOLS, SHOP AND GARAGE EQUIPMENT | 25 | SQ | 0
COMPANY 026 | 395 | LABORATORY EQUIPMENT | 20 | SQ | 0
COMPANY 026 | 395 | LABORATORY EQUIPMENT | 25 | SQ | 0
COMPANY 026 | 397 | COMMUNICATION EQUIPMENT | 25 | SQ | 0
COMPANY 026 | 397 | COMMUNICATION EQUIPMENT | 25 | SQ | 0
COMPANY 026 | 397.7 | COMMUNICATION EQUIPMENT - AMI | 20 | S3 | -10
COMPANY 026 | 397.7 | COMMUNICATION EQUIPMENT - AMI | 20 | SQ | 0
COMPANY 026 | 398 | MISCELLANEOUS EQUIPMENT | 15 | SQ | 0
COMPANY 026 | 398 | MISCELLANEOUS EQUIPMENT | 15 | SQ | 0
COMPANY 027 | 311 | STRUCTURES AND IMPROVEMENTS | 100 | R2.5 | -5
COMPANY 027 | 312 | BOILER PLANT EQUIPMENT | 60 | S2 | -20
COMPANY 027 | 314 | TURBOGENERATOR UNITS | 65 | S1.5 | -15
COMPANY 027 | 315 | ACCESSORY ELECTRIC EQUIPMENT | 55 | R2.5 | -5
COMPANY 027 | 316 | MISCELLANEOUS POWER PLANT EQUIPMENT | 60 | R3 | 0
COMPANY 027 | 331 | STRUCTURES AND IMPROVEMENTS | 110 | R2.5 | -25
COMPANY 027 | 332 | RESERVOIRS, DAMS AND WATERWAYS | 90 | R2 | -30
COMPANY 027 | 333 | WATER WHEELS, TURBINES AND GENERATORS | 95 | R2 | -20
COMPANY 027 | 334 | ACCESSORY ELECTRIC EQUIPMENT | 55 | S0 | 0
COMPANY 027 | 335 | MISCELLANEOUS POWER PLANT EQUIPMENT | 50 | R3 | 0
COMPANY 027 | 336 | ROADS, RAILROADS AND BRIDGES | 60 | R4 | 0
COMPANY 027 | 341 | STRUCTURES AND IMPROVEMENTS | 60 | S2.5 | -15
COMPANY 027 | 341.02 | STRUCTURES AND IMPROVEMENTS - WIND | 50 | S2 | -10
COMPANY 027 | 342 | FUEL HOLDERS, PRODUCERS AND ACCESSORIES | 55 | R2 | -15
COMPANY 027 | 343 | PRIME MOVERS | 43 | R2 | -15
COMPANY 027 | 344 | GENERATORS | 60 | S2.5 | -15
COMPANY 027 | 344.02 | GENERATORS - WIND | 40 | R3 | -10
COMPANY 027 | 345 | ACCESSORY ELECTRIC EQUIPMENT | 45 | R1.5 | 0
COMPANY 027 | 345.02 | ACCESSORY ELECTRIC EQUIPMENT - WIND | 45 | R2.5 | 0
COMPANY 027 | 346 | MISCELLANEOUS POWER PLANT EQUIPMENT | 45 | R2.5 | 0
COMPANY 027 | 346.02 | MISCELLANEOUS POWER PLANT EQUIPMENT - WIND | 35 | R3 | 0
COMPANY 027 | 352 | STRUCTURES AND IMPROVEMENTS | 60 | R2.5 | -5
COMPANY 027 | 353 | STATION EQUIPMENT | 50 | R1.5 | -10
COMPANY 027 | 354 | TOWERS AND FIXTURES | 55 | S1.5 | -25
COMPANY 027 | 355 | POLES AND FIXTURES | 52 | R2 | -25
COMPANY 027 | 356 | OVERHEAD CONDUCTORS AND DEVICES | 55 | R2.5 | -20
COMPANY 027 | 359 | ROADS AND TRAILS | 60 | R4 | 0
COMPANY 027 | 361 | STRUCTURES AND IMPROVEMENTS | 46 | S1.5 | -10
COMPANY 027 | 362 | STATION EQUIPMENT | 46 | R0.5 | -10
COMPANY 027 | 364 | POLES, TOWERS AND FIXTURES | 42 | R0.5 | -10
COMPANY 027 | 365 | OVERHEAD CONDUCTORS AND DEVICES | 43 | S0 | -10
COMPANY 027 | 366 | UNDERGROUND CONDUIT | 60 | R2.5 | -10
COMPANY 027 | 367 | UNDERGROUND CONDUCTORS AND DEVICES | 44 | R2 | -10
COMPANY 027 | 368 | LINE TRANSFORMERS | 38 | S0.5 | 10
COMPANY 027 | 369 | SERVICES | 36 | R1.5 | -10
COMPANY 027 | 370 | METERS | 22 | R1.5 | 0
COMPANY 027 | 370.1 | METERS - SMART METERS | 15 | S2.5 | 0
COMPANY 027 | 371 | INSTALLATIONS ON CUSTOMERS' PREMISES | 16 | L0 | 0
COMPANY 027 | 373 | STREET LIGHTING AND SIGNAL SYSTEMS | 28 | O1 | -10
COMPANY 027 | 390 | STRUCTURES AND IMPROVEMENTS | 50 | R2 | -5
COMPANY 027 | 390.3 | LEASEHOLD IMPROVEMENTS | 20 | S1.5 | 0
COMPANY 027 | 391 | OFFICE FURNITURE AND EQUIPMENT | 15 | SQ | 0
COMPANY 027 | 391.4 | COMPUTERS AND SOFTWARE | 5 | SQ | 0
COMPANY 027 | 392 | TRANSPORTATION EQUIPMENT | 14 | L2 | 10
COMPANY 027 | 393 | STORES EQUIPMENT | 25 | SQ | 0
COMPANY 027 | 394 | TOOLS, SHOP AND GARAGE EQUIPMENT | 20 | SQ | 0
COMPANY 027 | 395 | LABORATORY EQUIPMENT | 15 | SQ | 0
COMPANY 027 | 397 | COMMUNICATION EQUIPMENT | 10 | SQ | 0
COMPANY 027 | 397.5 | COMMUNICATION EQUIPMENT - TOWERS | 25 | SQ | 0
COMPANY 027 | 398 | MISCELLANEOUS EQUIPMENT | 15 | SQ | 0
COMPANY 027 | 399 | OTHER TANGIBLE PROPERTY | 30 | SQ | 0
COMPANY 028 | 311 | STRUCTURES AND IMPROVEMENTS | 80 | R2.5 | -10
COMPANY 028 | 312 | BOILER PLANT EQUIPMENT | 50 | R2.5 | -10
COMPANY 028 | 314 | TURBOGENERATOR UNITS | 45 | R1.5 | -10
COMPANY 028 | 315 | ACCESSORY ELECTRIC EQUIPMENT | 60 | R2 | -10
COMPANY 028 | 316 | MISCELLANEOUS POWER PLANT EQUIPMENT | 55 | R2.5 | -10
COMPANY 028 | 350 | LAND AND LAND RIGHTS - RIGHTS | 70 | R4 | 0
COMPANY 028 | 352 | STRUCTURES AND IMPROVEMENTS | 55 | S2.5 | -5
COMPANY 028 | 352.2 | LAND IMPROVEMENTS | 70 | R4 | -5
COMPANY 028 | 353 | STATION EQUIPMENT | 40 | R2.5 | -15
COMPANY 028 | 354 | TOWERS AND FIXTURES | 65 | R3 | -25
COMPANY 028 | 355 | POLES AND FIXTURES | 45 | R2 | -20
COMPANY 028 | 356 | OVERHEAD CONDUCTORS AND DEVICES | 55 | R1.5 | -20
COMPANY 028 | 360 | LAND AND LAND RIGHTS - RIGHTS | 70 | R4 | 0
COMPANY 028 | 361 | STRUCTURES AND IMPROVEMENTS | 65 | R3 | -10
COMPANY 028 | 361.2 | LAND IMPROVEMENTS | 55 | R4 | -10
COMPANY 028 | 362 | STATION EQUIPMENT | 45 | R2.5 | -20
COMPANY 028 | 364 | POLES, TOWERS AND FIXTURES | 50 | R3 | -50
COMPANY 028 | 365 | OVERHEAD CONDUCTORS AND DEVICES | 60 | R2.5 | -50
COMPANY 028 | 366 | UNDERGROUND CONDUIT | 55 | S4 | -40
COMPANY 028 | 367 | UNDERGROUND CONDUCTORS AND DEVICES | 40 | R4 | -15
COMPANY 028 | 368 | LINE TRANSFORMERS - CONVENTIONAL | 65 | R5 | 0
COMPANY 028 | 368 | LINE TRANSFORMERS - OTHER | 35 | R1.5 | 0
COMPANY 028 | 368.2 | LINE TRANSFORMERS - PAD MOUNT | 55 | R4 | 0
COMPANY 028 | 369.1 | SERVICES - OVERHEAD | 65 | R5 | -25
COMPANY 028 | 369.2 | SERVICES - UNDERGROUND | 40 | R5 | -25
COMPANY 028 | 370 | METERS | 23 | L1 | 0
COMPANY 028 | 370.1 | METERS - AMI | 15 | S2.5 | 0
COMPANY 028 | 371 | INSTALLATIONS ON CUSTOMERS' PREMISES | 50 | R3 | -10
COMPANY 028 | 373 | STREET LIGHTING AND SIGNAL SYSTEMS | 55 | R4 | -60
COMPANY 028 | 390 | STRUCTURES AND IMPROVEMENTS | 50 | R2.5 | -5
COMPANY 028 | 391 | OFFICE FURNITURE AND EQUIPMENT | 20 | SQ | 0
COMPANY 028 | 391.3 | COMPUTER HARDWARE | 5 | SQ | 0
COMPANY 028 | 391.4 | SOFTWARE | 6 | S5 | 0
COMPANY 028 | 392 | TRANSPORTATION EQUIPMENT - SUBUNIT | 15 | L2.5 | 0
COMPANY 028 | 392.1 | PASSENGER CARS AND VANS | 7 | R2.5 | 0
COMPANY 028 | 392.2 | LIGHT TRUCKS | 15 | S1.5 | 0
COMPANY 028 | 392.3 | MEDIUM TRUCKS | 15 | S2 | 0
COMPANY 028 | 392.4 | HEAVY TRUCKS | 15 | L2.5 | 0
COMPANY 028 | 392.5 | TRAILERS | 20 | L2 | 0
COMPANY 028 | 393 | STORES EQUIPMENT | 20 | SQ | 0
COMPANY 028 | 394 | TOOLS, SHOP AND GARAGE EQUIPMENT | 25 | SQ | 0
COMPANY 028 | 395 | LABORATORY EQUIPMENT | 25 | SQ | 0
COMPANY 028 | 396.1 | POWER OPERATED EQUIPMENT - LONG LIFE | 20 | S2 | 0
COMPANY 028 | 396.2 | POWER OPERATED EQUIPMENT - SHORT LIFE | 15 | L2.5 | 0
COMPANY 028 | 397 | COMMUNICATION EQUIPMENT | 20 | SQ | 0
COMPANY 028 | 397.5 | COMMUNICATION EQUIPMENT - TOWERS | 20 | L1.5 | 0
COMPANY 029 | 311 | STRUCTURES AND IMPROVEMENTS | 70 | S0.5 | -5
COMPANY 029 | 312 | BOILER PLANT EQUIPMENT | 60 | R2.5 | -10
COMPANY 029 | 313 | ENGINES AND GENERATORS | 50 | R2.5 | -10
COMPANY 029 | 314 | TURBOGENERATOR UNITS | 60 | S1.5 | -10
COMPANY 029 | 315 | ACCESSORY ELECTRIC EQUIPMENT | 45 | R2 | -5
COMPANY 029 | 316 | MISCELLANEOUS POWER PLANT EQUIPMENT | 40 | S2.5 | 0
COMPANY 029 | 331 | STRUCTURES AND IMPROVEMENTS | 90 | S2 | -5
COMPANY 029 | 332 | RESERVOIRS, DAMS AND WATERWAYS | 100 | S1.5 | -25
COMPANY 029 | 333 | WATER WHEELS, TURBINES AND GENERATORS | 45 | S2.5 | -10
COMPANY 029 | 334 | ACCESSORY ELECTRIC EQUIPMENT | 40 | S4 | -5
COMPANY 029 | 335 | MISCELLANEOUS POWER PLANT EQUIPMENT | 40 | R3 | 0
COMPANY 029 | 336 | ROADS, RAILROADS AND BRIDGES | 60 | S3 | 0
COMPANY 029 | 341 | STRUCTURES AND IMPROVEMENTS | 60 | R3 | -15
COMPANY 029 | 342 | FUEL HOLDERS, PRODUCERS AND ACCESSORIES | 41 | S1 | -15
COMPANY 029 | 343 | PRIME MOVERS | 18 | L0.5 | -5
COMPANY 029 | 343 | PRIME MOVERS - COMBINED CYCLE | 35 | R2.5 | -5
COMPANY 029 | 344 | GENERATORS | 60 | R3 | -5
COMPANY 029 | 344 | GENERATORS - COMBINED CYCLE | 55 | R2 | -5
COMPANY 029 | 345 | ACCESSORY ELECTRIC EQUIPMENT | 35 | S0.5 | -15
COMPANY 029 | 345 | ACCESSORY ELECTRIC EQUIPMENT - COMBINED CYCLE | 45 | R2 | -15
COMPANY 029 | 346 | MISCELLANEOUS POWER PLANT EQUIPMENT | 55 | R2.5 | -5
COMPANY 029 | 346 | MISCELLANEOUS POWER PLANT EQUIPMENT - COMBINED CYCLE | 40 | S1.5 | -5
COMPANY 029 | 352 | STRUCTURES AND IMPROVEMENTS | 60 | R3 | -5
COMPANY 029 | 353 | STATION EQUIPMENT | 46 | R2.5 | -10
COMPANY 029 | 353.2 | STATION EQUIPMENT - MICROWAVE | 15 | SQ | 0
COMPANY 029 | 353.2 | STATION EQUIPMENT - SCADA | 10 | SQ | 0
COMPANY 029 | 354 | TOWERS AND FIXTURES | 70 | R3 | -20
COMPANY 029 | 355 | POLES AND FIXTURES | 50 | R2 | -30
COMPANY 029 | 356 | OVERHEAD CONDUCTORS AND DEVICES | 50 | R2.5 | -25
COMPANY 029 | 357 | UNDERGROUND CONDUIT | 50 | R4 | 0
COMPANY 029 | 358 | UNDERGROUND CONDUCTORS AND DEVICES | 35 | S3 | 0
COMPANY 029 | 358 | UNDERGROUND CONDUCTORS AND DEVICES - SUBMARINE CABLE - NORTH | 40 | S3 | 0
COMPANY 029 | 358 | UNDERGROUND CONDUCTORS AND DEVICES - SUBMARINE CABLE - SOUTH | 28 | L2.5 | 0
COMPANY 029 | 359 | ROADS AND TRAILS | 60 | R4 | 0
COMPANY 029 | 361 | STRUCTURES AND IMPROVEMENTS | 60 | R3 | -10
COMPANY 029 | 362 | STATION EQUIPMENT | 35 | S2 | -15
COMPANY 029 | 362.1 | STATION EQUIPMENT - SCADA | 10 | SQ | 0
COMPANY 029 | 362.1 | STATION EQUIPMENT - MICROWAVE | 15 | SQ | 0
COMPANY 029 | 364 | POLES, TOWERS AND FIXTURES | 47 | S1 | -60
COMPANY 029 | 365 | OVERHEAD CONDUCTORS AND DEVICES | 42 | R2 | -45
COMPANY 029 | 366 | UNDERGROUND CONDUIT | 55 | R4 | -30
COMPANY 029 | 367 | UNDERGROUND CONDUCTORS AND DEVICES | 46 | S1 | -20
COMPANY 029 | 367.3 | UNDERGROUND CONDUCTORS AND DEVICES - CABLE INJECTION | 20 | R4 | 0
COMPANY 029 | 368 | LINE TRANSFORMERS | 38 | R2.5 | -25
COMPANY 029 | 369 | SERVICES | 43 | R1.5 | -20
COMPANY 029 | 370 | METERS | 20 | R2 | 0
COMPANY 029 | 373 | STREET LIGHTING AND SIGNAL SYSTEMS | 43 | R2.5 | -25
COMPANY 029 | 390 | STRUCTURES AND IMPROVEMENTS | 50 | R4 | 0
COMPANY 029 | 390.2 | STRUCTURES AND IMPROVEMENTS - MICROWAVE | 25 | S3 | 0
COMPANY 029 | 390.2 | STRUCTURES AND IMPROVEMENTS - PAD | 30 | S3 | 0
COMPANY 029 | 391 | OFFICE FURNITURE AND EQUIPMENT | 10 | SQ | 0
COMPANY 029 | 391.3 | DATA HANDLING | 5 | SQ | 0
COMPANY 029 | 392 | TRANSPORTATION EQUIPMENT - OTHER | 16 | R2 | 10
COMPANY 029 | 392.2 | LIGHT TRUCKS | 13 | L4 | 10
COMPANY 029 | 392.4 | HEAVY TRUCKS | 18 | S2 | 10
COMPANY 029 | 393 | STORES EQUIPMENT | 20 | SQ | 0
COMPANY 029 | 394 | TOOLS, SHOP AND GARAGE EQUIPMENT | 20 | SQ | 0
COMPANY 029 | 395 | LABORATORY EQUIPMENT | 20 | SQ | 0
COMPANY 029 | 396 | POWER OPERATED EQUIPMENT | 18 | L2.5 | 10
COMPANY 029 | 397 | COMMUNICATION EQUIPMENT - OTHER | 10 | SQ | 0
COMPANY 029 | 397.2 | MICROWAVE EQUIPMENT | 15 | SQ | 0
COMPANY 029 | 397.6 | COMMUNICATION EQUIPMENT - SCADA | 8 | SQ | 0
COMPANY 029 | 398 | MISCELLANEOUS EQUIPMENT | 10 | SQ | 0
COMPANY 030 | 310 | LAND AND LAND RIGHTS - RIGHTS | 75 | R4 | -
COMPANY 030 | 311 | STRUCTURES AND IMPROVEMENTS | 100 | R2.5 | -
COMPANY 030 | 312 | BOILER PLANT EQUIPMENT | 55 | S0.5 | -
COMPANY 030 | 314 | TURBOGENERATOR UNITS | 55 | R1.5 | -
COMPANY 030 | 315 | ACCESSORY ELECTRIC EQUIPMENT | 55 | R2.5 | -
COMPANY 030 | 316 | MISCELLANEOUS POWER PLANT EQUIPMENT | 75 | R1 | -
COMPANY 030 | 316.16 | MISCELLANEOUS POWER PLANT EQUIPMENT - TOOLS, SHOP AND GARAGE EQUIPMENT | 37 | S0.5 | -
COMPANY 030 | 340 | LAND AND LAND RIGHTS - RIGHTS | 40 | SQ | -
COMPANY 030 | 341 | STRUCTURES AND IMPROVEMENTS | - | SQ | -
COMPANY 030 | 342 | FUEL HOLDERS, PRODUCERS AND ACCESSORIES | - | SQ | -
COMPANY 030 | 343 | PRIME MOVERS | - | SQ | -
COMPANY 030 | 344 | GENERATORS | 70 | R2.5 | -
COMPANY 030 | 345 | ACCESSORY ELECTRIC EQUIPMENT | 55 | S0.5 | -
COMPANY 030 | 346 | MISCELLANEOUS POWER PLANT EQUIPMENT | 30 | S3 | -
COMPANY 030 | 353.1 | STATION EQUIPMENT - STEP-UP TRANSFORMERS | 55 | R1 | -
COMPANY 031 | 311 | STRUCTURES AND IMPROVEMENTS | 50 | S1 | 0
COMPANY 031 | 311 | STRUCTURES AND IMPROVEMENTS | 60 | S1 | 0
COMPANY 031 | 312 | BOILER PLANT EQUIPMENT | 46 | S0 | 0
COMPANY 031 | 312 | BOILER PLANT EQUIPMENT | 50 | S0.5 | -5
COMPANY 031 | 314 | TURBOGENERATOR UNITS | 60 | S2 | 0
COMPANY 031 | 314 | TURBOGENERATOR UNITS | 55 | S3 | 0
COMPANY 031 | 315 | ACCESSORY ELECTRIC EQUIPMENT | 60 | R1.5 | 0
COMPANY 031 | 315 | ACCESSORY ELECTRIC EQUIPMENT | 65 | R3 | -5
COMPANY 031 | 316 | MISCELLANEOUS POWER PLANT EQUIPMENT | 35 | R1.5 | 0
COMPANY 031 | 316 | MISCELLANEOUS POWER PLANT EQUIPMENT | 30 | L1.5 | 0
COMPANY 031 | 391.1 | OFFICE FURNITURE | 25 | SQ | 0
COMPANY 031 | 391.1 | OFFICE FURNITURE | 25 | SQ | 0
COMPANY 031 | 391.2 | OFFICE EQUIPMENT | 15 | SQ | 0
COMPANY 031 | 391.2 | OFFICE EQUIPMENT | 15 | SQ | 0
COMPANY 031 | 391.4 | COMPUTERS AND SOFTWARE | 5 | SQ | 0
COMPANY 031 | 391.4 | COMPUTERS AND SOFTWARE | 5 | SQ | 0
COMPANY 031 | 392 | TRANSPORTATION EQUIPMENT | 19 | S2 | 15
COMPANY 031 | 392 | TRANSPORTATION EQUIPMENT | 20 | L3 | 20
COMPANY 031 | 393 | STORES EQUIPMENT | 30 | SQ | 0
COMPANY 031 | 393 | STORES EQUIPMENT | 30 | SQ | 0
COMPANY 031 | 394 | TOOLS, SHOP AND GARAGE EQUIPMENT | 20 | SQ | 0
COMPANY 031 | 394 | TOOLS, SHOP AND GARAGE EQUIPMENT | 20 | SQ | 0
COMPANY 031 | 395 | LABORATORY EQUIPMENT | 15 | SQ | 0
COMPANY 031 | 395 | LABORATORY EQUIPMENT | 15 | SQ | 0
COMPANY 031 | 396 | POWER OPERATED EQUIPMENT | 11 | S2.5 | 20
COMPANY 031 | 396 | POWER OPERATED EQUIPMENT | 12 | L3 | 20
COMPANY 031 | 397 | COMMUNICATION EQUIPMENT | 15 | SQ | 0
COMPANY 031 | 397 | COMMUNICATION EQUIPMENT | 15 | SQ | 0
COMPANY 031 | 398 | MISCELLANEOUS EQUIPMENT | 20 | SQ | 0
COMPANY 031 | 398 | MISCELLANEOUS EQUIPMENT | 20 | SQ | 0
COMPANY 032 | 303 | MISCELLANEOUS INTAGIBLE PLANT | 7 | SQ | 0
COMPANY 032 | 303 | MISCELLANEOUS INTANGIBLE PLANT | 7 | SQ | 0
COMPANY 032 | 303 | MISCELLANEOUS INTANGIBLE PLANT - CLOUD SOFTWARE | 200 | SQ | 0
COMPANY 032 | 352 | STRUCTURES AND IMPROVEMENTS | 60 | R4 | -5
COMPANY 032 | 352 | STRUCTURES AND IMPROVEMENTS | 65 | R4 | -10
COMPANY 032 | 353 | STATION EQUIPMENT | 50 | R2.5 | -15
COMPANY 032 | 353 | STATION EQUIPMENT | 55 | R2.5 | -25
COMPANY 032 | 354 | TOWERS AND FIXTURES | 70 | R4 | -15
COMPANY 032 | 354 | TOWERS AND FIXTURES | 70 | R4 | -20
COMPANY 032 | 355 | POLES AND FIXTURES | 60 | R2 | -60
COMPANY 032 | 355 | POLES AND FIXTURES | 60 | R1.5 | -40
COMPANY 032 | 356 | OVERHEAD CONDUCTORS AND DEVICES | 55 | R2.5 | -30
COMPANY 032 | 356 | OVERHEAD CONDUCTORS AND DEVICES | 55 | R1.5 | -30
COMPANY 032 | 357 | UNDERGROUND CONDUIT | 60 | S1.5 | -15
COMPANY 032 | 357 | UNDERGROUND CONDUIT | 60 | S1.5 | -15
COMPANY 032 | 358 | UNDERGROUND CONDUCTORS AND DEVICES | 55 | R2 | -25
COMPANY 032 | 358 | UNDERGROUND CONDUCTORS AND DEVICES | 60 | R2 | -30
COMPANY 032 | 359 | ROADS AND TRAILS | 65 | R4 | 0
COMPANY 032 | 359 | ROADS AND TRAILS | 60 | R4 | 0
COMPANY 032 | 361 | STRUCTURES AND IMPROVEMENTS | 60 | R4 | -20
COMPANY 032 | 361 | STRUCTURES AND IMPROVEMENTS | 65 | R4 | -20
COMPANY 032 | 361 | STRUCTURES AND IMPROVEMENTS | 65 | R4 | -20
COMPANY 032 | 361 | STRUCTURES AND IMPROVEMENTS - SUBTRANSMISSION | 65 | R4 | -20
COMPANY 032 | 361 | STRUCTURES AND IMPROVEMENTS - SUBTRANSMISSION (ROADS AND TRAILS) | 65 | R4 | 0
COMPANY 032 | 362 | STATION EQUIPMENT | 55 | R1.5 | -15
COMPANY 032 | 362 | STATION EQUIPMENT | 60 | R1.5 | -25
COMPANY 032 | 362 | STATION EQUIPMENT | 60 | R1.5 | -25
COMPANY 032 | 362 | STATION EQUIPMENT - SUBTRANSMISSION | 60 | R1.5 | -25
COMPANY 032 | 362 | STATION EQUIPMENT - SMART GRID | 10 | SQ | 0
COMPANY 032 | 364 | POLES, TOWERS AND FIXTURES | 49 | R1.5 | -100
COMPANY 032 | 364 | POLES, TOWERS AND FIXTURES | 55 | R2 | -120
COMPANY 032 | 364 | POLES, TOWERS AND FIXTURES | 59 | R1.5 | -120
COMPANY 032 | 364 | POLES, TOWERS AND FIXTURES - SUBTRANSMISSION (POLES AND FIXTURES) | 59 | R1.5 | -120
COMPANY 032 | 364 | POLES, TOWERS AND FIXTURES - SUBTRANSMISSION (TOWERS AND FIXTURES) | 70 | R4 | -20
COMPANY 032 | 364.99 | POLES, TOWERS AND FIXTURES - SMART GRID | 10 | SQ | 0
COMPANY 032 | 365 | OVERHEAD CONDUCTORS AND DEVICES | 52 | R1 | -80
COMPANY 032 | 365 | OVERHEAD CONDUCTORS AND DEVICES | 52 | R1 | -80
COMPANY 032 | 365 | OVERHEAD CONDUCTORS AND DEVICES | 56 | R1 | -80
COMPANY 032 | 365 | OVERHEAD CONDUCTORS AND DEVICES - SUBTRANSMISSION | 56 | R1 | -80
COMPANY 032 | 365.99 | OVERHEAD CONDUCTORS AND DEVICES - SMART GRID | 10 | SQ | 0
COMPANY 032 | 366 | UNDERGROUND CONDUIT | 65 | R2.5 | -25
COMPANY 032 | 366 | UNDERGROUND CONDUIT | 70 | R3 | -25
COMPANY 032 | 366 | UNDERGROUND CONDUIT | 70 | R3 | -25
COMPANY 032 | 366 | UNDERGROUND CONDUIT - SUBTRANSMISSION | 70 | R3 | -25
COMPANY 032 | 367 | UNDERGROUND CONDUCTORS AND DEVICES | 50 | R3 | -60
COMPANY 032 | 367 | UNDERGROUND CONDUCTORS AND DEVICES | 55 | R2.5 | -75
COMPANY 032 | 367 | UNDERGROUND CONDUCTORS AND DEVICES | 60 | R2.5 | -75
COMPANY 032 | 367 | UNDERGROUND CONDUCTORS AND DEVICES - SUBTRANSMISSION | 60 | R2.5 | -75
COMPANY 032 | 367.99 | UNDERGROUND CONDUCTORS AND DEVICES - SMART GRID | 10 | SQ | 0
COMPANY 032 | 368 | LINE TRANSFORMERS | 41 | R1 | -5
COMPANY 032 | 368 | LINE TRANSFORMERS | 45 | R1 | -20
COMPANY 032 | 368 | LINE TRANSFORMERS | 45 | R1 | -20
COMPANY 032 | 368.99 | LINE TRANSFORMERS - SMART GRID | 10 | SQ | 0
COMPANY 032 | 369 | SERVICES | 27 | R1.5 | -30
COMPANY 032 | 369 | SERVICES | 28 | R1.5 | -40
COMPANY 032 | 369 | SERVICES | 28 | R1.5 | -40
COMPANY 032 | 370 | METERS | 34 | R1 | -20
COMPANY 032 | 370 | METERS - ELECTROMECHANICAL | 10 | SQ | 0
COMPANY 032 | 370 | METERS | 29 | R1 | -30
COMPANY 032 | 370 | METERS | 29 | R1 | -30
COMPANY 032 | 370.1 | METERS - SMART GRID | 10 | SQ | 0
COMPANY 032 | 370.1 | METERS - GRID MOD | 15 | SQ | 0
COMPANY 032 | 371 | INSTALLATIONS ON CUSTOMERS' PREMISES | 32 | R3 | -25
COMPANY 032 | 371 | INSTALLATIONS ON CUSTOMERS' PREMISES | 36 | R3 | -30
COMPANY 032 | 371 | INSTALLATIONS ON CUSTOMERS' PREMISES | 27 | S0.5 | -30
COMPANY 032 | 373 | STREET LIGHTING AND SIGNAL SYSTEMS | 27 | S0.5 | -25
COMPANY 032 | 373 | STREET LIGHTING AND SIGNAL SYSTEMS | 28 | S0.5 | -25
COMPANY 032 | 373 | STREET LIGHTING AND SIGNAL SYSTEMS | 24 | L1 | -25
COMPANY 032 | 373.3 | STREET LIGHTING AND SIGNAL SYSTEMS - LED | 25 | R0.5 | -15
COMPANY 032 | 373.3 | STREET LIGHTING AND SIGNAL SYSTEMS - LED | 25 | R0.5 | -15
COMPANY 032 | 390 | STRUCTURES AND IMPROVEMENTS | 50 | R0.5 | -10
COMPANY 032 | 390 | STRUCTURES AND IMPROVEMENTS | 55 | R1 | -20
COMPANY 032 | 390 | STRUCTURES AND IMPROVEMENTS | 55 | R1 | -20
COMPANY 032 | 391 | OFFICE FURNITURE AND EQUIPMENT | 20 | SQ | 0
COMPANY 032 | 391 | FURNITURE AND EQUIPMENT | 20 | S1 | 0
COMPANY 032 | 391.1 | OFFICE FURNITURE | 20 | SQ | 0
COMPANY 032 | 391.2 | OFFICE EQUIPMENT | 20 | SQ | 0
COMPANY 032 | 391.3 | ELECTRINIC DATA PROCESSING EQUIPMENT | 5 | SQ | 0
COMPANY 032 | 391.3 | ELECTRONIC DATA PROCESSING EQUIPMENT | 5 | S1 | 0
COMPANY 032 | 391.4 | COMPUTERS AND SOFTWARE | 5 | SQ | 0
COMPANY 032 | 392 | TRANSPORTATION EQUIPMENT | 11 | L1.5 | 10
COMPANY 032 | 392 | TRANSPORTATION EQUIPMENT | 11 | L1.5 | 5
COMPANY 032 | 392 | TRANSPORTATION EQUIPMENT | 11 | L1.5 | 5
COMPANY 032 | 393 | STORES EQUIPMENT | 30 | SQ | 0
COMPANY 032 | 393 | STORES EQUIPMENT | 30 | SQ | 0
COMPANY 032 | 393 | STORES EQUIPMENT | 30 | SQ | 0
COMPANY 032 | 394 | TOOLS, SHOP AND GARAGE EQUIPMENT | 25 | SQ | 0
COMPANY 032 | 394 | TOOLS, SHOP AND GARAGE EQUIPMENT | 25 | SQ | 0
COMPANY 032 | 394 | TOOLS, SHOP AND GARAGE EQUIPMENT | 25 | SQ | 0
COMPANY 032 | 395 | LABORATORY EQUIPMENT | 25 | SQ | 0
COMPANY 032 | 395 | LABORATORY EQUIPMENT | 25 | SQ | 0
COMPANY 032 | 395 | LABORATORY EQUIPMENT | 25 | SQ | 0
COMPANY 032 | 396 | POWER OPERATED EQUIPMENT | 18 | L1.5 | 5
COMPANY 032 | 396 | POWER OPERATED EQUIPMENT | 20 | S0.5 | 5
COMPANY 032 | 396 | POWER OPERATED EQUIPMENT | 17 | S0.5 | 5
COMPANY 032 | 397 | COMMUNICATION EQUIPMENT | 15 | SQ | 0
COMPANY 032 | 397 | COMMUNICATION EQUIPMENT | 15 | SQ | 0
COMPANY 032 | 397 | EQUIPMENT | 15 | SQ | 0
COMPANY 032 | 397.3 | COMMUNICATION EQUIPMENT - FIBER OPTIC | 15 | SQ | 0
COMPANY 032 | 397.3 | FIBER OPTIC | 15 | SQ | 0
COMPANY 032 | 398 | MISCELLANEOUS EQUIPMENT | 20 | SQ | 0
COMPANY 032 | 398 | MISCELLANEOUS EQUIPMENT | 20 | SQ | 0
COMPANY 032 | 398 | MISCELLANEOUS EQUIPMENT | 20 | SQ | 0
COMPANY 033 | 303 | MISCELLANEOUS INTANGIBLE PLANT | 5 | SQ | 0
COMPANY 033 | 303 | MISCELLANEOUS INTANGIBLE PLANT | 5 | SQ | 0
COMPANY 033 | 303 | MISCELLANEOUS INTANGIBLE PLANT | 5 | SQ | 0
COMPANY 033 | 350 | LAND AND LAND RIGHTS - RIGHTS | 80 | R4 | 0
COMPANY 033 | 350 | LAND AND LAND RIGHTS - PERPETUAL EASEMENTS | 80 | R4 | 0
COMPANY 033 | 350 | LAND AND LAND RIGHTS - PERPETUAL EASEMENTS | 80 | R4 | 0
COMPANY 033 | 352 | STRUCTURES AND IMPROVEMENTS | 65 | R3 | -25
COMPANY 033 | 352 | STRUCTURES AND IMPROVEMENTS | 65 | R2.5 | -35
COMPANY 033 | 352 | STRUCTURES AND IMPROVEMENTS | 65 | R2.5 | -45
COMPANY 033 | 353 | STATION EQUIPMENT | 53 | R2 | -20
COMPANY 033 | 353 | STATION EQUIPMENT | 54 | S0.5 | -25
COMPANY 033 | 353 | STATION EQUIPMENT | 55 | S0.5 | -35
COMPANY 033 | 354 | TOWERS AND FIXTURES | 75 | R4 | -45
COMPANY 033 | 354 | TOWERS AND FIXTURES | 75 | R4 | -60
COMPANY 033 | 354 | TOWERS AND FIXTURES | 75 | R4 | -70
COMPANY 033 | 355 | POLES AND FIXTURES | 75 | R3 | -50
COMPANY 033 | 355 | POLES AND FIXTURES | 75 | R3 | -60
COMPANY 033 | 355 | POLES AND FIXTURES | 75 | R3 | -70
COMPANY 033 | 356 | OVERHEAD CONDUCTORS AND DEVICES | 65 | R2.5 | -40
COMPANY 033 | 356 | OVERHEAD CONDUCTORS AND DEVICES | 65 | R2.5 | -50
COMPANY 033 | 356 | OVERHEAD CONDUCTORS AND DEVICES | 65 | R2.5 | -60
COMPANY 033 | 357 | UNDERGROUND CONDUIT | 75 | R4 | -5
COMPANY 033 | 357 | UNDERGROUND CONDUIT | 75 | R4 | -10
COMPANY 033 | 357 | UNDERGROUND CONDUIT | 75 | R4 | -10
COMPANY 033 | 358 | UNDERGROUND CONDUCTORS AND DEVICES | 52 | R2.5 | -25
COMPANY 033 | 358 | UNDERGROUND CONDUCTORS AND DEVICES | 55 | R2.5 | -30
COMPANY 033 | 358 | UNDERGROUND CONDUCTORS AND DEVICES | 55 | R2.5 | -30
COMPANY 033 | 359 | ROADS AND TRAILS | 75 | R4 | 0
COMPANY 033 | 359 | ROADS AND TRAILS | 75 | R4 | 0
COMPANY 033 | 359 | ROADS AND TRAILS | 75 | R4 | 0
COMPANY 033 | 360 | LAND AND LAND RIGHTS - RIGHTS | 80 | R4 | 0
COMPANY 033 | 360 | LAND AND LAND RIGHTS - PERPETUAL EASEMENTS | 80 | R4 | 0
COMPANY 033 | 360 | LAND AND LAND RIGHTS - PERPETUAL EASEMENTS | 80 | R4 | 0
COMPANY 033 | 361 | STRUCTURES AND IMPROVEMENTS | 65 | R2 | -30
COMPANY 033 | 361 | STRUCTURES AND IMPROVEMENTS - HVD | 65 | R2.5 | -35
COMPANY 033 | 361 | STRUCTURES AND IMPROVEMENTS | 65 | R2 | -40
COMPANY 033 | 361 | STRUCTURES AND IMPROVEMENTS - HVD | 65 | R2.5 | -45
COMPANY 033 | 361 | STRUCTURES AND IMPROVEMENTS | 65 | R2 | -40
COMPANY 033 | 362 | STATION EQUIPMENT | 54 | R1.5 | -30
COMPANY 033 | 362 | STATION EQUIPMENT - HVD | 54 | S0.5 | -35
COMPANY 033 | 362 | STATION EQUIPMENT | 57 | R1.5 | -40
COMPANY 033 | 362 | STATION EQUIPMENT - HVD | 55 | S0.5 | -35
COMPANY 033 | 362 | STATION EQUIPMENT | 60 | R1.5 | -40
COMPANY 033 | 363 | STORAGE BATTERY EQUIPMENT | 15 | S2 | -10
COMPANY 033 | 363 | STORAGE BATTERY EQUIPMENT | 15 | S2 | -10
COMPANY 033 | 364 | POLES, TOWERS AND FIXTURES | 49 | R1.5 | -115
COMPANY 033 | 364 | POLES, TOWERS AND FIXTURES - HVD | 75 | R3 | -60
COMPANY 033 | 364 | POLES, TOWERS AND FIXTURES | 50 | R1.5 | -130
COMPANY 033 | 364 | POLES, TOWERS AND FIXTURES - HVD | 75 | R3 | -70
COMPANY 033 | 364 | POLES, TOWERS AND FIXTURES | 50 | R1.5 | -140
COMPANY 033 | 365 | OVERHEAD CONDUCTORS AND DEVICES | 58 | R1 | -50
COMPANY 033 | 365 | OVERHEAD CONDUCTORS AND DEVICES - HVD | 65 | R2.5 | -55
COMPANY 033 | 365 | OVERHEAD CONDUCTORS AND DEVICES | 56 | R1 | -55
COMPANY 033 | 365 | OVERHEAD CONDUCTORS AND DEVICES - HVD | 65 | R2.5 | -60
COMPANY 033 | 365 | OVERHEAD CONDUCTORS AND DEVICES | 56 | R1 | -55
COMPANY 033 | 366 | UNDERGROUND CONDUIT | 75 | R3 | -5
COMPANY 033 | 366 | UNDERGROUND CONDUIT - HVD | 75 | R4 | -15
COMPANY 033 | 366 | UNDERGROUND CONDUIT | 75 | R3 | -15
COMPANY 033 | 366 | UNDERGROUND CONDUIT - HVD | 75 | R4 | -10
COMPANY 033 | 366 | UNDERGROUND CONDUIT | 75 | R3 | -25
COMPANY 033 | 367 | UNDERGROUND CONDUCTORS AND DEVICES | 54 | R1.5 | -21
COMPANY 033 | 367 | UNDERGROUND CONDUCTORS AND DEVICES - HVD | 55 | R2.5 | -30
COMPANY 033 | 367 | UNDERGROUND CONDUCTORS AND DEVICES | 53 | R0.5 | -5
COMPANY 033 | 367 | UNDERGROUND CONDUCTORS AND DEVICES - HVD | 55 | R2.5 | -30
COMPANY 033 | 367 | UNDERGROUND CONDUCTORS AND DEVICES | 53 | R0.5 | -10
COMPANY 033 | 368 | LINE TRANSFORMERS | 35 | SQ | 0
COMPANY 033 | 368 | LINE TRANSFORMERS | 35 | SQ | -5
COMPANY 033 | 368 | LINE TRANSFORMERS | 35 | SQ | 0
COMPANY 033 | 369 | SERVICES | 52 | R3 | -75
COMPANY 033 | 369 | SERVICES | 55 | R3 | -60
COMPANY 033 | 369 | SERVICES | 55 | R3 | -70
COMPANY 033 | 370 | METERS | 35 | SQ | 0
COMPANY 033 | 370 | METERS - RELAYS, CT AND PT | 35 | SQ | -10
COMPANY 033 | 370 | METERS - RELAYS, CT AND PT | 35 | SQ | -10
COMPANY 033 | 370.1 | METERS - AMI | 15 | SQ | -14
COMPANY 033 | 370.1 | METERS - AMI | 15 | SQ | -15
COMPANY 033 | 370.1 | METERS - AMI | 15 | SQ | -15
COMPANY 033 | 371 | INSTALLATIONS ON CUSTOMERS' PREMISES | 35 | S0 | -30
COMPANY 033 | 371 | INSTALLATIONS ON CUSTOMERS' PREMISES | 37 | S0 | -40
COMPANY 033 | 371 | INSTALLATIONS ON CUSTOMERS' PREMISES | 35 | S0.5 | -25
COMPANY 033 | 372 | LEASED PROPERTY ON CUSTOMERS' PREMISES | 35 | R3 | -10
COMPANY 033 | 372 | LEASED PROPERTY ON CUSTOMERS' PREMISES | 35 | R3 | -15
COMPANY 033 | 372 | LEASED PROPERTY ON CUSTOMERS' PREMISES | 25 | R3 | -15
COMPANY 033 | 373 | STREET LIGHTING AND SIGNAL SYSTEMS | 30 | S0 | -35
COMPANY 033 | 373 | STREET LIGHTING AND SIGNAL SYSTEMS | 30 | S0 | -40
COMPANY 033 | 373 | STREET LIGHTING AND SIGNAL SYSTEMS | 30 | S0 | -40
COMPANY 033 | 390 | STRUCTURES AND IMPROVEMENTS | 50 | R1 | -15
COMPANY 033 | 390 | STRUCTURES AND IMPROVEMENTS | 50 | R1 | -20
COMPANY 033 | 390 | STRUCTURES AND IMPROVEMENTS | 50 | R1 | -20
COMPANY 033 | 391.1 | OFFICE FURNITURE | 15 | SQ | 0
COMPANY 033 | 391.1 | OFFICE FURNITURE AND EQUIPMENT - FURNITURE /EQUIPMENT | 15 | SQ | 0
COMPANY 033 | 391.1 | OFFICE FURNITURE AND EQUIPMENT - FURNITURE /EQUIPMENT | 15 | SQ | 0
COMPANY 033 | 391.2 | OFFICE EQUIPMENT | 10 | SQ | 0
COMPANY 033 | 391.2 | OFFICE FURNITURE AND EQUIPMENT - OFFICE MACHINES | 10 | SQ | 0
COMPANY 033 | 391.2 | OFFICE FURNITURE AND EQUIPMENT - OFFICE MACHINES | 10 | SQ | 0
COMPANY 033 | 391.3 | OFFICE FURNITURE AND EQUIPMENT - COMPUTER EQUIPMENT | 5 | SQ | 0
COMPANY 033 | 391.3 | OFFICE FURNITURE AND EQUIPMENT - COMPUTER EQUIPMENT | 5 | SQ | 0
COMPANY 033 | 391.4 | COMPUTERS AND SOFTWARE | 5 | SQ | 0
COMPANY 033 | 392.1 | PASSENGER CARS AND VANS | 8.5 | R3 | 5
COMPANY 033 | 392.1 | TRANSPORTATION EQUIPMENT - PASSENGER CARS | 8.5 | R3 | 8
COMPANY 033 | 392.1 | TRANSPORTATION EQUIPMENT - PASSENGER CARS | 8 | R3 | 10
COMPANY 033 | 392.2 | LIGHT TRUCKS | 9.5 | R2.5 | 7
COMPANY 033 | 392.2 | TRACTORS | 15 | R2.5 | 5
COMPANY 033 | 392.2 | TRANSPORTATION EQUIPMENT - TRUCKS < 13,000 LBS | 10 | R2.5 | 10
COMPANY 033 | 392.2 | TRANSPORTATION EQUIPMENT - TRACTOR TRUCKS | 15 | R2.5 | 9
COMPANY 033 | 392.2 | TRANSPORTATION EQUIPMENT - TRUCKS < 13,000 LBS | 10 | R1.5 | 10
COMPANY 033 | 392.2 | TRANSPORTATION EQUIPMENT - TRACTOR TRUCKS | 15 | R2.5 | 10
COMPANY 033 | 392.4 | HEAVY TRUCKS | 14 | S1.5 | 5
COMPANY 033 | 392.4 | TRANSPORTATION EQUIPMENT - TRUCKS >= 13,000 LBS | 14 | S1.5 | 8
COMPANY 033 | 392.4 | TRANSPORTATION EQUIPMENT - TRUCKS >= 13,000 LBS | 14 | S1.5 | 10
COMPANY 033 | 392.5 | TRAILERS | 17 | S0 | 10
COMPANY 033 | 392.5 | TRANSPORTATION EQUIPMENT - TRAILERS | 18 | S0 | 15
COMPANY 033 | 392.5 | TRANSPORTATION EQUIPMENT - TRAILERS | 18 | S0 | 15
COMPANY 033 | 393 | STORES EQUIPMENT | 15 | SQ | 0
COMPANY 033 | 393 | STORES EQUIPMENT | 15 | SQ | 0
COMPANY 033 | 393 | STORES EQUIPMENT | 15 | SQ | 0
COMPANY 033 | 394 | TOOLS, SHOP AND GARAGE EQUIPMENT | 25 | SQ | 0
COMPANY 033 | 394 | TOOLS, SHOP AND GARAGE EQUIPMENT | 25 | SQ | 0
COMPANY 033 | 394 | TOOLS, SHOP AND GARAGE EQUIPMENT | 25 | SQ | 0
COMPANY 033 | 395 | LABORATORY EQUIPMENT | 15 | SQ | 0
COMPANY 033 | 395 | LABORATORY EQUIPMENT | 15 | SQ | 0
COMPANY 033 | 395 | LABORATORY EQUIPMENT | 15 | SQ | 0
COMPANY 033 | 396 | POWER OPERATED EQUIPMENT | 15 | L3 | 5
COMPANY 033 | 396 | POWER OPERATED EQUIPMENT | 15 | L3 | 5
COMPANY 033 | 396 | POWER OPERATED EQUIPMENT | 15 | L3 | 5
COMPANY 033 | 397 | COMMUNICATION EQUIPMENT | 18 | S2 | -5
COMPANY 033 | 397 | COMMUNICATION EQUIPMENT - OTHER | 15 | SQ | -5
COMPANY 033 | 397 | COMMUNICATION EQUIPMENT - SCADA, FIBER OPTIC AND MICROWAVE EQUIPMENT | 15 | SQ | -15
COMPANY 033 | 397 | COMMUNICATION EQUIPMENT - ALL OTHER EQUIPMENT | 25 | SQ | -15
COMPANY 033 | 397 | COMMUNICATION EQUIPMENT - SCADA, FIBER OPTIC AND MICROWAVE EQUIPMENT | 20 | L2 | -10
COMPANY 033 | 397 | COMMUNICATION EQUIPMENT - ALL OTHER EQUIPMENT | 15 | SQ | -10
COMPANY 033 | 397.7 | COMMUNICATION EQUIPMENT - MESH DEVICES | 10 | SQ | -15
COMPANY 033 | 397.7 | COMMUNICATION EQUIPMENT - MESH DEVICES | 10 | SQ | -10
COMPANY 033 | 397.99 | COMMUNICATION EQUIPMENT - SMART STREET LIGHTS | 12 | SQ | -15
COMPANY 033 | 397.99 | COMMUNICATION EQUIPMENT - SMART STREET LIGHTS | 12 | SQ | -10
COMPANY 033 | 398 | MISCELLANEOUS EQUIPMENT | 15 | SQ | 0
COMPANY 033 | 398 | MISCELLANEOUS EQUIPMENT | 15 | SQ | 0
COMPANY 033 | 398 | MISCELLANEOUS EQUIPMENT | 15 | SQ | 0
COMPANY 034 | 350 | LAND AND LAND RIGHTS - RIGHTS | 80 | R4 | 0
COMPANY 034 | 350 | LAND AND LAND RIGHTS - EASEMENTS | 80 | R4 | 0
COMPANY 034 | 352 | STRUCTURES AND IMPROVEMENTS | 65 | R3 | -25
COMPANY 034 | 352 | STRUCTURES AND IMPROVEMENTS | 65 | R2.5 | -35
COMPANY 034 | 353 | STATION EQUIPMENT | 53 | R2 | -20
COMPANY 034 | 353 | STATION EQUIPMENT | 54 | S0.5 | -25
COMPANY 034 | 354 | TOWERS AND FIXTURES | 75 | R4 | -45
COMPANY 034 | 354 | TOWERS AND FIXTURES | 75 | R4 | -60
COMPANY 034 | 355 | POLES AND FIXTURES | 75 | R3 | -50
COMPANY 034 | 355 | POLES AND FIXTURES | 75 | R3 | -60
COMPANY 034 | 356 | OVERHEAD CONDUCTORS AND DEVICES | 65 | R2.5 | -40
COMPANY 034 | 356 | OVERHEAD CONDUCTORS AND DEVICES | 65 | R2.5 | -50
COMPANY 034 | 357 | UNDERGROUND CONDUIT | 75 | R4 | -5
COMPANY 034 | 357 | UNDERGROUND CONDUIT | 75 | R4 | -10
COMPANY 034 | 358 | UNDERGROUND CONDUCTORS AND DEVICES | 52 | R2.5 | -25
COMPANY 034 | 358 | UNDERGROUND CONDUCTORS AND DEVICES | 55 | R2.5 | -30
COMPANY 034 | 397 | COMMUNICATION EQUIPMENT | 18 | S2 | -15
COMPANY 035 | 303 | MISCELLANEOUS INTANGIBLE PLANT - 10-YEAR | 10 | SQ | 0
COMPANY 035 | 303 | MISCELLANEOUS INTANGIBLE PLANT - 15-YEAR | 15 | SQ | 0
COMPANY 035 | 303 | MISCELLANEOUS INTANGIBLE PLANT - 5-YEAR | 5 | SQ | 0
COMPANY 035 | 360 | LAND AND LAND RIGHTS - RIGHTS | 70 | R4 | 0
COMPANY 035 | 361 | STRUCTURES AND IMPROVEMENTS | 65 | R2.5 | -50
COMPANY 035 | 362 | STATION EQUIPMENT | 54 | R1.5 | -50
COMPANY 035 | 364 | POLES, TOWERS AND FIXTURES | 50 | R0.5 | -100
COMPANY 035 | 365 | OVERHEAD CONDUCTORS AND DEVICES | 45 | R0.5 | -45
COMPANY 035 | 366 | UNDERGROUND CONDUIT | 75 | R2 | -20
COMPANY 035 | 367 | UNDERGROUND CONDUCTORS AND DEVICES | 50 | R0.5 | -40
COMPANY 035 | 368 | LINE TRANSFORMERS | 43 | R0.5 | -10
COMPANY 035 | 369 | SERVICES | 58 | R1.5 | -100
COMPANY 035 | 370 | METERS | 20 | S1 | 5
COMPANY 035 | 371 | INSTALLATIONS ON CUSTOMERS' PREMISES | 20 | L0 | -25
COMPANY 035 | 373 | STREET LIGHTING AND SIGNAL SYSTEMS | 20 | L0 | -20
COMPANY 035 | 390 | STRUCTURES AND IMPROVEMENTS | 50 | R1.5 | -5
COMPANY 035 | 391 | OFFICE FURNITURE AND EQUIPMENT | 15 | SQ | 0
COMPANY 035 | 391.3 | INFORMATION SYSTEMS | 5 | SQ | 0
COMPANY 035 | 392 | TRANSPORTATION EQUIPMENT - OTHER | 25 | S3 | 10
COMPANY 035 | 392 | TRANSPORTATION EQUIPMENT - ROLLING EQUIPMENT | 12 | S2.5 | 10
COMPANY 035 | 392.1 | PASSENGER CARS AND VANS | 7 | L2.5 | 20
COMPANY 035 | 392.2 | LIGHT TRUCKS | 10 | S2 | 20
COMPANY 035 | 392.3 | MEDIUM TRUCKS | 12 | S2 | 20
COMPANY 035 | 392.4 | HEAVY TRUCKS | 14 | S1.5 | 20
COMPANY 035 | 392.5 | TRAILERS | 20 | L2 | 0
COMPANY 035 | 393 | STORES EQUIPMENT | 20 | SQ | 0
COMPANY 035 | 394 | TOOLS, SHOP AND GARAGE EQUIPMENT | 25 | SQ | 0
COMPANY 035 | 395 | LABORATORY EQUIPMENT | 25 | SQ | 0
COMPANY 035 | 396 | POWER OPERATED EQUIPMENT | 25 | R0.5 | 10
COMPANY 035 | 397 | COMMUNICATION EQUIPMENT - OTHER | 20 | SQ | 0
COMPANY 035 | 397.2 | MICROWAVE EQUIPMENT | 25 | S2 | 0
COMPANY 035 | 397.6 | COMMUNICATION EQUIPMENT - GPS | 5 | SQ | 0
COMPANY 035 | 398 | MISCELLANEOUS EQUIPMENT | 15 | SQ | 0
COMPANY 036 | 311 | STRUCTURES AND IMPROVEMENTS | 95 | h0.75 | -25
COMPANY 036 | 311 | STRUCTURES AND IMPROVEMENTS | 90 | L0.5 | -25
COMPANY 036 | 311 | STRUCTURES AND IMPROVEMENTS | 90 | L1 | -30
COMPANY 036 | 312 | BOILER PLANT EQUIPMENT | 65 | h1.00 | -25
COMPANY 036 | 312 | BOILER PLANT EQUIPMENT | 60 | L0.5 | -25
COMPANY 036 | 312 | BOILER PLANT EQUIPMENT | 60 | L0.5 | -30
COMPANY 036 | 314 | TURBOGENERATOR UNITS | 50 | h1.75 | -25
COMPANY 036 | 314 | TURBOGENERATOR UNITS | 35 | L0 | -25
COMPANY 036 | 314 | TURBOGENERATOR UNITS | 45 | S1 | -30
COMPANY 036 | 315 | ACCESSORY ELECTRIC EQUIPMENT | 45 | h1.50 | -25
COMPANY 036 | 315 | ACCESSORY ELECTRIC EQUIPMENT | 45 | S0.5 | -25
COMPANY 036 | 315 | ACCESSORY ELECTRIC EQUIPMENT | 50 | R2.5 | -25
COMPANY 036 | 315 | ACCESSORY ELECTRIC EQUIPMENT | 45 | S1 | -30
COMPANY 036 | 316 | MISCELLANEOUS POWER PLANT EQUIPMENT | 50 | h1.00 | -25
COMPANY 036 | 316 | MISCELLANEOUS POWER PLANT EQUIPMENT | 50 | S1 | -25
COMPANY 036 | 316 | MISCELLANEOUS POWER PLANT EQUIPMENT | 50 | S1 | -30
COMPANY 036 | 341 | STRUCTURES AND IMPROVEMENTS | 95 | h1.00 | -10
COMPANY 036 | 341 | STRUCTURES AND IMPROVEMENTS | 95 | R1 | -10
COMPANY 036 | 341 | STRUCTURES AND IMPROVEMENTS | 95 | R1 | -10
COMPANY 036 | 342 | FUEL HOLDERS, PRODUCERS AND ACCESSORIES | 70 | h1.50 | -10
COMPANY 036 | 342 | FUEL HOLDERS, PRODUCERS AND ACCESSORIES | 70 | L0.5 | -10
COMPANY 036 | 342 | FUEL HOLDERS, PRODUCERS AND ACCESSORIES | 70 | L0.5 | -10
COMPANY 036 | 344 | GENERATORS | 55 | h2.50 | -10
COMPANY 036 | 344 | GENERATORS | 55 | S1 | -10
COMPANY 036 | 344 | GENERATORS | 55 | S1 | -10
COMPANY 036 | 344.01 | GENERATORS - SOLAR | 20 | S3 | 0
COMPANY 036 | 345 | ACCESSORY ELECTRIC EQUIPMENT | 60 | h2.00 | -10
COMPANY 036 | 345 | ACCESSORY ELECTRIC EQUIPMENT | 60 | R1.5 | -10
COMPANY 036 | 345 | ACCESSORY ELECTRIC EQUIPMENT | 60 | R1.5 | -10
COMPANY 036 | 351 | ENERGY STORAGE EQUIPMENT | 15 | S3 | 0
COMPANY 036 | 352 | STRUCTURES AND IMPROVEMENTS | 70 | h2.50 | -40
COMPANY 036 | 352 | STRUCTURES AND IMPROVEMENTS | 70 | R2 | -50
COMPANY 036 | 352 | STRUCTURES AND IMPROVEMENTS | 75 | R2 | -50
COMPANY 036 | 353 | STATION EQUIPMENT | 50 | h1.75 | -35
COMPANY 036 | 353 | STATION EQUIPMENT | 50 | S0 | -35
COMPANY 036 | 353 | STATION EQUIPMENT | 50 | S0 | -40
COMPANY 036 | 354 | TOWERS AND FIXTURES | 60 | h4.00 | -40
COMPANY 036 | 354 | TOWERS AND FIXTURES | 65 | R4 | -40
COMPANY 036 | 354 | TOWERS AND FIXTURES | 65 | R4 | -40
COMPANY 036 | 356 | OVERHEAD CONDUCTORS AND DEVICES | 45 | h2.25 | -35
COMPANY 036 | 356 | OVERHEAD CONDUCTORS AND DEVICES | 50 | R2 | -35
COMPANY 036 | 356 | OVERHEAD CONDUCTORS AND DEVICES | 55 | R2 | -35
COMPANY 036 | 357 | UNDERGROUND CONDUIT | 70 | h4.00 | -20
COMPANY 036 | 357 | UNDERGROUND CONDUIT | 70 | S4 | -15
COMPANY 036 | 357 | UNDERGROUND CONDUIT | 70 | S4 | -15
COMPANY 036 | 358 | UNDERGROUND CONDUCTORS AND DEVICES | 60 | h2.75 | -35
COMPANY 036 | 358 | UNDERGROUND CONDUCTORS AND DEVICES | 60 | R2.5 | -15
COMPANY 036 | 358 | UNDERGROUND CONDUCTORS AND DEVICES | 60 | R2.5 | -25
COMPANY 036 | 361 | STRUCTURES AND IMPROVEMENTS | 52 | h2.50 | -40
COMPANY 036 | 361 | STRUCTURES AND IMPROVEMENTS | 55 | R2 | -50
COMPANY 036 | 361 | STRUCTURES AND IMPROVEMENTS | 55 | R2 | -50
COMPANY 036 | 362 | STATION EQUIPMENT | 50 | h2.25 | -35
COMPANY 036 | 362 | STATION EQUIPMENT | 50 | R1.5 | -50
COMPANY 036 | 362 | STATION EQUIPMENT | 53 | R1.5 | -50
COMPANY 036 | 363 | ENERGY STORAGE EQUIPMENT | 15 | h4.00 | 0
COMPANY 036 | 363 | ENERGY STORAGE EQUIPMENT | 15 | S3 | 0
COMPANY 036 | 363 | ENERGY STORAGE EQUIPMENT | 15 | S3 | 0
COMPANY 036 | 364 | POLES, TOWERS AND FIXTURES | 60 | h1.50 | -110
COMPANY 036 | 364 | POLES, TOWERS AND FIXTURES | 60 | R1.5 | -120
COMPANY 036 | 364 | POLES, TOWERS AND FIXTURES | 65 | R1 | -120
COMPANY 036 | 365 | OVERHEAD CONDUCTORS AND DEVICES | 60 | h1.50 | -70
COMPANY 036 | 365 | OVERHEAD CONDUCTORS AND DEVICES | 65 | R0.5 | -80
COMPANY 036 | 365 | OVERHEAD CONDUCTORS AND DEVICES | 65 | R1 | -80
COMPANY 036 | 366 | UNDERGROUND CONDUIT | 80 | h2.75 | -55
COMPANY 036 | 366 | UNDERGROUND CONDUIT | 80 | R2.5 | -60
COMPANY 036 | 366 | UNDERGROUND CONDUIT | 80 | R2.5 | -60
COMPANY 036 | 367 | UNDERGROUND CONDUCTORS AND DEVICES | 50 | h1.00 | -80
COMPANY 036 | 367 | UNDERGROUND CONDUCTORS AND DEVICES | 50 | R0.5 | -90
COMPANY 036 | 367 | UNDERGROUND CONDUCTORS AND DEVICES | 55 | R0.5 | -90
COMPANY 036 | 368.1 | LINE TRANSFORMERS - OVERHEAD | 33 | h1.25 | -20
COMPANY 036 | 368.1 | LINE TRANSFORMERS - OVERHEAD | 33 | R0.5 | -20
COMPANY 036 | 368.1 | LINE TRANSFORMERS - OVERHEAD | 33 | R0.5 | -20
COMPANY 036 | 368.2 | LINE TRANSFORMERS - UNDERGROUND | 35 | h1.75 | -20
COMPANY 036 | 368.2 | LINE TRANSFORMERS - UNDERGROUND | 33 | S0 | -20
COMPANY 036 | 368.2 | LINE TRANSFORMERS - UNDERGROUND | 33 | S0 | -20
COMPANY 036 | 369.1 | SERVICES - OVERHEAD | 60 | h2.00 | -185
COMPANY 036 | 369.1 | SERVICES - OVERHEAD | 65 | R1 | -185
COMPANY 036 | 369.1 | SERVICES - OVERHEAD | 70 | R1 | -185
COMPANY 036 | 369.2 | SERVICES - UNDERGROUND | 70 | h1.75 | -160
COMPANY 036 | 369.2 | SERVICES - UNDERGROUND | 70 | R1 | -160
COMPANY 036 | 369.2 | SERVICES - UNDERGROUND | 70 | R1 | -160
COMPANY 036 | 370 | METERS - ELECTROMECHANICAL | 30 | h1.25 | -5
COMPANY 036 | 370 | METERS - SOLID STATE | 20 | h2.25 | -5
COMPANY 036 | 370.1 | METERS - AMI | 20 | S2 | 0
COMPANY 036 | 370.1 | METERS - AMI | 20 | S2 | 0
COMPANY 036 | 370.2 | METER INSTALLATIONS - AMI | 20 | S2 | 0
COMPANY 036 | 370.2 | METERS - SOLID STATE | 20 | S2 | 0
COMPANY 036 | 371 | INSTALLATIONS ON CUSTOMERS' PREMISES | 60 | h1.25 | -10
COMPANY 036 | 371 | INSTALLATIONS ON CUSTOMERS' PREMISES | 60 | R2 | -5
COMPANY 036 | 371 | INSTALLATIONS ON CUSTOMERS' PREMISES | 60 | R2 | -5
COMPANY 036 | 373.1 | STREET LIGHTING AND SIGNAL SYSTEMS - OVERHEAD | 50 | h1.00 | -120
COMPANY 036 | 373.1 | STREET LIGHTING AND SIGNAL SYSTEMS - OVERHEAD | 50 | R0.5 | -120
COMPANY 036 | 373.1 | STREET LIGHTING AND SIGNAL SYSTEMS - OVERHEAD | 50 | R0.5 | -120
COMPANY 036 | 373.2 | STREET LIGHTING AND SIGNAL SYSTEMS - UNDERGROUND | 70 | h1.25 | -100
COMPANY 036 | 373.2 | STREET LIGHTING AND SIGNAL SYSTEMS - UNDERGROUND | 70 | R0.5 | -120
COMPANY 036 | 373.2 | STREET LIGHTING AND SIGNAL SYSTEMS - UNDERGROUND | 70 | R0.5 | -120
COMPANY 036 | 390 | STRUCTURES AND IMPROVEMENTS | 55 | S0 | -40
COMPANY 036 | 390 | STRUCTURES AND IMPROVEMENTS | 55 | S0 | -40
COMPANY 036 | 392.1 | TRANSPORTATION EQUIPMENT - AUTOMOBILES | 8 | SQ | 0
COMPANY 037 | 303 | MISCELLANEOUS INTANGIBLE PLANT | 7 | SQ | 0
COMPANY 037 | 361 | STRUCTURES AND IMPROVEMENTS | 50 | S1.5 | -20
COMPANY 037 | 361.1 | STRUCTURES AND IMPROVEMENTS - SERVICE CENTERS | 45 | S0 | -15
COMPANY 037 | 362 | STATION EQUIPMENT | 58 | R1.5 | -25
COMPANY 037 | 362.1 | STATION EQUIPMENT - EDS | 20 | S4 | 0
COMPANY 037 | 362.1 | STATION EQUIPMENT - FIBER CABLE | 20 | SQ | 0
COMPANY 037 | 362.99 | STATION EQUIPMENT - OTHER EQUIPMENT | 20 | S1 | 0
COMPANY 037 | 362.99 | STATION EQUIPMENT - COMPUTERS | 10 | SQ | 0
COMPANY 037 | 362.99 | STATION EQUIPMENT - VEHICLES | 12 | L3 | 10
COMPANY 037 | 362.99 | STATION EQUIPMENT - MULTIPLEX | 20 | S1 | 0
COMPANY 037 | 362.99 | STATION EQUIPMENT - OTHER EQUIPMENT | 20 | S1 | -25
COMPANY 037 | 364 | POLES, TOWERS AND FIXTURES | 63 | R2.5 | -100
COMPANY 037 | 365 | OVERHEAD CONDUCTORS AND DEVICES | 60 | R1 | -30
COMPANY 037 | 366 | UNDERGROUND CONDUIT | 75 | S4 | -50
COMPANY 037 | 367 | UNDERGROUND CONDUCTORS AND DEVICES | 55 | S1.5 | -30
COMPANY 037 | 368 | LINE TRANSFORMERS | 52 | R2.5 | -50
COMPANY 037 | 369.1 | SERVICES - OVERHEAD | 60 | R3 | -80
COMPANY 037 | 369.2 | SERVICES - UNDERGROUND | 60 | R5 | -80
COMPANY 037 | 370 | METERS | 22 | L0 | -1
COMPANY 037 | 371 | INSTALLATIONS ON CUSTOMERS' PREMISES - ON PREMISES | 42 | R1 | -20
COMPANY 037 | 371 | INSTALLATIONS ON CUSTOMERS' PREMISES - OTHER | 45 | S1.5 | -20
COMPANY 037 | 372 | LEASED PROPERTY ON CUSTOMERS' PREMISES | 40 | L3 | 0
COMPANY 037 | 390.1 | STRUCTURES AND IMPROVEMENTS | 45 | R1 | -10
COMPANY 037 | 390.2 | STRUCTURES AND IMPROVEMENTS | 45 | R1 | 0
COMPANY 037 | 393 | STORES EQUIPMENT | 25 | SQ | 0
COMPANY 037 | 394 | TOOLS, SHOP AND GARAGE EQUIPMENT | 25 | SQ | 0
COMPANY 037 | 395 | LABORATORY EQUIPMENT | 20 | SQ | 0
COMPANY 037 | 396 | POWER OPERATED EQUIPMENT | 17 | L3 | 0
COMPANY 037 | 398 | MISCELLANEOUS EQUIPMENT | 20 | SQ | 0
COMPANY 038 | 360 | LAND AND LAND RIGHTS - RIGHTS | 70 | R4 | 0
COMPANY 038 | 360 | LAND AND LAND RIGHTS | 60 | R2 | 0
COMPANY 038 | 361 | STRUCTURES AND IMPROVEMENTS | 65 | R4 | -10
COMPANY 038 | 361 | STRUCTURES AND IMPROVEMENTS | 60 | R1.5 | -20
COMPANY 038 | 362 | STATION EQUIPMENT | 46 | R2 | -20
COMPANY 038 | 362 | STATION EQUIPMENT | 45 | R1.5 | -30
COMPANY 038 | 363 | ENERGY STORAGE EQUIPMENT | 15 | S3 | 0
COMPANY 038 | 364 | POLES, TOWERS AND FIXTURES | 55 | R2 | -100
COMPANY 038 | 364 | POLES, TOWERS AND FIXTURES | 55 | R2 | -125
COMPANY 038 | 365 | OVERHEAD CONDUCTORS AND DEVICES | 55 | R1.5 | -100
COMPANY 038 | 365 | OVERHEAD CONDUCTORS AND DEVICES | 55 | R1 | -100
COMPANY 038 | 366 | UNDERGROUND CONDUIT | 70 | S3 | -5
COMPANY 038 | 366 | UNDERGROUND CONDUIT | 55 | R3 | 0
COMPANY 038 | 367 | UNDERGROUND CONDUCTORS AND DEVICES | 52 | R3 | -40
COMPANY 038 | 367 | UNDERGROUND CONDUCTORS AND DEVICES | 45 | R3 | -35
COMPANY 038 | 368 | LINE TRANSFORMERS | 45 | R2 | -50
COMPANY 038 | 368 | LINE TRANSFORMERS | 35 | R1 | -50
COMPANY 038 | 369.1 | SERVICES -OVERHEAD | 65 | R4 | -120
COMPANY 038 | 369.1 | SERVICES -OVERHEAD | 65 | R4 | -75
COMPANY 038 | 369.2 | SERVICES - UNDERGROUND | 55 | S3 | -60
COMPANY 038 | 369.2 | SERVICES - UNDERGROUND | 50 | R4 | -25
COMPANY 038 | 370 | METERS | 25 | L0.5 | -3
COMPANY 038 | 370 | METERS | 30 | R1 | 0
COMPANY 038 | 370.1 | METERS - AMI | 15 | S2 | -3
COMPANY 038 | 370.1 | METERS - AMI | 10 | S3 | 0
COMPANY 038 | 371.1 | INSTALLATIONS ON CUSTOMERS' PREMISES - PRIVATE AREA LIGHTING | 18 | R2 | -40
COMPANY 038 | 371.1 | INSTALLATIONS ON CUSTOMERS' PREMISES - PRIVATE AREA LIGHTING | 30 | L0.5 | -40
COMPANY 038 | 371.3 | ELECTRIC VEHICLE CHARGING STATIONS | 15 | S3 | 0
COMPANY 038 | 373 | STREET LIGHTING AND SIGNAL SYSTEMS | 38 | R2 | -30
COMPANY 038 | 373 | STREET LIGHTING AND SIGNAL SYSTEMS | 30 | L0.5 | -40
COMPANY 038 | 390 | STRUCTURES AND IMPROVEMENTS | 50 | R3 | -10
COMPANY 038 | 390 | STRUCTURES AND IMPROVEMENTS | 35 | S0 | -10
COMPANY 038 | 391 | OFFICE FURNITURE AND EQUIPMENT | 20 | SQ | 0
COMPANY 038 | 391 | OFFICE FURNITURE AND EQUIPMENT - FURNITURE | 15 | SQ | 0
COMPANY 038 | 391.3 | COMPUTER EQUIPMENT | 5 | SQ | 0
COMPANY 038 | 391.3 | OFFICE FURNITURE AND EQUIPMENT - COMPUTER EQUIPMENT | 10 | SQ | 0
COMPANY 038 | 392 | TRANSPORTATION EQUIPMENT | 8 | L2.5 | 10
COMPANY 038 | 392.1 | TRANSPORTATION EQUIPMENT - AUTOMOBILES | 8 | S2.5 | 10
COMPANY 038 | 392.2 | TRANSPORTATION EQUIPMENT - TRACTORS | 15 | R2.5 | 10
COMPANY 038 | 392.2 | TRANSPORTATION EQUIPMENT - LIGHT TRUCKS | 10 | S2.5 | 10
COMPANY 038 | 392.4 | TRANSPORTATION EQUIPMENT - HEAVY TRUCKS | 14 | S1.5 | 10
COMPANY 038 | 392.5 | TRANSPORTATION EQUIPMENT - TRAILERS | 20 | S0 | 10
COMPANY 038 | 393 | STORES EQUIPMENT | 25 | SQ | 0
COMPANY 038 | 394 | TOOLS, SHOP AND GARAGE EQUIPMENT | 25 | SQ | 0
COMPANY 038 | 394 | TOOLS, SHOP AND GARAGE EQUIPMENT | 15 | SQ | 0
COMPANY 038 | 395 | LABORATORY EQUIPMENT | 20 | SQ | 0
COMPANY 038 | 396 | POWER OPERATED EQUIPMENT | 15 | S2 | 10
COMPANY 038 | 397 | COMMUNICATION EQUIPMENT - LINE DEVICES | 15 | S2 | 0
COMPANY 038 | 397 | COMMUNICATION EQUIPMENT | 15 | SQ | 0
COMPANY 038 | 397 | COMMUNICATION EQUIPMENT | 15 | SQ | 0
COMPANY 038 | 397.3 | COMMUNICATION EQUIPMENT - FIBER OPTIC CABLE | 25 | L3 | 0
COMPANY 038 | 397.5 | COMMUNICATION EQUIPMENT - TOWERS | 25 | L3 | 0
COMPANY 038 | 397.5 | COMMUNICATION EQUIPMENT - LINE DEVICES | 15 | R2 | -10
COMPANY 038 | 397.6 | COMMUNICATION EQUIPMENT - RADIO | 30 | S2.5 | 0
COMPANY 038 | 398 | MISCELLANEOUS EQUIPMENT | 20 | SQ | 0
COMPANY 038 | 398 | MISCELLANEOUS EQUIPMENT | 15 | SQ | 0
COMPANY 039 | 311 | STRUCTURES AND IMPROVEMENTS | 80 | R2 | -25
COMPANY 039 | 312 | BOILER PLANT EQUIPMENT | 41 | S0 | -30
COMPANY 039 | 314 | TURBOGENERATOR UNITS | 52 | S0 | -25
COMPANY 039 | 315 | ACCESSORY ELECTRIC EQUIPMENT | 65 | R2 | -20
COMPANY 039 | 316 | MISCELLANEOUS POWER PLANT EQUIPMENT | 41 | R0.5 | -5
COMPANY 039 | 321 | STRUCTURES AND IMPROVEMENTS | 80 | R2.5 | -3
COMPANY 039 | 322 | REACTOR PLANT EQUIPMENT | 60 | R2.5 | -5
COMPANY 039 | 323 | TURBOGENERATOR UNITS | 45 | S1 | -5
COMPANY 039 | 324 | ACCESSORY ELECTRIC EQUIPMENT | 55 | R3 | -1
COMPANY 039 | 325 | MISCELLANEOUS POWER PLANT EQUIPMENT | 30 | R2.5 | -3
COMPANY 039 | 331 | STRUCTURES AND IMPROVEMENTS | 110 | R2 | -20
COMPANY 039 | 332 | RESERVOIRS, DAMS AND WATERWAYS | 125 | R2.5 | -30
COMPANY 039 | 333 | WATER WHEELS, TURBINES AND GENERATORS | 90 | S0 | -25
COMPANY 039 | 334 | ACCESSORY ELECTRIC EQUIPMENT | 50 | O1 | -20
COMPANY 039 | 335 | MISCELLANEOUS POWER PLANT EQUIPMENT | 65 | R1.5 | -5
COMPANY 039 | 336 | ROADS, RAILROADS AND BRIDGES | 75 | R4 | 0
COMPANY 039 | 341 | STRUCTURES AND IMPROVEMENTS | 55 | R2.5 | -10
COMPANY 039 | 342 | FUEL HOLDERS, PRODUCERS AND ACCESSORIES | 55 | R2 | -20
COMPANY 039 | 343 | PRIME MOVERS | 35 | R2 | -15
COMPANY 039 | 344 | GENERATORS | 65 | S1 | -25
COMPANY 039 | 345 | ACCESSORY ELECTRIC EQUIPMENT | 40 | S2 | -20
COMPANY 039 | 346 | MISCELLANEOUS POWER PLANT EQUIPMENT | 42 | R1 | 0
COMPANY 039 | 352 | STRUCTURES AND IMPROVEMENTS | 70 | R2 | -10
COMPANY 039 | 353 | STATION EQUIPMENT | 60 | S0.5 | -20
COMPANY 039 | 353.1 | STATION EQUIPMENT - STEP-UP TRANSFORMERS | 55 | S3 | -20
COMPANY 039 | 353.2 | STATION EQUIPMENT - CIPv5 and NND | 60 | S0.5 | -20
COMPANY 039 | 353.99 | STATION EQUIPMENT - LEASEHOLD | 20 | SQ | 0
COMPANY 039 | 354 | TOWERS AND FIXTURES | 80 | R3 | -40
COMPANY 039 | 355 | POLES AND FIXTURES | 53 | S1 | -75
COMPANY 039 | 355.99 | POLES AND FIXTURES - LEASEHOLD | 20 | SQ | 0
COMPANY 039 | 356 | OVERHEAD CONDUCTORS AND DEVICES | 57 | R2.5 | -60
COMPANY 039 | 356.99 | OVERHEAD CONDUCTORS AND DEVICES - LEASEHOLD | 20 | SQ | 0
COMPANY 039 | 357 | UNDERGROUND CONDUIT | 60 | R3 | -5
COMPANY 039 | 358 | UNDERGROUND CONDUCTORS AND DEVICES | 55 | R3 | -5
COMPANY 039 | 359 | ROADS AND TRAILS | 70 | R4 | 0
COMPANY 039 | 361 | STRUCTURES AND IMPROVEMENTS | 70 | R2 | -10
COMPANY 039 | 361 | STRUCTURES AND IMPROVEMENTS - LEASEHOLD | 20 | SQ | 0
COMPANY 039 | 362 | STATION EQUIPMENT | 60 | S0.5 | -10
COMPANY 039 | 362.99 | STATION EQUIPMENT - LEASEHOLD | 20 | SQ | 0
COMPANY 039 | 364 | POLES, TOWERS AND FIXTURES | 44 | R1.5 | -50
COMPANY 039 | 365 | OVERHEAD CONDUCTORS AND DEVICES | 60 | R1.5 | -10
COMPANY 039 | 366 | UNDERGROUND CONDUIT | 65 | R2.5 | -5
COMPANY 039 | 367 | UNDERGROUND CONDUCTORS AND DEVICES | 50 | S0.5 | -5
COMPANY 039 | 368 | LINE TRANSFORMERS | 44 | R2.5 | -5
COMPANY 039 | 369.1 | SERVICES - OVERHEAD | 70 | R3 | -80
COMPANY 039 | 369.2 | SERVICES - UNDERGROUND | 70 | S3 | -25
COMPANY 039 | 370 | METERS | 22 | L1.5 | 0
COMPANY 039 | 370.1 | METERS - AMI AND DER | 12 | R0.5 | 0
COMPANY 039 | 370.1 | METERS - AMR | 15 | S1 | 0
COMPANY 039 | 373 | STREET LIGHTING AND SIGNAL SYSTEMS | 39 | S0.5 | -20
COMPANY 039 | 373.3 | STREET LIGHTING AND SIGNAL SYSTEMS - LED | 30 | S1 | -20
COMPANY 039 | 390 | STRUCTURES AND IMPROVEMENTS | 50 | S0 | -20
COMPANY 039 | 390.1 | STRUCTURES AND IMPROVEMENTS - WAREHOUSE | 50 | R2.5 | -20
COMPANY 039 | 391 | OFFICE FURNITURE AND EQUIPMENT | 20 | SQ | 0
COMPANY 039 | 391.3 | DATA HANDLING | 10 | SQ | 0
COMPANY 039 | 391.3 | ELECTRONIC DATA PROCESSING | 5 | SQ | 0
COMPANY 039 | 393 | STORES EQUIPMENT | 25 | SQ | 0
COMPANY 039 | 394 | TOOLS, SHOP AND GARAGE EQUIPMENT | 20 | SQ | 0
COMPANY 039 | 395 | LABORATORY EQUIPMENT | 20 | SQ | 0
COMPANY 039 | 397 | COMMUNICATION EQUIPMENT | 10 | SQ | 0
COMPANY 039 | 398 | MISCELLANEOUS EQUIPMENT | 20 | SQ | 0
COMPANY 040 | 310 | LAND AND LAND RIGHTS - RIGHTS | 100 | R4 | 0
COMPANY 040 | 311 | STRUCTURES AND IMPROVEMENTS | 80 | S0.5 | -5
COMPANY 040 | 311 | STRUCTURES AND IMPROVEMENTS | 85 | R1.5 | 0 - (5)
COMPANY 040 | 312 | BOILER PLANT EQUIPMENT | 58 | S0 | -18
COMPANY 040 | 312 | BOILER PLANT EQUIPMENT | 58 | S0 | 0 - (7)
COMPANY 040 | 314 | TURBOGENERATOR UNITS | 60 | R1.5 | -9
COMPANY 040 | 314 | TURBOGENERATOR UNITS | 62 | R1.5 | 0 - (6)
COMPANY 040 | 315 | ACCESSORY ELECTRIC EQUIPMENT | 65 | R1.5 | -5
COMPANY 040 | 315 | ACCESSORY ELECTRIC EQUIPMENT | 70 | R1.5 | 0 - (5)
COMPANY 040 | 316 | MISCELLANEOUS POWER PLANT EQUIPMENT | 42 | R0.5 | 0
COMPANY 040 | 316 | MISCELLANEOUS POWER PLANT EQUIPMENT | 47 | R0.5 | 0 - (4)
COMPANY 040 | 320 | LAND AND LAND RIGHTS - RIGHTS | 100 | R4 | 0
COMPANY 040 | 320 | LAND AND LAND RIGHTS - RIGHTS | 100 | R4 | 0
COMPANY 040 | 321 | STRUCTURES AND IMPROVEMENTS | 100 | R2 | -1
COMPANY 040 | 321 | STRUCTURES AND IMPROVEMENTS | 100 | R2 | -2
COMPANY 040 | 322 | REACTOR PLANT EQUIPMENT | 70 | R1.5 | -3
COMPANY 040 | 322 | REACTOR PLANT EQUIPMENT | 80 | R1 | -3
COMPANY 040 | 323 | TURBOGENERATOR UNITS | 40 | R1.5 | -4
COMPANY 040 | 323 | TURBOGENERATOR UNITS | 35 | R2.5 | -4
COMPANY 040 | 324 | ACCESSORY ELECTRIC EQUIPMENT | 60 | R2.5 | -1
COMPANY 040 | 324 | ACCESSORY ELECTRIC EQUIPMENT | 65 | R2.5 | -2
COMPANY 040 | 325 | MISCELLANEOUS POWER PLANT EQUIPMENT | 45 | R1.5 | 0
COMPANY 040 | 325 | MISCELLANEOUS POWER PLANT EQUIPMENT | 50 | S0 | -1
COMPANY 040 | 330 | LAND AND LAND RIGHTS - RIGHTS | 100 | R4 | 0
COMPANY 040 | 330 | LAND AND LAND RIGHTS - RIGHTS | 100 | R4 | 0
COMPANY 040 | 331 | STRUCTURES AND IMPROVEMENTS | 100 | R3 | 0
COMPANY 040 | 331 | STRUCTURES AND IMPROVEMENTS | 110 | R3 | (1) - (8)
COMPANY 040 | 332 | RESERVOIRS, DAMS AND WATERWAYS | 100 | S2.5 | -3
COMPANY 040 | 332 | RESERVOIRS, DAMS AND WATERWAYS | 110 | S2.5 | (1) - (9)
COMPANY 040 | 333 | WATER WHEELS, TURBINES AND GENERATORS | 43 | S0 | -3
COMPANY 040 | 333 | WATER WHEELS, TURBINES AND GENERATORS | 50 | S0 | (3) - (9)
COMPANY 040 | 334 | ACCESSORY ELECTRIC EQUIPMENT | 45 | R2 | -3
COMPANY 040 | 334 | ACCESSORY ELECTRIC EQUIPMENT | 50 | R2 | (2) - (8)
COMPANY 040 | 335 | MISCELLANEOUS POWER PLANT EQUIPMENT | 60 | R1.5 | 0
COMPANY 040 | 335 | MISCELLANEOUS POWER PLANT EQUIPMENT | 65 | R1.5 | (1) - (7)
COMPANY 040 | 336 | ROADS, RAILROADS AND BRIDGES | 75 | R3 | 0
COMPANY 040 | 336 | ROADS, RAILROADS AND BRIDGES | 75 | R4 | (2) - (4)
COMPANY 040 | 340 | LAND AND LAND RIGHTS - RIGHTS | 75 | R3 | 0
COMPANY 040 | 340 | LAND AND LAND RIGHTS - RIGHTS | 75 | R3 | 0
COMPANY 040 | 341 | STRUCTURES AND IMPROVEMENTS | 55 | R3 | 0
COMPANY 040 | 341 | STRUCTURES AND IMPROVEMENTS | 60 | R3 | 0 - (10)
COMPANY 040 | 341.01 | STRUCTURES AND IMPROVEMENTS - SOLAR | 40 | S3 | 0
COMPANY 040 | 341.01 | STRUCTURES AND IMPROVEMENTS - SOLAR | 40 | S3 | 0
COMPANY 040 | 342 | FUEL HOLDERS, PRODUCERS AND ACCESSORIES | 50 | R2.5 | 0
COMPANY 040 | 342 | FUEL HOLDERS, PRODUCERS AND ACCESSORIES | 50 | R2.5 | 0 - (9)
COMPANY 040 | 343 | PRIME MOVERS | 20 | L0.5 | 40
COMPANY 040 | 343 | PRIME MOVERS - COMBINED CYCLE | 35 | R1 | -10
COMPANY 040 | 343 | PRIME MOVERS | 33 | S0 | 0 - (8)
COMPANY 040 | 343 | PRIME MOVERS - COMBINED CYCLE | 20 | R1.5 | 37 - 40
COMPANY 040 | 344 | GENERATORS | 60 | R2.5 | -5
COMPANY 040 | 344 | GENERATORS | 60 | R2.5 | (1) - (10)
COMPANY 040 | 344.01 | GENERATORS - SOLAR | 30 | S1.5 | 0
COMPANY 040 | 344.01 | GENERATORS - SOLAR | 25 | S2.5 | 0
COMPANY 040 | 345 | ACCESSORY ELECTRIC EQUIPMENT | 50 | R2 | 0
COMPANY 040 | 345 | ACCESSORY ELECTRIC EQUIPMENT | 45 | S0 | 0 - (9)
COMPANY 040 | 345.01 | ACCESSORY ELECTRIC EQUIPMENT - SOLAR | 45 | R2.5 | 0
COMPANY 040 | 345.01 | ACCESSORY ELECTRIC EQUIPMENT - SOLAR | 45 | R2.5 | 0
COMPANY 040 | 346 | MISCELLANEOUS POWER PLANT EQUIPMENT | 40 | R2.5 | 0
COMPANY 040 | 346 | MISCELLANEOUS POWER PLANT EQUIPMENT | 40 | R2.5 | (1) - (8)
COMPANY 040 | 346.01 | MISCELLANEOUS POWER PLANT EQUIPMENT - SOLAR | 35 | R2.5 | 0
COMPANY 040 | 346.01 | MISCELLANEOUS POWER PLANT EQUIPMENT - SOLAR | 35 | R2.5 | 0
COMPANY 040 | 350 | LAND AND LAND RIGHTS - RIGHTS | 75 | R4 | 0
COMPANY 040 | 350 | LAND AND LAND RIGHTS - RIGHTS | 80 | R4 | 0
COMPANY 040 | 352 | STRUCTURES AND IMPROVEMENTS | 65 | R2.5 | -5
COMPANY 040 | 352 | STRUCTURES AND IMPROVEMENTS | 70 | R2.5 | -10
COMPANY 040 | 353 | STATION EQUIPMENT | 38 | L1 | -15
COMPANY 040 | 353 | STATION EQUIPMENT | 40 | S0 | -15
COMPANY 040 | 353.99 | STATION EQUIPMENT - POWER SUPPLY COMPANY | 15 | L3 | -15
COMPANY 040 | 353.99 | STATION EQUIPMENT - POWER SUPPLY COMPANY | 15 | L3 | -15
COMPANY 040 | 354 | TOWERS AND FIXTURES | 75 | R3 | -50
COMPANY 040 | 354 | TOWERS AND FIXTURES | 80 | R3 | -40
COMPANY 040 | 355 | POLES AND FIXTURES | 60 | R2.5 | -40
COMPANY 040 | 355 | POLES AND FIXTURES | 65 | R2.5 | -50
COMPANY 040 | 356 | OVERHEAD CONDUCTORS AND DEVICES | 61 | R2.5 | -30
COMPANY 040 | 356 | OVERHEAD CONDUCTORS AND DEVICES | 65 | R2 | -30
COMPANY 040 | 357 | UNDERGROUND CONDUIT | 50 | S3 | 0
COMPANY 040 | 357 | UNDERGROUND CONDUIT | 55 | S3 | 0
COMPANY 040 | 358 | UNDERGROUND CONDUCTORS AND DEVICES | 50 | R4 | -5
COMPANY 040 | 358 | UNDERGROUND CONDUCTORS AND DEVICES | 50 | R4 | -5
COMPANY 040 | 359 | ROADS AND TRAILS | 75 | R4 | 0
COMPANY 040 | 359 | ROADS AND TRAILS | 80 | R4 | 0
COMPANY 040 | 360 | LAND AND LAND RIGHTS - RIGHTS | 75 | S4 | 0
COMPANY 040 | 360 | LAND AND LAND RIGHTS - RIGHTS | 80 | S4 | 0
COMPANY 040 | 361 | STRUCTURES AND IMPROVEMENTS | 55 | R2.5 | -5
COMPANY 040 | 361 | STRUCTURES AND IMPROVEMENTS | 65 | R2.5 | -10
COMPANY 040 | 362 | STATION EQUIPMENT | 52 | S0 | -20
COMPANY 040 | 362 | STATION EQUIPMENT | 60 | S0 | -20
COMPANY 040 | 364 | POLES, TOWERS AND FIXTURES | 46 | R2 | -50
COMPANY 040 | 364 | POLES, TOWERS AND FIXTURES | 46 | R1.5 | -60
COMPANY 040 | 365 | OVERHEAD CONDUCTORS AND DEVICES | 43 | R3 | -35
COMPANY 040 | 365 | OVERHEAD CONDUCTORS AND DEVICES | 45 | R3 | -40
COMPANY 040 | 366 | UNDERGROUND CONDUIT | 60 | S3 | -5
COMPANY 040 | 366 | UNDERGROUND CONDUIT | 70 | R4 | -5
COMPANY 040 | 367 | UNDERGROUND CONDUCTORS AND DEVICES | 32 | R2.5 | -25
COMPANY 040 | 367 | UNDERGROUND CONDUCTORS AND DEVICES | 40 | R2 | -25
COMPANY 040 | 368 | LINE TRANSFORMERS | 37 | R1.5 | -15
COMPANY 040 | 368 | LINE TRANSFORMERS | 38 | R1.5 | -15
COMPANY 040 | 369.1 | SERVICES -OVERHEAD | 38 | S2.5 | -50
COMPANY 040 | 369.1 | SERVICES -OVERHEAD | 40 | S2.5 | -50
COMPANY 040 | 369.2 | SERVICES - UNDERGROUND | 50 | R4 | -50
COMPANY 040 | 369.2 | SERVICES - UNDERGROUND | 55 | R4 | -50
COMPANY 040 | 370 | METERS | 18 | S1 | -2
COMPANY 040 | 370 | METERS | 15 | R1 | -2
COMPANY 040 | 370.1 | METERS - AMI | 15 | S2.5 | -2
COMPANY 040 | 370.1 | METERS - AMI | 17 | R4 | -2
COMPANY 040 | 371 | INSTALLATIONS ON CUSTOMERS' PREMISES | 11 | L4 | 0
COMPANY 040 | 371 | INSTALLATIONS ON CUSTOMERS' PREMISES | 11 | L4 | 0
COMPANY 040 | 371.2 | INSTALLATIONS ON CUSTOMERS' PREMISES - AIR CONDITIONING CYCLING PROGRAM | 15 | S2 | 0
COMPANY 040 | 371.2 | INSTALLATIONS ON CUSTOMERS' PREMISES - AIR CONDITIONING CYCLING PROGRAM | 15 | S2 | 0
COMPANY 040 | 373 | STREET LIGHTING AND SIGNAL SYSTEMS | 30 | R2.5 | -20
COMPANY 040 | 373 | STREET LIGHTING AND SIGNAL SYSTEMS | 32 | R2.5 | -25
COMPANY 040 | 389 | LAND AND LAND RIGHTS - RIGHTS | 70 | R4 | 0
COMPANY 040 | 389 | LAND AND LAND RIGHTS - RIGHTS | 70 | R4 | 0
COMPANY 040 | 390.1 | STRUCTURES AND IMPROVEMENTS - LARGE | 90 | S1.5 | -5
COMPANY 040 | 390.1 | STRUCTURES AND IMPROVEMENTS - LARGE | 90 | S1.5 | -5
COMPANY 040 | 390.2 | STRUCTURES AND IMPROVEMENTS - SMALL | 45 | R1 | -5
COMPANY 040 | 390.2 | STRUCTURES AND IMPROVEMENTS - SMALL | 50 | R1 | -5
COMPANY 040 | 391 | OFFICE FURNITURE AND EQUIPMENT | 15 | SQ | 0
COMPANY 040 | 391 | OFFICE FURNITURE AND EQUIPMENT | 15 | SQ | 0
COMPANY 040 | 391.3 | ELECTRONIC DATA PROCESSING | 5 | SQ | 0
COMPANY 040 | 391.3 | ELECTRONIC DATA PROCESSING | 5 | SQ | 0
COMPANY 040 | 392 | TRANSPORTATION EQUIPMENT | 10 | L0 | 15
COMPANY 040 | 392 | TRANSPORTATION EQUIPMENT | 11 | L0 | 10
COMPANY 040 | 393 | STORES EQUIPMENT | 25 | SQ | 0
COMPANY 040 | 393 | STORES EQUIPMENT | 25 | SQ | 0
COMPANY 040 | 394 | TOOLS, SHOP AND GARAGE EQUIPMENT | 25 | SQ | 0
COMPANY 040 | 394 | TOOLS, SHOP AND GARAGE EQUIPMENT | 25 | SQ | 0
COMPANY 040 | 394.1 | ELECTRIC VEHICLES | 10 | SQ | 0
COMPANY 040 | 394.1 | ELECTRIC VEHICLES | 10 | SQ | 0
COMPANY 040 | 395 | LABORATORY EQUIPMENT | 25 | SQ | 0
COMPANY 040 | 395 | LABORATORY EQUIPMENT | 25 | SQ | 0
COMPANY 040 | 396 | POWER OPERATED EQUIPMENT | 12 | L1 | 15
COMPANY 040 | 396 | POWER OPERATED EQUIPMENT | 13 | L1 | 10
COMPANY 040 | 397 | COMMUNICATION EQUIPMENT | 25 | SQ | 0
COMPANY 040 | 397 | COMMUNICATION EQUIPMENT - MASSED | 15 | SQ | 0
COMPANY 040 | 397 | COMMUNICATION EQUIPMENT | 25 | SQ | 0
COMPANY 040 | 397 | COMMUNICATION EQUIPMENT - MASSED | 15 | SQ | 0
COMPANY 040 | 397.99 | COMMUNICATION EQUIPMENT - CLEARING | 15 | SQ | 0
COMPANY 040 | 397.99 | COMMUNICATION EQUIPMENT - CLEARING | 15 | SQ | 0
COMPANY 040 | 398 | MISCELLANEOUS EQUIPMENT | 15 | SQ | 0
COMPANY 040 | 398 | MISCELLANEOUS EQUIPMENT | 15 | SQ | 0
COMPANY 041 | 320 | LAND AND LAND RIGHTS | 100 | R4 | 0
COMPANY 041 | 321 | STRUCTURES AND IMPROVEMENTS | 100 | R2 | -2
COMPANY 041 | 322 | REACTOR PLANT EQUIPMENT | 75 | R1 | -3
COMPANY 041 | 323 | TURBOGENERATOR UNITS | 35 | R2.5 | -4
COMPANY 041 | 324 | ACCESSORY ELECTRIC EQUIPMENT | 65 | R2.5 | -2
COMPANY 041 | 325 | MISCELLANEOUS POWER PLANT EQUIPMENT | 50 | S0 | -1
COMPANY 042 | 310 | LAND AND LAND RIGHTS - RIGHTS | 100 | R4 | 0
COMPANY 042 | 310 | RIGHTS OF WAY | 100 | R4 | 0
COMPANY 042 | 311 | STRUCTURES AND IMPROVEMENTS | 100 | S1 | (5) - (20)
COMPANY 042 | 311 | STRUCTURES AND IMPROVEMENTS | 100 | S0.5 | (4) - (20)
COMPANY 042 | 311 | STRUCTURES AND IMPROVEMENTS | 90 | S1 | (3) - (17)
COMPANY 042 | 312 | BOILER PLANT EQUIPMENT | 50 | R2 | (5) - (15)
COMPANY 042 | 312 | BOILER PLANT EQUIPMENT | 47 | R2 | (4) - (15)
COMPANY 042 | 312 | BOILER PLANT EQUIPMENT | 47 | R2 | (3) - (17)
COMPANY 042 | 314 | TURBOGENERATOR UNITS | 55 | R1.5 | (5) - (13)
COMPANY 042 | 314 | TURBOGENERATOR UNITS | 50 | R2 | (4) - (11)
COMPANY 042 | 314 | TURBOGENERATOR UNITS | 50 | S0.5 | (3) - (17)
COMPANY 042 | 315 | ACCESSORY ELECTRIC EQUIPMENT | 60 | S1 | (5) - (13)
COMPANY 042 | 315 | ACCESSORY ELECTRIC EQUIPMENT | 60 | S1 | (4) - (11)
COMPANY 042 | 315 | ACCESSORY ELECTRIC EQUIPMENT | 60 | S1 | (3) - (17)
COMPANY 042 | 316 | MISCELLANEOUS POWER PLANT EQUIPMENT | 50 | R2.5 | (5) - (13)
COMPANY 042 | 316 | MISCELLANEOUS POWER PLANT EQUIPMENT | 45 | R2.5 | (4) - (11)
COMPANY 042 | 316 | MISCELLANEOUS POWER PLANT EQUIPMENT | 45 | R2.5 | (3) - (17)
COMPANY 042 | 320 | LAND AND LAND RIGHTS - RIGHTS | 100 | R4 | 0
COMPANY 042 | 320 | RIGHTS OF WAY | 100 | R4 | 0
COMPANY 042 | 321 | STRUCTURES AND IMPROVEMENTS | 55 | S1.5 | (1) - (4)
COMPANY 042 | 321 | STRUCTURES AND IMPROVEMENTS | 55 | S1.5 | (4) - (8)
COMPANY 042 | 322 | REACTOR PLANT EQUIPMENT | 50 | R2 | (1) - (4)
COMPANY 042 | 322 | REACTOR PLANT EQUIPMENT | 45 | R2 | (4) - (8)
COMPANY 042 | 323 | TURBOGENERATOR UNITS | 50 | R1.5 | (1) - (4)
COMPANY 042 | 323 | TURBOGENERATOR UNITS | 40 | R2 | (4) - (8)
COMPANY 042 | 324 | ACCESSORY ELECTRIC EQUIPMENT | 50 | R2.5 | (1) - (4)
COMPANY 042 | 324 | ACCESSORY ELECTRIC EQUIPMENT | 45 | R3 | (4) - (8)
COMPANY 042 | 325 | MISCELLANEOUS POWER PLANT EQUIPMENT | 50 | R2.5 | (1) - (4)
COMPANY 042 | 325 | MISCELLANEOUS POWER PLANT EQUIPMENT | 50 | R2.5 | (4) - (8)
COMPANY 042 | 330 | LAND AND LAND RIGHTS - RIGHTS | 110 | R4 | 0
COMPANY 042 | 330 | RIGHTS OF WAY | 110 | R4 | 0
COMPANY 042 | 331 | STRUCTURES AND IMPROVEMENTS | 75 | S2 | (4) - (105)
COMPANY 042 | 331 | STRUCTURES AND IMPROVEMENTS | 75 | S2 | (4) - (108)
COMPANY 042 | 331 | STRUCTURES AND IMPROVEMENTS | 75 | S2 | (1) - (108)
COMPANY 042 | 332 | RESERVOIRS, DAMS AND WATERWAYS | 100 | S2.5 | (4) - (105)
COMPANY 042 | 332 | RESERVOIRS, DAMS AND WATERWAYS | 100 | S2.5 | (4) - (108)
COMPANY 042 | 332 | RESERVOIRS, DAMS AND WATERWAYS | 100 | S2.5 | (1) - (108)
COMPANY 042 | 333 | WATER WHEELS, TURBINES AND GENERATORS | 70 | S1 | (4) - (105)
COMPANY 042 | 333 | WATER WHEELS, TURBINES AND GENERATORS | 65 | S1 | (4) - (108)
COMPANY 042 | 333 | WATER WHEELS, TURBINES AND GENERATORS | 60 | L2 | (1) - (108)
COMPANY 042 | 334 | ACCESSORY ELECTRIC EQUIPMENT | 65 | S1 | (4) - (105)
COMPANY 042 | 334 | ACCESSORY ELECTRIC EQUIPMENT | 65 | S1 | (4) - (108)
COMPANY 042 | 334 | ACCESSORY ELECTRIC EQUIPMENT | 60 | S1 | (1) - (108)
COMPANY 042 | 335 | MISCELLANEOUS POWER PLANT EQUIPMENT | 55 | R2 | (4) - (105)
COMPANY 042 | 335 | MISCELLANEOUS POWER PLANT EQUIPMENT | 55 | R2 | (4) - (108)
COMPANY 042 | 335 | MISCELLANEOUS POWER PLANT EQUIPMENT | 57 | S2 | (1) - (108)
COMPANY 042 | 336 | ROADS, RAILROADS AND BRIDGES | 75 | R4 | 0 - (79)
COMPANY 042 | 336 | ROADS, RAILROADS AND BRIDGES | 75 | R4 | 0 - (79)
COMPANY 042 | 336 | ROADS, RAILROADS AND BRIDGES | 75 | R4 | (1) - (95)
COMPANY 042 | 340 | LAND AND LAND RIGHTS - RIGHTS | 60 | R4 | 0
COMPANY 042 | 340 | RIGHTS OF WAY | 65 | R4 | 0
COMPANY 042 | 341 | STRUCTURES AND IMPROVEMENTS | 50 | S2 | (3) - (5)
COMPANY 042 | 341 | STRUCTURES AND IMPROVEMENTS | 50 | R3 | (3) - (7)
COMPANY 042 | 341 | STRUCTURES AND IMPROVEMENTS | 55 | R3 | (4) - (13)
COMPANY 042 | 341.01 | STRUCTURES AND IMPROVEMENTS - SOLAR | 40 | S2.5 | (10) - (11)
COMPANY 042 | 341.01 | STRUCTURES AND IMPROVEMENTS - SOLAR | 40 | S2.5 | (11) - (17)
COMPANY 042 | 342 | FUEL HOLDERS, PRODUCERS AND ACCESSORIES | 50 | R2.5 | (3) - (5)
COMPANY 042 | 342 | FUEL HOLDERS, PRODUCERS AND ACCESSORIES | 50 | R2.5 | (3) - (7)
COMPANY 042 | 342 | FUEL HOLDERS, PRODUCERS AND ACCESSORIES | 50 | R2.5 | (4) - (13)
COMPANY 042 | 343 | PRIME MOVERS | 40 | R2 | (3) - (5)
COMPANY 042 | 343 | PRIME MOVERS | 45 | R1.5 | (3) - (7)
COMPANY 042 | 343 | PRIME MOVERS | 40 | R1.5 | (4) - (13)
COMPANY 042 | 343.1 | ROTABLE PARTS | 5 | R5 | 40
COMPANY 042 | 343.1 | ROTABLE PARTS | 5 | R5 | 40
COMPANY 042 | 343.1 | PRIME MOVERS - ROTABLE PARTS | 6 | L4 | 40
COMPANY 042 | 344 | GENERATORS | 50 | R2 | (3) - (5)
COMPANY 042 | 344 | GENERATORS | 50 | R2 | (3) - (7)
COMPANY 042 | 344 | GENERATORS | 50 | R2.5 | (4) - (13)
COMPANY 042 | 344.01 | GENERATORS - SOLAR | 25 | S2.5 | -12
COMPANY 042 | 344.01 | GENERATORS - SOLAR | 20 | S2.5 | 0
COMPANY 042 | 344.01 | GENERATORS - SOLAR | 25 | S2.5 | (10) - (12)
COMPANY 042 | 344.01 | GENERATORS - SOLAR | 20 | S2.5 | 0
COMPANY 042 | 344.01 | GENERATORS - SOLAR | 25 | S2.5 | (11) - (17)
COMPANY 042 | 345 | ACCESSORY ELECTRIC EQUIPMENT | 35 | S0.5 | (3) - (5)
COMPANY 042 | 345 | ACCESSORY ELECTRIC EQUIPMENT | 40 | S0 | (3) - (7)
COMPANY 042 | 345 | ACCESSORY ELECTRIC EQUIPMENT | 45 | R1.5 | (4) - (13)
COMPANY 042 | 345.01 | ACCESSORY ELECTRIC EQUIPMENT - SOLAR | 25 | S2.5 | -12
COMPANY 042 | 345.01 | ACCESSORY ELECTRIC EQUIPMENT - SOLAR | 20 | S2.5 | 0
COMPANY 042 | 345.01 | ACCESSORY ELECTRIC EQUIPMENT - SOLAR | 25 | S2.5 | (10) - (12)
COMPANY 042 | 345.01 | ACCESSORY ELECTRIC EQUIPMENT - SOLAR | 20 | S2.5 | 0
COMPANY 042 | 345.01 | ACCESSORY ELECTRIC EQUIPMENT - SOLAR | 25 | S2.5 | (11) - (17)
COMPANY 042 | 346 | MISCELLANEOUS POWER PLANT EQUIPMENT | 40 | S2 | (3) - (5)
COMPANY 042 | 346 | MISCELLANEOUS POWER PLANT EQUIPMENT | 40 | S1.5 | (3) - (7)
COMPANY 042 | 346 | MISCELLANEOUS POWER PLANT EQUIPMENT | 40 | R2 | (4) - (13)
COMPANY 042 | 346.01 | MISCELLANEOUS POWER PLANT EQUIPMENT - SOLAR | 35 | S2.5 | -10
COMPANY 042 | 346.01 | MISCELLANEOUS POWER PLANT EQUIPMENT - SOLAR | 35 | R2.5 | (11) - (17)
COMPANY 042 | 350 | LAND AND LAND RIGHTS - RIGHTS | 75 | R4 | 0
COMPANY 042 | 350 | RIGHTS OF WAY | 80 | R4 | 0
COMPANY 042 | 352 | STRUCTURES AND IMPROVEMENTS | 60 | R3 | -20
COMPANY 042 | 352 | STRUCTURES AND IMPROVEMENTS | 55 | R2 | -10
COMPANY 042 | 352 | STRUCTURES AND IMPROVEMENTS | 43 | R2 | -10
COMPANY 042 | 353 | STATION EQUIPMENT | 52 | R1.5 | -25
COMPANY 042 | 353 | STATION EQUIPMENT | 48 | R1.5 | -20
COMPANY 042 | 353 | STATION EQUIPMENT | 45 | R1.5 | -15
COMPANY 042 | 354 | TOWERS AND FIXTURES | 70 | R2 | -40
COMPANY 042 | 354 | TOWERS AND FIXTURES | 75 | R2 | -50
COMPANY 042 | 354 | TOWERS AND FIXTURES | 70 | R2.5 | -40
COMPANY 042 | 355 | POLES AND FIXTURES | 50 | R1.5 | -25
COMPANY 042 | 355 | POLES AND FIXTURES | 48 | R1 | -30
COMPANY 042 | 355 | POLES AND FIXTURES | 48 | R1 | -40
COMPANY 042 | 356 | OVERHEAD CONDUCTORS AND DEVICES | 60 | R2 | -40
COMPANY 042 | 356 | OVERHEAD CONDUCTORS AND DEVICES | 60 | R2.5 | -40
COMPANY 042 | 356 | OVERHEAD CONDUCTORS AND DEVICES | 60 | R2.5 | -40
COMPANY 042 | 357 | UNDERGROUND CONDUIT | 55 | S4 | 0
COMPANY 042 | 357 | UNDERGROUND CONDUIT | 55 | S4 | 0
COMPANY 042 | 357 | UNDERGROUND CONDUIT | 55 | S4 | 0
COMPANY 042 | 358 | UNDERGROUND CONDUCTORS AND DEVICES | 55 | S3 | 0
COMPANY 042 | 358 | UNDERGROUND CONDUCTORS AND DEVICES | 50 | S4 | 0
COMPANY 042 | 358 | UNDERGROUND CONDUCTORS AND DEVICES | 40 | S2 | 0
COMPANY 042 | 359 | ROADS AND TRAILS | 65 | R4 | 0
COMPANY 042 | 359 | ROADS AND TRAILS | 65 | R4 | 0
COMPANY 042 | 359 | ROADS AND TRAILS | 65 | R4 | 0
COMPANY 042 | 360 | LAND AND LAND RIGHTS - RIGHTS | 75 | R3 | 0
COMPANY 042 | 360 | RIGHTS OF WAY | 80 | R3 | 0
COMPANY 042 | 360 | LAND RIGHTS | 80 | R3 | 0
COMPANY 042 | 361 | STRUCTURES AND IMPROVEMENTS | 60 | R2.5 | -20
COMPANY 042 | 361 | STRUCTURES AND IMPROVEMENTS | 55 | S0.5 | -10
COMPANY 042 | 361 | STRUCTURES AND IMPROVEMENTS | 45 | S0.5 | -10
COMPANY 042 | 362 | STATION EQUIPMENT | 42 | R1 | -25
COMPANY 042 | 362 | STATION EQUIPMENT | 44 | R1 | -20
COMPANY 042 | 362 | STATION EQUIPMENT | 45 | R1 | -15
COMPANY 042 | 364 | POLES, TOWERS AND FIXTURES | 49 | R2 | -25
COMPANY 042 | 364 | POLES, TOWERS AND FIXTURES | 50 | R2 | -30
COMPANY 042 | 364 | POLES, TOWERS AND FIXTURES | 52 | R2 | -50
COMPANY 042 | 365 | OVERHEAD CONDUCTORS AND DEVICES | 49 | R0.5 | -20
COMPANY 042 | 365 | OVERHEAD CONDUCTORS AND DEVICES | 52 | R0.5 | -25
COMPANY 042 | 365 | OVERHEAD CONDUCTORS AND DEVICES | 52 | R0.5 | -30
COMPANY 042 | 366 | UNDERGROUND CONDUIT | 55 | R3 | -15
COMPANY 042 | 366 | UNDERGROUND CONDUIT | 60 | R3 | -15
COMPANY 042 | 366 | UNDERGROUND CONDUIT | 65 | R3 | -20
COMPANY 042 | 367 | UNDERGROUND CONDUCTORS AND DEVICES | 54 | R3 | -20
COMPANY 042 | 367 | UNDERGROUND CONDUCTORS AND DEVICES | 55 | R3 | -20
COMPANY 042 | 367 | UNDERGROUND CONDUCTORS AND DEVICES | 54 | R3 | -20
COMPANY 042 | 368 | LINE TRANSFORMERS | 43 | R1.5 | 0
COMPANY 042 | 368 | LINE TRANSFORMERS | 45 | R1.5 | -10
COMPANY 042 | 368 | LINE TRANSFORMERS | 45 | R1.5 | -15
COMPANY 042 | 369 | SERVICES | 50 | R1.5 | -10
COMPANY 042 | 369 | SERVICES | 52 | R1.5 | -15
COMPANY 042 | 369 | SERVICES | 55 | R1.5 | -25
COMPANY 042 | 370 | METERS | 20 | L0 | 0
COMPANY 042 | 370 | METERS | 17 | L0 | 0
COMPANY 042 | 370 | METERS | 13 | L0 | 0
COMPANY 042 | 370.1 | METERS - UTILITY OF FUTURE | 15 | S2.5 | 0
COMPANY 042 | 370.1 | METERS - UTILITY OF FUTURE | 15 | S2.5 | 0
COMPANY 042 | 370.1 | METERS - UTILITY OF FUTURE | 15 | S2.5 | 0
COMPANY 042 | 371 | INSTALLATIONS ON CUSTOMERS' PREMISES | 40 | R0.5 | -5
COMPANY 042 | 371 | INSTALLATIONS ON CUSTOMERS' PREMISES | 40 | R1 | -5
COMPANY 042 | 371 | INSTALLATIONS ON CUSTOMERS' PREMISES | 35 | R1 | -5
COMPANY 042 | 373 | STREET LIGHTING AND SIGNAL SYSTEMS | 35 | R1 | -10
COMPANY 042 | 373 | STREET LIGHTING AND SIGNAL SYSTEMS | 36 | R0.5 | -10
COMPANY 042 | 373 | STREET LIGHTING AND SIGNAL SYSTEMS | 36 | S0.5 | -10
COMPANY 042 | 389 | LAND AND LAND RIGHTS - RIGHTS | 60 | R3 | 0
COMPANY 042 | 389 | RIGHTS OF WAY | 65 | R3 | 0
COMPANY 042 | 389 | LAND RIGHTS | 65 | R3 | 0
COMPANY 042 | 390 | STRUCTURES AND IMPROVEMENTS | 40 | R2 | -10
COMPANY 042 | 390 | STRUCTURES AND IMPROVEMENTS | 40 | S1 | -10
COMPANY 042 | 390 | STRUCTURES AND IMPROVEMENTS | 40 | S0.5 | -10
COMPANY 042 | 391 | OFFICE FURNITURE AND EQUIPMENT | 15 | SQ | 0
COMPANY 042 | 391 | OFFICE FURNITURE AND EQUIPMENT | 15 | SQ | 0
COMPANY 042 | 391 | OFFICE FURNITURE AND EQUIPMENT | 15 | SQ | 0
COMPANY 042 | 391.3 | ELECTRONIC DATA PROCESSING | 8 | SQ | 0
COMPANY 042 | 391.3 | ELECTRONIC DATA PROCESSING | 8 | SQ | 0
COMPANY 042 | 391.3 | OFFICE FURNITURE AND EQUIPMENT - ELECTRONIC DATA PROCESSING | 8 | SQ | 0
COMPANY 042 | 392.1 | PASSENGER CARS AND VANS | 5 | S2.5 | 5
COMPANY 042 | 392.1 | PASSENGER CARS AND VANS | 5 | S2.5 | 10
COMPANY 042 | 392.1 | TRANSPORTATION EQUIPMENT - PASSENGER CARS AND VANS | 5 | S2.5 | 10
COMPANY 042 | 392.2 | LIGHT TRUCKS | 6 | L3 | 5
COMPANY 042 | 392.2 | TRACTORS | 13 | L3 | 5
COMPANY 042 | 392.2 | LIGHT TRUCKS | 6 | L3 | 10
COMPANY 042 | 392.2 | TRACTORS | 13 | L3 | 10
COMPANY 042 | 392.2 | TRANSPORTATION EQUIPMENT - LIGHT TRUCKS | 6 | L3 | 10
COMPANY 042 | 392.2 | TRANSPORTATION EQUIPMENT - TRACTORS | 13 | L3 | 10
COMPANY 042 | 392.3 | MEDIUM TRUCKS | 8 | L2 | 5
COMPANY 042 | 392.3 | MEDIUM TRUCKS | 8 | L2 | 10
COMPANY 042 | 392.3 | TRANSPORTATION EQUIPMENT - MEDIUM TRUCKS | 8 | L2 | 10
COMPANY 042 | 392.4 | HEAVY TRUCKS | 10 | L2 | 5
COMPANY 042 | 392.4 | HEAVY TRUCKS | 10 | L2 | 10
COMPANY 042 | 392.4 | TRANSPORTATION EQUIPMENT - HEAVY TRUCKS | 10 | L2 | 10
COMPANY 042 | 392.5 | TRAILERS | 17 | L0.5 | 5
COMPANY 042 | 392.5 | TRAILERS | 16 | L0.5 | 10
COMPANY 042 | 392.5 | TRANSPORTATION EQUIPMENT - TRAILERS | 16 | L0.5 | 10
COMPANY 042 | 393 | STORES EQUIPMENT | 20 | SQ | 0
COMPANY 042 | 393 | STORES EQUIPMENT | 20 | SQ | 0
COMPANY 042 | 393 | STORES EQUIPMENT | 20 | SQ | 0
COMPANY 042 | 394 | TOOLS, SHOP AND GARAGE EQUIPMENT | 20 | SQ | 0
COMPANY 042 | 394 | TOOLS, SHOP AND GARAGE EQUIPMENT | 20 | SQ | 0
COMPANY 042 | 394 | TOOLS, SHOP AND GARAGE EQUIPMENT | 20 | SQ | 0
COMPANY 042 | 395 | LABORATORY EQUIPMENT | 15 | SQ | 0
COMPANY 042 | 395 | LABORATORY EQUIPMENT | 15 | SQ | 0
COMPANY 042 | 395 | LABORATORY EQUIPMENT | 15 | SQ | 0
COMPANY 042 | 396.1 | MOBILE CRANES | 19 | S1.5 | 0
COMPANY 042 | 396.1 | MOBILE CRANES | 19 | S1.5 | 10
COMPANY 042 | 396.1 | POWER OPERATED EQUIPMENT - MOBILE CRANES | 19 | S1.5 | 10
COMPANY 042 | 396.2 | MISCELLANEOUS AND NON-HIGHWAY EQUIPMENT | 14 | S1.5 | 0
COMPANY 042 | 396.2 | MISCELLANEOUS AND NON-HIGHWAY EQUIPMENT | 13 | L2 | 10
COMPANY 042 | 396.2 | POWER OPERATED EQUIPMENT - MISCELLANEOUS AND NON-HIGHWAY EQUIPMENT | 13 | L2.5 | 10
COMPANY 042 | 397 | COMMUNICATION EQUIPMENT | 10 | SQ | 0
COMPANY 042 | 397 | COMMUNICATION EQUIPMENT | 10 | SQ | 0
COMPANY 042 | 397 | COMMUNICATION EQUIPMENT | 10 | SQ | 0
COMPANY 042 | 398 | MISCELLANEOUS EQUIPMENT | 20 | SQ | 0
COMPANY 042 | 398 | MISCELLANEOUS EQUIPMENT | 20 | SQ | 0
COMPANY 042 | 398 | MISCELLANEOUS EQUIPMENT | 20 | SQ | 0
COMPANY 043 | 320 | RIGHTS OF WAY | 100 | R4 | 0
COMPANY 043 | 321 | STRUCTURES AND IMPROVEMENTS | 55 | S1.5 | (1) - (3)
COMPANY 043 | 321 | STRUCTURES AND IMPROVEMENTS | 60 | S1 | (4) - (7)
COMPANY 043 | 322 | REACTOR PLANT EQUIPMENT | 45 | R2 | (1) - (3)
COMPANY 043 | 322 | REACTOR PLANT EQUIPMENT | 48 | S0.5 | (4) - (7)
COMPANY 043 | 323 | TURBOGENERATOR UNITS | 45 | R2 | (1) - (3)
COMPANY 043 | 323 | TURBOGENERATOR UNITS | 40 | S0.5 | (4) - (7)
COMPANY 043 | 324 | ACCESSORY ELECTRIC EQUIPMENT | 50 | R2.5 | (1) - (3)
COMPANY 043 | 324 | ACCESSORY ELECTRIC EQUIPMENT | 50 | R2.5 | (4) - (7)
COMPANY 043 | 325 | MISCELLANEOUS POWER PLANT EQUIPMENT | 50 | R2.5 | (1) - (3)
COMPANY 043 | 325 | MISCELLANEOUS POWER PLANT EQUIPMENT | 55 | R2 | (4) - (7)
COMPANY 044 | 311 | STRUCTURES AND IMPROVEMENTS | 90 | R2 | -1
COMPANY 044 | 311 | STRUCTURES AND IMPROVEMENTS | 100 | R2 | -1
COMPANY 044 | 312 | BOILER PLANT EQUIPMENT | 55 | R1 | -2
COMPANY 044 | 312 | BOILER PLANT EQUIPMENT | 55 | R1 | -2
COMPANY 044 | 314 | TURBOGENERATOR UNITS | 50 | R1 | -2
COMPANY 044 | 314 | TURBOGENERATOR UNITS | 50 | R1 | -3
COMPANY 044 | 315 | ACCESSORY ELECTRIC EQUIPMENT | 70 | R1.5 | -1
COMPANY 044 | 315 | ACCESSORY ELECTRIC EQUIPMENT | 70 | R1.5 | -1
COMPANY 044 | 316 | MISCELLANEOUS POWER PLANT EQUIPMENT | 45 | R1 | -1
COMPANY 044 | 316 | MISCELLANEOUS POWER PLANT EQUIPMENT | 45 | R1 | -1
COMPANY 044 | 341 | STRUCTURES AND IMPROVEMENTS - COMBINED CYCLE | 85 | R1.5 | -2
COMPANY 044 | 341 | STRUCTURES AND IMPROVEMENTS - SIMPLE CYCLE | 85 | R1.5 | -1
COMPANY 044 | 341 | STRUCTURES AND IMPROVEMENTS | 85 | R1.5 | -3
COMPANY 044 | 341.01 | STRUCTURES AND IMPROVEMENTS - SOLAR | 200 | SQ | 0
COMPANY 044 | 342 | FUEL HOLDERS, PRODUCERS AND ACCESSORIES - COMBINED CYCLE | 50 | R1 | -2
COMPANY 044 | 342 | FUEL HOLDERS, PRODUCERS AND ACCESSORIES - SIMPLE CYCLE | 50 | R1 | -2
COMPANY 044 | 342 | FUEL HOLDERS, PRODUCERS AND ACCESSORIES | 50 | R1 | -5
COMPANY 044 | 343 | PRIME MOVERS - GENERAL - COMBINED CYCLE | 40 | R0.5 | 0
COMPANY 044 | 343 | PRIME MOVERS - GENERAL - SIMPLE CYCLE | 40 | R0.5 | 0
COMPANY 044 | 343 | PRIME MOVERS - GENERAL | 40 | R0.5 | 0
COMPANY 044 | 343 | PRIME MOVERS - ROTABLE PARTS | 7 | L0.5 | 40
COMPANY 044 | 343.1 | PRIME MOVERS - ROTABLE PARTS - COMBINED CYCLE | 7 | L0.5 | 40
COMPANY 044 | 344 | GENERATORS - COMBINED CYCLE | 65 | R1 | -1
COMPANY 044 | 344 | GENERATORS - SIMPLE CYCLE | 65 | R1 | -1
COMPANY 044 | 344 | GENERATORS | 65 | R1 | -2
COMPANY 044 | 344.01 | GENERATORS - SOLAR | 200 | SQ | 0
COMPANY 044 | 345 | ACCESSORY ELECTRIC EQUIPMENT - COMBINED CYCLE | 60 | S0 | -2
COMPANY 044 | 345 | ACCESSORY ELECTRIC EQUIPMENT - SIMPLE CYCLE | 60 | S0 | -1
COMPANY 044 | 345 | ACCESSORY ELECTRIC EQUIPMENT | 60 | S0 | -3
COMPANY 044 | 345.01 | ACCESSORY ELECTRIC EQUIPMENT - SOLAR | 200 | SQ | 0
COMPANY 044 | 346 | MISCELLANEOUS POWER PLANT EQUIPMENT - COMBINED CYCLE | 35 | R1.5 | -4
COMPANY 044 | 346 | MISCELLANEOUS POWER PLANT EQUIPMENT - SIMPLE CYCLE | 35 | R1.5 | -2
COMPANY 044 | 346 | MISCELLANEOUS POWER PLANT EQUIPMENT | 35 | R1.5 | -6
COMPANY 044 | 346.01 | MISCELLANEOUS POWER PLANT EQUIPMENT - SOLAR | 200 | SQ | 0
COMPANY 044 | 348 | ENERGY STORAGE EQUIPMENT | 15 | S3 | 0
COMPANY 044 | 348 | BATTERY STORAGE | 10 | S3 | 0
COMPANY 044 | 350 | RIGHTS OF WAY | 75 | R3 | 0
COMPANY 044 | 350 | RIGHTS OF WAY | 75 | R3 | 0
COMPANY 044 | 352 | STRUCTURES AND IMPROVEMENTS | 75 | R2.5 | -15
COMPANY 044 | 352 | STRUCTURES AND IMPROVEMENTS | 75 | R2.5 | -15
COMPANY 044 | 353 | STATION EQUIPMENT | 53 | R0.5 | -5
COMPANY 044 | 353 | STATION EQUIPMENT - ENERGY CONTROL | 30 | S0.5 | 0
COMPANY 044 | 353 | STATION EQUIPMENT | 53 | R0.5 | -5
COMPANY 044 | 353 | STATION EQUIPMENT - MAJOR EQUIPMENT | 30 | R1.5 | -5
COMPANY 044 | 353 | STATION EQUIPMENT - ENERGY CONTROL | 30 | S0.5 | 0
COMPANY 044 | 353.1 | STATION EQUIPMENT - STEP-UP TRANSFORMERS | 30 | R1.5 | -5
COMPANY 044 | 353.1 | STATION EQUIPMENT - STEP-UP TRANSFORMERS | 30 | R1.5 | -5
COMPANY 044 | 354 | TOWERS AND FIXTURES | 70 | R3 | -50
COMPANY 044 | 354 | TOWERS AND FIXTURES | 70 | R3 | -50
COMPANY 044 | 355 | POLES AND FIXTURES | 40 | R2 | -50
COMPANY 044 | 355 | POLES AND FIXTURES | 50 | R2 | -50
COMPANY 044 | 356 | OVERHEAD CONDUCTORS AND DEVICES | 60 | R1 | -50
COMPANY 044 | 356 | OVERHEAD CONDUCTORS AND DEVICES | 60 | R1 | -50
COMPANY 044 | 357 | UNDERGROUND CONDUIT | 55 | R3 | 0
COMPANY 044 | 357 | UNDERGROUND CONDUIT | 55 | R3 | 0
COMPANY 044 | 358 | UNDERGROUND CONDUCTORS AND DEVICES | 55 | R3 | 0
COMPANY 044 | 358 | UNDERGROUND CONDUCTORS AND DEVICES | 55 | R3 | 0
COMPANY 044 | 359 | ROADS AND TRAILS | 75 | R3 | 0
COMPANY 044 | 359 | ROADS AND TRAILS | 75 | R3 | 0
COMPANY 044 | 360 | RIGHTS OF WAY | 75 | R3 | 0
COMPANY 044 | 360 | RIGHTS OF WAY | 75 | R3 | 0
COMPANY 044 | 361 | STRUCTURES AND IMPROVEMENTS | 65 | R2.5 | -10
COMPANY 044 | 361 | STRUCTURES AND IMPROVEMENTS | 65 | R2.5 | -10
COMPANY 044 | 362 | STATION EQUIPMENT | 50 | R1 | -10
COMPANY 044 | 362 | STATION EQUIPMENT | 50 | R1 | -10
COMPANY 044 | 363 | ENERGY STORAGE EQUIPMENT | 10 | S3 | 0
COMPANY 044 | 364 | POLES, TOWERS AND FIXTURES | 40 | R3 | -60
COMPANY 044 | 364 | POLES, TOWERS AND FIXTURES | 40 | R3 | -75
COMPANY 044 | 365 | OVERHEAD CONDUCTORS AND DEVICES | 45 | R1 | -30
COMPANY 044 | 365 | OVERHEAD CONDUCTORS AND DEVICES | 45 | R1 | -50
COMPANY 044 | 365.2 | OVERHEAD CONDUCTORS AND DEVICES - CLEARING RIGHTS OF WAY | 45 | R1 | -50
COMPANY 044 | 366 | UNDERGROUND CONDUIT | 70 | R3 | -10
COMPANY 044 | 366 | UNDERGROUND CONDUIT | 70 | R3 | -10
COMPANY 044 | 367 | UNDERGROUND CONDUCTORS AND DEVICES | 45 | R1 | -10
COMPANY 044 | 367 | UNDERGROUND CONDUCTORS AND DEVICES | 50 | R1 | -15
COMPANY 044 | 368 | LINE TRANSFORMERS | 35 | R0.5 | -10
COMPANY 044 | 368 | LINE TRANSFORMERS | 35 | R0.5 | -15
COMPANY 044 | 369.1 | SERVICES - OVERHEAD | 40 | R2.5 | -20
COMPANY 044 | 369.1 | SERVICES - UNDERGROUND | 40 | R2.5 | -15
COMPANY 044 | 369.2 | SERVICES - UNDERGROUND | 40 | R2.5 | -15
COMPANY 044 | 369.2 | SERVICES - OVERHEAD | 40 | R2.5 | -20
COMPANY 044 | 370 | METERS | 25 | R1 | -10
COMPANY 044 | 370 | METERS | 25 | R1 | -10
COMPANY 044 | 370.1 | METERS - AMI | 15 | R2.5 | -10
COMPANY 044 | 370.1 | METERS - AMI | 15 | R2.5 | -10
COMPANY 044 | 370.1 | EV CHARGERS - DC FAST CHARGERS | 10 | R2.5 | 0
COMPANY 044 | 371 | INSTALLATIONS ON CUSTOMERS' PREMISES | 25 | R2 | -10
COMPANY 044 | 371 | INSTALLATIONS ON CUSTOMERS' PREMISES | 25 | R2 | -15
COMPANY 044 | 371.3 | EV CHARGERS - L2 CHARGERS | 7 | R2.5 | 0
COMPANY 044 | 373 | STREET LIGHTING AND SIGNAL SYSTEMS | 25 | S0 | -10
COMPANY 044 | 373 | STREET LIGHTING AND SIGNAL SYSTEMS | 25 | S0 | -15
COMPANY 044 | 390 | STRUCTURES AND IMPROVEMENTS | 35 | R0.5 | -5
COMPANY 044 | 390 | STRUCTURES AND IMPROVEMENTS | 35 | R0.5 | -5
COMPANY 044 | 392.1 | PASSENGER CARS | 9 | R3 | 20
COMPANY 044 | 392.1 | PASSENGER CARS | 9 | R3 | 20
COMPANY 044 | 392.2 | LIGHT TRUCKS | 9 | S3 | 20
COMPANY 044 | 392.2 | LIGHT TRUCKS | 9 | R2 | 20
COMPANY 044 | 392.3 | SPECIAL TRUCKS | 15 | L2.5 | 20
COMPANY 044 | 392.4 | HEAVY TRUCKS | 12 | S2 | 20
COMPANY 044 | 392.4 | HEAVY TRUCKS | 12 | S2 | 20
COMPANY 044 | 392.4 | SPECIAL TRUCKS | 15 | L2.5 | 20
COMPANY 044 | 392.5 | TRAILERS | 22 | S0 | 0
COMPANY 044 | 392.5 | TRAILERS | 22 | L0 | 0
COMPANY 044 | 396 | POWER OPERATED EQUIPMENT | 18 | L1.5 | 5
COMPANY 044 | 396 | POWER OPERATED EQUIPMENT | 18 | L1.5 | 5
COMPANY 045 | 311 | STRUCTURES AND IMPROVEMENTS | 100 | R2.5 | (10) - (30)
COMPANY 045 | 311 | STRUCTURES AND IMPROVEMENTS | 100 | R2.5 | (5) - (15)
COMPANY 045 | 311 | STRUCTURES AND IMPROVEMENTS | 100 | R2.5 | 0-(23)
COMPANY 045 | 311 | STRUCTURES AND IMPROVEMENTS - EDWARDSPORT IGCC | 70 | R1.5 | -11
COMPANY 045 | 312 | BOILER PLANT EQUIPMENT | 50 | L1 | (10) - (36)
COMPANY 045 | 312 | BOILER PLANT EQUIPMENT | 50 | S0 | (5) - (15)
COMPANY 045 | 312 | BOILER PLANT EQUIPMENT | 45 | S0.5 | (19)-(23)
COMPANY 045 | 312 | BOILER PLANT EQUIPMENT - EDWARDSPORT IGCC | 24 | S1 | -11
COMPANY 045 | 312.3 | BOILER PLANT EQUIPMENT - SCR CATALYST | 15 | S1 | -9
COMPANY 045 | 312.3 | BOILER PLANT EQUIPMENT - SCR CATALYST | 15 | S1 | -23
COMPANY 045 | 312.6 | UNIT COAL TRAIN | 30 | S2.5 | 0
COMPANY 045 | 312.6 | UNIT COAL TRAIN | 35 | S3 | 20
COMPANY 045 | 312.6 | BOILER PLANT EQUIPMENT - COAL CARS | 35 | S3 | 25
COMPANY 045 | 312.99 | BOILER PLANT EQUIPMENT - COMBUSTION INITIATIVE | 18 | SQ | -20
COMPANY 045 | 314 | TURBOGENERATOR UNITS | 60 | S0.5 | (8) - (18)
COMPANY 045 | 314 | TURBOGENERATOR UNITS | 60 | S0.5 | (5) - (15)
COMPANY 045 | 314 | TURBOGENERATOR UNITS | 55 | S1 | (19)-(23)
COMPANY 045 | 314 | TURBOGENERATOR UNITS - EDWARDSPORT IGCC | 14 | S0.5 | -11
COMPANY 045 | 314 | PRIME MOVERS - EDWARDSPORT IGCC | 30 | S1.5 | -11
COMPANY 045 | 315 | ACCESSORY ELECTRIC EQUIPMENT | 65 | R2 | (4) - (10)
COMPANY 045 | 315 | ACCESSORY ELECTRIC EQUIPMENT | 70 | R1.5 | (7) - (15)
COMPANY 045 | 315 | ACCESSORY ELECTRIC EQUIPMENT | 70 | R1.5 | (19)-(23)
COMPANY 045 | 315 | ACCESSORY ELECTRIC EQUIPMENT - EDWARDSPORT IGCC | 35 | R2 | -11
COMPANY 045 | 316 | MISCELLANEOUS POWER PLANT EQUIPMENT | 50 | S0 | (5) - (20)
COMPANY 045 | 316 | MISCELLANEOUS POWER PLANT EQUIPMENT | 55 | R1 | (7) - (15)
COMPANY 045 | 316 | MISCELLANEOUS POWER PLANT EQUIPMENT | 55 | R1 | (17)-(23)
COMPANY 045 | 316 | MISCELLANEOUS POWER PLANT EQUIPMENT - EDWARDSPORT IGCC | 35 | R1.5 | -11
COMPANY 045 | 331 | STRUCTURES AND IMPROVEMENTS | 100 | R3 | -15
COMPANY 045 | 331 | STRUCTURES AND IMPROVEMENTS | 105 | R3 | -23
COMPANY 045 | 331 | STRUCTURES AND IMPROVEMENTS | 110 | R3 | -13
COMPANY 045 | 332 | RESERVOIRS, DAMS AND WATERWAYS | 75 | R3 | -15
COMPANY 045 | 332 | RESERVOIRS, DAMS AND WATERWAYS | 80 | R3 | -23
COMPANY 045 | 332 | RESERVOIRS, DAMS AND WATERWAYS | 90 | R3 | -13
COMPANY 045 | 333 | WATER WHEELS, TURBINES AND GENERATORS | 60 | R3 | -20
COMPANY 045 | 333 | WATER WHEELS, TURBINES AND GENERATORS | 60 | R2.5 | -23
COMPANY 045 | 333 | WATER WHEELS, TURBINES AND GENERATORS | 50 | R2 | -13
COMPANY 045 | 334 | ACCESSORY ELECTRIC EQUIPMENT | 55 | R3 | -5
COMPANY 045 | 334 | ACCESSORY ELECTRIC EQUIPMENT | 60 | R3 | -23
COMPANY 045 | 334 | ACCESSORY ELECTRIC EQUIPMENT | 50 | R2 | -13
COMPANY 045 | 335 | MISCELLANEOUS POWER PLANT EQUIPMENT | 50 | R3 | 0
COMPANY 045 | 335 | MISCELLANEOUS POWER PLANT EQUIPMENT | 40 | R2 | -23
COMPANY 045 | 335 | MISCELLANEOUS POWER PLANT EQUIPMENT | 40 | R2 | -13
COMPANY 045 | 341 | STRUCTURES AND IMPROVEMENTS | 60 | R4 | -10
COMPANY 045 | 341 | STRUCTURES AND IMPROVEMENTS | 55 | R2.5 | (5) - (17)
COMPANY 045 | 341 | STRUCTURES AND IMPROVEMENTS | 50 | R3 | (5)-(17)
COMPANY 045 | 341.01 | STRUCTURES AND IMPROVEMENTS - SOLAR | 45 | R2.5 | -8
COMPANY 045 | 342 | FUEL HOLDERS, PRODUCERS AND ACCESSORIES | 60 | S2.5 | -5
COMPANY 045 | 342 | FUEL HOLDERS, PRODUCERS AND ACCESSORIES | 60 | R2.5 | (5) - (17)
COMPANY 045 | 342 | FUEL HOLDERS, PRODUCERS AND ACCESSORIES | 55 | R4 | (5)-(17)
COMPANY 045 | 343 | PRIME MOVERS | 50 | R2 | -10
COMPANY 045 | 343 | PRIME MOVERS | 40 | R1.5 | (5) - (17)
COMPANY 045 | 343 | PRIME MOVERS | 40 | S0.5 | (5)-(17)
COMPANY 045 | 343 | PRIME MOVERS - ROTABLE PARTS | 13 | R3 | (5)-(17)
COMPANY 045 | 343.01 | PRIME MOVERS - SOLAR | 50 | R2 | -5
COMPANY 045 | 343.02 | PRIME MOVERS - WIND | 50 | R2 | -5
COMPANY 045 | 344 | GENERATORS | 50 | R3 | -15
COMPANY 045 | 344 | GENERATORS | 45 | S1.5 | (5) - (17)
COMPANY 045 | 344 | GENERATORS | 50 | S2 | (5)-(17)
COMPANY 045 | 344.01 | GENERATORS - SOLAR | 40 | S2 | -12
COMPANY 045 | 344.01 | GENERATORS - SOLAR | 30 | S1.5 | (1)-(8)
COMPANY 045 | 345 | ACCESSORY ELECTRIC EQUIPMENT | 45 | S2 | -10
COMPANY 045 | 345 | ACCESSORY ELECTRIC EQUIPMENT | 35 | S0.5 | (5) - (17)
COMPANY 045 | 345 | ACCESSORY ELECTRIC EQUIPMENT | 40 | S0.5 | (5)-(17)
COMPANY 045 | 345.01 | ACCESSORY ELECTRIC EQUIPMENT - SOLAR | 25 | S2.5 | -12
COMPANY 045 | 345.01 | ACCESSORY ELECTRIC EQUIPMENT - SOLAR | 30 | S2.5 | -8
COMPANY 045 | 346 | MISCELLANEOUS POWER PLANT EQUIPMENT | 45 | R2 | -5
COMPANY 045 | 346 | MISCELLANEOUS POWER PLANT EQUIPMENT | 50 | R1.5 | (5) - (17)
COMPANY 045 | 346 | MISCELLANEOUS POWER PLANT EQUIPMENT | 40 | S0.5 | (5)-(17)
COMPANY 045 | 348 | BATTERY STORAGE | 15 | L3 | 0
COMPANY 045 | 350 | LAND AND LAND RIGHTS - RIGHTS | 75 | R4 | 0
COMPANY 045 | 350 | RIGHTS OF WAY | 80 | R4 | 0
COMPANY 045 | 350 | RIGHTS OF WAY | 80 | R4 | 0
COMPANY 045 | 352 | STRUCTURES AND IMPROVEMENTS | 75 | R4 | -10
COMPANY 045 | 352 | STRUCTURES AND IMPROVEMENTS | 70 | R2.5 | -5
COMPANY 045 | 352 | STRUCTURES AND IMPROVEMENTS | 70 | R2.5 | -5
COMPANY 045 | 353 | STATION EQUIPMENT | 60 | R2 | -15
COMPANY 045 | 353 | STATION EQUIPMENT | 53 | R1.5 | -10
COMPANY 045 | 353 | STATION EQUIPMENT | 54 | R1 | -15
COMPANY 045 | 353.99 | STATION EQUIPMENT - ELECTRONICS | 20 | S2.5 | 0
COMPANY 045 | 353.99 | STATION EQUIPMENT - ELECTRONICS | 20 | S2.5 | 0
COMPANY 045 | 354 | TOWERS AND FIXTURES | 70 | R3 | -10
COMPANY 045 | 354 | TOWERS AND FIXTURES | 75 | R3 | -30
COMPANY 045 | 354 | TOWERS AND FIXTURES | 80 | R3 | -40
COMPANY 045 | 355 | POLES AND FIXTURES | 55 | R1 | -35
COMPANY 045 | 355 | POLES AND FIXTURES | 55 | R1 | -50
COMPANY 045 | 355 | POLES AND FIXTURES | 45 | R1 | -30
COMPANY 045 | 356 | OVERHEAD CONDUCTORS AND DEVICES | 65 | R2 | -45
COMPANY 045 | 356 | OVERHEAD CONDUCTORS AND DEVICES | 65 | R2.5 | -60
COMPANY 045 | 356 | OVERHEAD CONDUCTORS AND DEVICES | 65 | R2 | -70
COMPANY 045 | 357 | UNDERGROUND CONDUIT | 65 | R3 | 0
COMPANY 045 | 357 | UNDERGROUND CONDUIT | 65 | R3 | 0
COMPANY 045 | 357 | UNDERGROUND CONDUIT | 40 | R2 | 0
COMPANY 045 | 358 | UNDERGROUND CONDUCTORS AND DEVICES | 30 | R3 | 0
COMPANY 045 | 358 | UNDERGROUND CONDUCTORS AND DEVICES | 40 | R4 | 0
COMPANY 045 | 358 | UNDERGROUND CONDUCTORS AND DEVICES | 35 | R3 | -5
COMPANY 045 | 360 | LAND AND LAND RIGHTS - RIGHTS | 70 | R4 | 0
COMPANY 045 | 360 | RIGHTS OF WAY | 75 | R4 | 0
COMPANY 045 | 360 | RIGHTS OF WAY | 75 | R4 | 0
COMPANY 045 | 361 | STRUCTURES AND IMPROVEMENTS | 60 | R2.5 | -10
COMPANY 045 | 361 | STRUCTURES AND IMPROVEMENTS | 65 | R2 | -15
COMPANY 045 | 361 | STRUCTURES AND IMPROVEMENTS | 55 | R2 | -10
COMPANY 045 | 362 | STATION EQUIPMENT | 50 | R1.5 | -20
COMPANY 045 | 362 | STATION EQUIPMENT | 52 | S0.5 | -15
COMPANY 045 | 362 | STATION EQUIPMENT | 45 | S0 | -15
COMPANY 045 | 363 | BATTERY STORAGE | 15 | L3 | 0
COMPANY 045 | 364 | POLES, TOWERS AND FIXTURES | 48 | R0.5 | -35
COMPANY 045 | 364 | POLES, TOWERS AND FIXTURES | 55 | R0.5 | -50
COMPANY 045 | 364 | POLES, TOWERS AND FIXTURES | 57 | R0.5 | -80
COMPANY 045 | 365 | OVERHEAD CONDUCTORS AND DEVICES | 48 | R0.5 | -40
COMPANY 045 | 365 | OVERHEAD CONDUCTORS AND DEVICES | 55 | R0.5 | -40
COMPANY 045 | 365 | OVERHEAD CONDUCTORS AND DEVICES | 45 | R0.5 | -60
COMPANY 045 | 366 | UNDERGROUND CONDUIT | 65 | R3 | -15
COMPANY 045 | 366 | UNDERGROUND CONDUIT | 55 | R2 | -25
COMPANY 045 | 366 | UNDERGROUND CONDUIT | 60 | R2 | -25
COMPANY 045 | 367 | UNDERGROUND CONDUCTORS AND DEVICES | 50 | R2.5 | -10
COMPANY 045 | 367 | UNDERGROUND CONDUCTORS AND DEVICES | 55 | R2.5 | -25
COMPANY 045 | 367 | UNDERGROUND CONDUCTORS AND DEVICES | 60 | R2 | -30
COMPANY 045 | 368 | LINE TRANSFORMERS | 40 | R1 | -10
COMPANY 045 | 368 | LINE TRANSFORMERS | 44 | R0.5 | -20
COMPANY 045 | 368 | LINE TRANSFORMERS | 44 | R0.5 | -25
COMPANY 045 | 369 | SERVICES | 60 | R1 | -30
COMPANY 045 | 369.1 | SERVICES -OVERHEAD | 40 | R0.5 | -35
COMPANY 045 | 369.1 | SERVICES -OVERHEAD | 55 | R0.5 | -25
COMPANY 045 | 369.1 | SERVICES - OVERHEAD | 60 | R1 | -30
COMPANY 045 | 369.2 | SERVICES - UNDERGROUND | 40 | R0.5 | -25
COMPANY 045 | 369.2 | SERVICES - UNDERGROUND | 55 | R0.5 | -25
COMPANY 045 | 369.2 | SERVICES - UNDERGROUND | 60 | R1 | -30
COMPANY 045 | 370 | METERS | 35 | S0.5 | -1
COMPANY 045 | 370 | METERS | 30 | S0.5 | -1
COMPANY 045 | 370 | METERS | 25 | S0.5 | -2
COMPANY 045 | 370.1 | METERS - AMI | 15 | S2.5 | 0
COMPANY 045 | 370.1 | METERS - AMI | 15 | S2.5 | -2
COMPANY 045 | 370.1 | METERS - EV CHARGER | 10 | S3 | 0
COMPANY 045 | 371 | INSTALLATIONS ON CUSTOMERS' PREMISES | 16 | L0 | -5
COMPANY 045 | 371 | INSTALLATIONS ON CUSTOMERS' PREMISES | 20 | L0 | -10
COMPANY 045 | 371 | INSTALLATIONS ON CUSTOMERS' PREMISES | 20 | L0 | -15
COMPANY 045 | 373 | STREET LIGHTING AND SIGNAL SYSTEMS | 27 | R0.5 | -10
COMPANY 045 | 373 | STREET LIGHTING AND SIGNAL SYSTEMS | 28 | O1 | -15
COMPANY 045 | 373 | STREET LIGHTING AND SIGNAL SYSTEMS | 30 | O1 | -15
COMPANY 045 | 390 | STRUCTURES AND IMPROVEMENTS | 55 | S0.5 | -10
COMPANY 045 | 390 | STRUCTURES AND IMPROVEMENTS | 45 | R1.5 | -15
COMPANY 045 | 390.1 | STRUCTURES AND IMPROVEMENTS - LARGE | 60 | R1.5 | 0
COMPANY 045 | 390.2 | STRUCTURES AND IMPROVEMENTS - SMALL | 50 | R3 | -5
COMPANY 045 | 391 | OFFICE FURNITURE AND EQUIPMENT | 20 | SQ | 0
COMPANY 045 | 391 | OFFICE FURNITURE AND EQUIPMENT | 20 | SQ | 0
COMPANY 045 | 391 | OFFICE FURNITURE AND EQUIPMENT | 20 | SQ | 0
COMPANY 045 | 391.3 | INFORMATION SYSTEMS | 5 | SQ | 0
COMPANY 045 | 391.3 | OFFICE FURNITURE AND EQUIPMENT - EDP | 5 | SQ | 0
COMPANY 045 | 391.3 | OFFICE FURNITURE AND EQUIPMENT - EDP | 5 | SQ | 0
COMPANY 045 | 392 | TRANSPORTATION EQUIPMENT | 25 | S1.5 | 5
COMPANY 045 | 392 | TRANSPORTATION EQUIPMENT | 22 | L3 | 5
COMPANY 045 | 392 | TRANSPORTATION EQUIPMENT | 20 | L2.5 | 10
COMPANY 045 | 392.7 | HELICOPTERS | 8 | S2.5 | 50
COMPANY 045 | 393 | STORES EQUIPMENT | 20 | SQ | 0
COMPANY 045 | 393 | STORES EQUIPMENT | 20 | SQ | 0
COMPANY 045 | 393 | STORES EQUIPMENT | 20 | SQ | 0
COMPANY 045 | 393.99 | FORKLIFTS | 25 | SQ | 0
COMPANY 045 | 393.99 | FORKLIFTS | 25 | SQ | 0
COMPANY 045 | 394 | TOOLS, SHOP AND GARAGE EQUIPMENT | 25 | SQ | 0
COMPANY 045 | 394 | TOOLS, SHOP AND GARAGE EQUIPMENT | 25 | SQ | 0
COMPANY 045 | 394 | TOOLS,SHOPS AND GARAGE EQUIPMENT | 25 | SQ | 0
COMPANY 045 | 394.2 | EV CHARGER | 15 | R3 | 0
COMPANY 045 | 395 | LABORATORY EQUIPMENT | 20 | SQ | 0
COMPANY 045 | 395 | LABORATORY EQUIPMENT | 20 | SQ | 0
COMPANY 045 | 395 | LABORATORY EQUIPMENT | 20 | SQ | 0
COMPANY 045 | 396 | POWER OPERATED EQUIPMENT | 22 | R0.5 | 0
COMPANY 045 | 396 | POWER OPERATED EQUIPMENT | 22 | R0.5 | 0
COMPANY 045 | 396 | POWER OPERATED EQUIPMENT | 23 | R1 | 10
COMPANY 045 | 397 | COMMUNICATION EQUIPMENT | 20 | SQ | 0
COMPANY 045 | 397 | COMMUNICATION EQUIPMENT | 20 | SQ | 0
COMPANY 045 | 397 | COMMUNICATION EQUIPMENT | 20 | SQ | 0
COMPANY 045 | 398 | MISCELLANEOUS EQUIPMENT | 15 | SQ | 0
COMPANY 045 | 398 | MISCELLANEOUS EQUIPMENT | 15 | SQ | 0
COMPANY 045 | 398 | MISCELLANEOUS EQUIPMENT | 15 | SQ | 0
COMPANY 046 | 311 | STRUCTURES AND IMPROVEMENTS | 100 | S0.5 | (8) - (19)
COMPANY 046 | 311 | STRUCTURES AND IMPROVEMENTS | 100 | S0.5 | -17
COMPANY 046 | 311 | STRUCTURES AND IMPROVEMENTS | 85 | S1 | -15
COMPANY 046 | 311 | STRUCTURES AND IMPROVEMENTS | 85 | S1 | -10
COMPANY 046 | 312 | BOILER PLANT EQUIPMENT | 45 | S1 | (15) - (30)
COMPANY 046 | 312 | BOILER PLANT EQUIPMENT | 40 | S0.5 | -17
COMPANY 046 | 312 | BOILER PLANT EQUIPMENT | 45 | S0.5 | -15
COMPANY 046 | 312 | BOILER PLANT EQUIPMENT | 45 | S0.5 | -10
COMPANY 046 | 312.1 | SCRUBBERS | 25 | S1.5 | -27
COMPANY 046 | 312.2 | BOILER PLANT EQUIPMENT - RETROFIT PRECIPITATORS | 50 | S1.5 | -14
COMPANY 046 | 312.3 | CATALYST | 10 | S2.5 | 0
COMPANY 046 | 312.3 | SCR CATALYST | 10 | S2.5 | 0
COMPANY 046 | 312.3 | SCR CATALYST | 10 | S2.5 | 0
COMPANY 046 | 312.3 | SCR CATALYST | 10 | S2.5 | 0
COMPANY 046 | 314 | TURBOGENERATOR UNITS | 45 | R2 | (13) - (29)
COMPANY 046 | 314 | TURBOGENERATOR UNITS | 40 | S0.5 | -17
COMPANY 046 | 314 | TURBOGENERATOR UNITS | 40 | S0.5 | -15
COMPANY 046 | 314 | TURBOGENERATOR UNITS | 40 | S0.5 | -10
COMPANY 046 | 315 | ACCESSORY ELECTRIC EQUIPMENT | 55 | R2 | (6) - (15)
COMPANY 046 | 315 | ACCESSORY ELECTRIC EQUIPMENT | 55 | R2 | -17
COMPANY 046 | 315 | ACCESSORY ELECTRIC EQUIPMENT | 60 | R2.5 | -15
COMPANY 046 | 315 | ACCESSORY ELECTRIC EQUIPMENT | 65 | R2.5 | -10
COMPANY 046 | 316 | MISCELLANEOUS POWER PLANT EQUIPMENT | 50 | S0 | (2) - (5)
COMPANY 046 | 316 | MISCELLANEOUS POWER PLANT EQUIPMENT | 45 | S0 | -17
COMPANY 046 | 316 | MISCELLANEOUS POWER PLANT EQUIPMENT | 50 | S0 | -15
COMPANY 046 | 316 | MISCELLANEOUS POWER PLANT EQUIPMENT | 55 | S0 | -10
COMPANY 046 | 340 | LAND AND LAND RIGHTS - RIGHTS | 40 | SQ | 0
COMPANY 046 | 340 | LAND AND LAND RIGHTS - RIGHTS | 40 | SQ | 0
COMPANY 046 | 340 | RIGHTS OF WAY | 40 | SQ | 0
COMPANY 046 | 341 | STRUCTURES AND IMPROVEMENTS | 60 | R4 | -7
COMPANY 046 | 341 | STRUCTURES AND IMPROVEMENTS | 60 | R4 | -4
COMPANY 046 | 341 | STRUCTURES AND IMPROVEMENTS | 60 | R4 | -5
COMPANY 046 | 341 | STRUCTURES AND IMPROVEMENTS | 60 | R4 | -8
COMPANY 046 | 342 | FUEL HOLDERS, PRODUCERS AND ACCESSORIES | 55 | S2.5 | -3
COMPANY 046 | 342 | FUEL HOLDERS, PRODUCERS AND ACCESSORIES | 55 | S2.5 | -4
COMPANY 046 | 342 | FUEL HOLDERS, PRODUCERS AND ACCESSORIES | 50 | S1.5 | -5
COMPANY 046 | 342 | FUEL HOLDERS, PRODUCERS AND ACCESSORIES | 45 | S1.5 | -8
COMPANY 046 | 343 | PRIME MOVERS | 25 | S0 | -8
COMPANY 046 | 344 | GENERATORS | 60 | R2 | -5
COMPANY 046 | 344 | GENERATORS | 45 | R2 | -4
COMPANY 046 | 344 | GENERATORS | 45 | S0 | -5
COMPANY 046 | 344 | GENERATORS | 40 | S0.5 | -8
COMPANY 046 | 344.01 | GENERATORS - SOLAR | 25 | S2.5 | -5
COMPANY 046 | 344.01 | GENERATORS - SOLAR | 25 | S2.5 | -20
COMPANY 046 | 345 | ACCESSORY ELECTRIC EQUIPMENT | 50 | S0.5 | -1
COMPANY 046 | 345 | ACCESSORY ELECTRIC EQUIPMENT | 40 | R2 | -4
COMPANY 046 | 345 | ACCESSORY ELECTRIC EQUIPMENT | 40 | R2 | -5
COMPANY 046 | 345 | ACCESSORY ELECTRIC EQUIPMENT | 35 | S1 | -8
COMPANY 046 | 345.01 | ACCESSORY ELECTRIC EQUIPMENT - SOLAR | 20 | S2.5 | -5
COMPANY 046 | 345.01 | ACCESSORY ELECTRIC EQUIPMENT - SOLAR | 25 | S2.5 | -20
COMPANY 046 | 346 | MISCELLANEOUS POWER PLANT EQUIPMENT | 35 | S0 | -1
COMPANY 046 | 346 | MISCELLANEOUS POWER PLANT EQUIPMENT | 35 | S0 | -4
COMPANY 046 | 346 | MISCELLANEOUS POWER PLANT EQUIPMENT | 40 | R1.5 | -5
COMPANY 046 | 346 | MISCELLANEOUS POWER PLANT EQUIPMENT | 45 | R1.5 | -8
COMPANY 046 | 350 | LAND AND LAND RIGHTS - RIGHTS | 65 | R4 | 0
COMPANY 046 | 350 | LAND AND LAND RIGHTS - RIGHTS | 65 | R4 | 0
COMPANY 046 | 350 | RIGHTS OF WAY | 70 | R4 | 0
COMPANY 046 | 350 | RIGHTS OF WAY | 75 | R4 | 0
COMPANY 046 | 352 | STRUCTURES AND IMPROVEMENTS | 65 | R2.5 | -10
COMPANY 046 | 352 | STRUCTURES AND IMPROVEMENTS | 65 | R2.5 | -10
COMPANY 046 | 352 | STRUCTURES AND IMPROVEMENTS | 65 | R2.5 | -10
COMPANY 046 | 352 | STRUCTURES AND IMPROVEMENTS | 70 | R2.5 | -15
COMPANY 046 | 353 | STATION EQUIPMENT | 50 | R2 | -20
COMPANY 046 | 353 | STATION EQUIPMENT - MAJOR | 55 | R3 | -10
COMPANY 046 | 353 | STATION EQUIPMENT | 50 | R2 | -15
COMPANY 046 | 353 | STATION EQUIPMENT - MAJOR | 60 | R2.5 | -10
COMPANY 046 | 353 | STATION EQUIPMENT | 50 | R2 | -15
COMPANY 046 | 353 | STATION EQUIPMENT - MAJOR | 65 | R2.5 | -10
COMPANY 046 | 353 | STATION EQUIPMENT | 50 | R1 | -10
COMPANY 046 | 353 | STATION EQUIPMENT - MAJOR | 60 | R2.5 | -10
COMPANY 046 | 353.1 | STATION EQUIPMENT - STEP-UP EQUIPMENT | 30 | R2.5 | 0
COMPANY 046 | 353.1 | STATION EQUIPMENT - STEP-UP TRANSFORMERS | 50 | R2.5 | 0
COMPANY 046 | 353.1 | STATION EQUIPMENT - STEP-UP | 50 | R2.5 | 0
COMPANY 046 | 353.1 | STATION EQUIPMENT - STEP-UP EQUIPMENT | 30 | R2.5 | 0
COMPANY 046 | 353.1 | STATION EQUIPMENT - STEP-UP | 50 | R2.5 | 0
COMPANY 046 | 353.1 | STATION EQUIPMENT - STEP-UP EQUIPMENT | 35 | R2.5 | 0
COMPANY 046 | 353.1 | STATION EQUIPMENT - STEP-UP | 50 | R3 | -10
COMPANY 046 | 353.1 | STATION EQUIPMENT - STEP-UP EQUIPMENT | 40 | R2.5 | -10
COMPANY 046 | 354 | TOWERS AND FIXTURES | 70 | R3 | 0
COMPANY 046 | 355 | POLES AND FIXTURES | 55 | R1.5 | -25
COMPANY 046 | 355 | POLES AND FIXTURES | 55 | R1.5 | -30
COMPANY 046 | 355 | POLES AND FIXTURES | 55 | R1.5 | -25
COMPANY 046 | 355 | POLES AND FIXTURES | 55 | R1 | -30
COMPANY 046 | 356 | OVERHEAD CONDUCTORS AND DEVICES | 46 | R1 | -20
COMPANY 046 | 356 | OVERHEAD CONDUCTORS AND DEVICES | 50 | R1 | -30
COMPANY 046 | 356 | OVERHEAD CONDUCTORS AND DEVICES | 55 | R1 | -15
COMPANY 046 | 356 | OVERHEAD CONDUCTORS AND DEVICES | 55 | R1 | -25
COMPANY 046 | 356.1 | OVERHEAD CONDUCTORS AND DEVICES - RIGHT OF WAY CLEARING | 40 | S1 | 0
COMPANY 046 | 356.1 | OVERHEAD CONDUCTORS AND DEVICES - CLEARING / RIGHT OF WAY | 60 | R3 | 0
COMPANY 046 | 356.1 | OVERHEAD CONDUCTORS AND DEVICES - CLEARING / RIGHT OF WAY | 60 | R3 | 0
COMPANY 046 | 356.1 | OVERHEAD CONDUCTORS AND DEVICES - CLEARING AND RIGHT OF WAY | 65 | R3 | 0
COMPANY 046 | 360 | LAND AND LAND RIGHTS - RIGHTS | 70 | R3 | 0
COMPANY 046 | 360 | LAND AND LAND RIGHTS - RIGHTS | 70 | R3 | 0
COMPANY 046 | 360 | RIGHTS OF WAY | 70 | R4 | 0
COMPANY 046 | 360 | RIGHTS OF WAY | 75 | R4 | 0
COMPANY 046 | 361 | STRUCTURES AND IMPROVEMENTS | 65 | R2.5 | -10
COMPANY 046 | 361 | STRUCTURES AND IMPROVEMENTS | 65 | R2.5 | -10
COMPANY 046 | 361 | STRUCTURES AND IMPROVEMENTS | 65 | R2.5 | -10
COMPANY 046 | 361 | STRUCTURES AND IMPROVEMENTS | 70 | R2.5 | -15
COMPANY 046 | 362 | STATION EQUIPMENT | 50 | R2 | -20
COMPANY 046 | 362 | STATION EQUIPMENT - MAJOR | 55 | R3 | -10
COMPANY 046 | 362 | STATION EQUIPMENT | 48 | R2.5 | -15
COMPANY 046 | 362 | STATION EQUIPMENT - MAJOR | 60 | R2.5 | -10
COMPANY 046 | 362 | STATION EQUIPMENT | 40 | R1.5 | -10
COMPANY 046 | 362 | STATION EQUIPMENT - MAJOR | 65 | R2.5 | -10
COMPANY 046 | 362 | STATION EQUIPMENT | 32 | R0.5 | -10
COMPANY 046 | 362 | STATION EQUIPMENT - MAJOR | 60 | R2.5 | -10
COMPANY 046 | 364 | POLES, TOWERS AND FIXTURES | 50 | R0.5 | -20
COMPANY 046 | 364 | POLES, TOWERS AND FIXTURES | 52 | R0.5 | -40
COMPANY 046 | 364 | POLES, TOWERS AND FIXTURES | 54 | R0.5 | -40
COMPANY 046 | 364 | POLES, TOWERS AND FIXTURES | 55 | R0.5 | -50
COMPANY 046 | 365 | OVERHEAD CONDUCTORS AND DEVICES | 50 | R0.5 | -30
COMPANY 046 | 365 | OVERHEAD CONDUCTORS AND DEVICES | 50 | O1 | -25
COMPANY 046 | 365 | OVERHEAD CONDUCTORS AND DEVICES | 52 | O1 | -40
COMPANY 046 | 365 | OVERHEAD CONDUCTORS AND DEVICES | 53 | O1 | -40
COMPANY 046 | 365.2 | OVERHEAD CONDUCTORS AND DEVICES - RIGHT OF WAY CLEARING | 50 | R2.5 | 0
COMPANY 046 | 365.2 | OVERHEAD CONDUCTORS AND DEVICES - CLEARING / RIGHT OF WAY | 60 | R2.5 | 0
COMPANY 046 | 365.2 | OVERHEAD CONDUCTORS AND DEVICES - CLEARING / RIGHT OF WAY | 60 | R2.5 | 0
COMPANY 046 | 365.2 | OVERHEAD CONDUCTORS AND DEVICES - CLEARING AND RIGHT OF WAY | 65 | R3 | 0
COMPANY 046 | 366 | UNDERGROUND CONDUIT | 65 | S2.5 | -20
COMPANY 046 | 366 | UNDERGROUND CONDUIT | 65 | S2.5 | -20
COMPANY 046 | 366 | UNDERGROUND CONDUIT | 70 | R3 | -20
COMPANY 046 | 366 | UNDERGROUND CONDUIT | 75 | R3 | -25
COMPANY 046 | 367 | UNDERGROUND CONDUCTORS AND DEVICES | 63 | R2 | -40
COMPANY 046 | 367 | UNDERGROUND CONDUCTORS AND DEVICES | 58 | R2 | -20
COMPANY 046 | 367 | UNDERGROUND CONDUCTORS AND DEVICES | 58 | R2 | -40
COMPANY 046 | 367 | UNDERGROUND CONDUCTORS AND DEVICES | 56 | R2 | -35
COMPANY 046 | 368 | LINE TRANSFORMERS | 40 | R1 | -10
COMPANY 046 | 368 | LINE TRANSFORMERS | 45 | R0.5 | -10
COMPANY 046 | 368 | LINE TRANSFORMERS | 46 | R0.5 | -15
COMPANY 046 | 368 | LINE TRANSFORMERS | 48 | R0.5 | -15
COMPANY 046 | 368.99 | LINE TRANSFORMER - CUSTOMER INSTALLATIONS | 50 | R1.5 | -10
COMPANY 046 | 368.99 | LINE TRANSFORMER - CUSTOMER INSTALLATIONS | 50 | R1.5 | -10
COMPANY 046 | 368.99 | LINE TRANSFORMER - CUSTOMER INSTALLATIONS | 55 | R1.5 | -15
COMPANY 046 | 368.99 | LINE TRANSFORMER - CUSTOMER | 55 | R1.5 | -15
COMPANY 046 | 369.1 | SERVICES - OVERHEAD | 50 | R1 | -50
COMPANY 046 | 369.1 | SERVICES - OVERHEAD | 53 | R1 | -20
COMPANY 046 | 369.1 | SERVICES - OVERHEAD | 65 | R2.5 | -25
COMPANY 046 | 369.1 | SERVICES - OVERHEAD | 60 | R1 | -40
COMPANY 046 | 369.2 | SERVICES - UNDERGROUND | 60 | R2 | -25
COMPANY 046 | 369.2 | SERVICES - UNDERGROUND | 60 | R2 | -25
COMPANY 046 | 369.2 | SERVICES - UNDERGROUND | 55 | R1 | -30
COMPANY 046 | 369.2 | SERVICES - UNDERGROUND | 65 | R3 | -40
COMPANY 046 | 370 | METERS | 27 | S0 | -4
COMPANY 046 | 370 | METERS | 24 | L1 | -1
COMPANY 046 | 370 | METERS | 24 | L1 | 0
COMPANY 046 | 370 | METERS AND METERING EQUIPMENT | 24 | L1 | -2
COMPANY 046 | 370.1 | METERS - UTILITY OF FUTURE | 15 | S2.5 | 0
COMPANY 046 | 370.1 | METERS - UTILITY OF FUTURE | 15 | S2.5 | 0
COMPANY 046 | 370.1 | METERS - UTILITY OF FUTURE | 15 | S2.5 | 0
COMPANY 046 | 371 | INSTALLATIONS ON CUSTOMERS' PREMISES | 25 | L2 | 0
COMPANY 046 | 371.1 | INSTALLATIONS ON CUSTOMERS' PREMISES - COMPANY OWNED OUTDOOR LIGHTING | 20 | S0.5 | 0
COMPANY 046 | 371.1 | COMPANY OWNED OUTDOOR LIGHTING | 10 | R2 | 0
COMPANY 046 | 371.1 | INSTALLATIONS ON CUSTOMERS' PREMISES - AREA LIGHTING | 20 | S0.5 | 0
COMPANY 046 | 371.1 | COMPANY-OWNED OUTDOOR LIGHTING | 11 | R2 | -5
COMPANY 046 | 372 | LEASED PROPERTY ON CUSTOMERS' PREMISES | 25 | L2 | 0
COMPANY 046 | 372 | LEASED PROPERTY ON CUSTOMERS' PREMISES | 25 | L3 | 0
COMPANY 046 | 372 | LEASED PROPERTY ON CUSTOMERS' PREMISES | 25 | L3 | 0
COMPANY 046 | 372 | LEASED PROPERTY ON CUSTOMERS' PREMISES | 30 | L3 | 0
COMPANY 046 | 373.1 | STREET LIGHTING AND SIGNAL SYSTEMS - CUSTOMER POLES | 28 | L0 | -20
COMPANY 046 | 373.1 | STREET LIGHTING AND SIGNAL SYSTEMS - OVERHEAD | 32 | L0.5 | -10
COMPANY 046 | 373.1 | STREET LIGHTING AND SIGNAL SYSTEMS - CUSTOMER POLES | 30 | L0 | -10
COMPANY 046 | 373.1 | STREET LIGHTING AND SIGNAL SYSTEMS - OVERHEAD | 32 | L0.5 | -10
COMPANY 046 | 373.1 | STREET LIGHTING AND SIGNAL SYSTEMS - CUSTOMER POLES | 30 | L0 | -25
COMPANY 046 | 373.1 | STREET LIGHTING AND SIGNAL SYSTEMS - OVERHEAD | 32 | L0.5 | -15
COMPANY 046 | 373.1 | STREET LIGHTING AND SIGNAL SYSTEMS - OVERHEAD | 34 | L0.5 | -15
COMPANY 046 | 373.1 | STREET LIGHTING AND SIGNAL SYSTEMS - CUSTOMER POLES | 25 | L0 | -10
COMPANY 046 | 373.3 | STREET LIGHTING AND SIGNAL SYSTEMS - BOULEVARD | 40 | R1 | -10
COMPANY 046 | 373.3 | STREET LIGHTING AND SIGNAL SYSTEMS - BOULEVARD | 45 | R1.5 | -10
COMPANY 046 | 373.3 | STREET LIGHTING AND SIGNAL SYSTEMS - BOULEVARD | 50 | R1.5 | -20
COMPANY 046 | 373.3 | STREET LIGHTING AND SIGNAL SYSTEMS - BOULEVARD | 55 | R1.5 | -20
COMPANY 046 | 390 | STRUCTURES AND IMPROVEMENTS | 35 | S1 | -5
COMPANY 046 | 390 | STRUCTURES AND IMPROVEMENTS | 35 | S1 | -5
COMPANY 046 | 390 | STRUCTURES AND IMPROVEMENTS | 35 | S1 | -5
COMPANY 046 | 390 | STRUCTURES AND IMPROVEMENTS | 40 | S1 | -10
COMPANY 046 | 390.1 | STRUCTURES AND IMPROVEMENTS - COMMON PLANT - MAJOR | 90 | R1 | 0
COMPANY 046 | 390.1 | STRUCTURES AND IMPROVEMENTS - COMMON PLANT - MAJOR | 75 | R0.5 | -10
COMPANY 046 | 390.2 | STRUCTURES AND IMPROVEMENTS - COMMON PLANT - MINOR | 40 | R1 | -10
COMPANY 046 | 390.2 | STRUCTURES AND IMPROVEMENTS - COMMON PLANT - MINOR | 45 | R1.5 | -10
COMPANY 046 | 391 | OFFICE FURNITURE AND EQUIPMENT | 20 | SQ | 0
COMPANY 046 | 391 | OFFICE FURNITURE AND EQUIPMENT | 20 | SQ | 0
COMPANY 046 | 391 | OFFICE FURNITURE AND EQUIPMENT | 20 | SQ | 0
COMPANY 046 | 391.1 | OFFICE FURNITURE | 20 | SQ | 0
COMPANY 046 | 391.3 | ELECTRONIC DATA PROCESSING | 5 | SQ | 0
COMPANY 046 | 391.3 | ELECTRONIC DATA PROCESSING | 5 | SQ | 0
COMPANY 046 | 391.3 | ELECTRONIC DATA PROCESSING | 5 | SQ | 0
COMPANY 046 | 392 | TRANSPORTATION EQUIPMENT | 12 | S3 | 5
COMPANY 046 | 392 | TRANSPORTATION EQUIPMENT | 12 | S3 | 0
COMPANY 046 | 392 | TRANSPORTATION EQUIPMENT | 12 | S3 | 0
COMPANY 046 | 392.5 | TRAILERS | 15 | SQ | 5
COMPANY 046 | 392.5 | TRAILERS | 18 | R2.5 | 0
COMPANY 046 | 392.5 | TRAILERS | 18 | R2.5 | 5
COMPANY 046 | 392.5 | TRANSPORTATION EQUIPMENT - TRAILERS | 20 | R2.5 | 5
COMPANY 046 | 394 | TOOLS, SHOP AND GARAGE EQUIPMENT | 25 | SQ | 0
COMPANY 046 | 394 | TOOLS, SHOP AND GARAGE EQUIPMENT | 25 | SQ | 0
COMPANY 046 | 394 | TOOLS, SHOP AND GARAGE EQUIPMENT | 25 | SQ | 0
COMPANY 046 | 394 | TOOLS, SHOP AND GARAGE EQUIPMENT | 25 | SQ | 0
COMPANY 046 | 396 | POWER OPERATED EQUIPMENT | 15 | L2 | 0
COMPANY 046 | 396 | POWER OPERATED EQUIPMENT | 15 | L2 | 0
COMPANY 046 | 396 | POWER OPERATED EQUIPMENT | 15 | L2 | 0
COMPANY 046 | 396 | POWER OPERATED EQUIPMENT | 15 | L2 | 0
COMPANY 046 | 397 | COMMUNICATION EQUIPMENT | 15 | SQ | 0
COMPANY 046 | 397 | COMMUNICATION EQUIPMENT | 15 | SQ | 0
COMPANY 046 | 397 | COMMUNICATION EQUIPMENT | 15 | SQ | 0
COMPANY 046 | 397 | COMMUNICATION EQUIPMENT | 15 | SQ | 0
COMPANY 046 | 398 | MISCELLANEOUS EQUIPMENT | 15 | SQ | 0
COMPANY 047 | 350 | RIGHTS OF WAY | 75 | R4 | 0
COMPANY 047 | 352 | STRUCTURES AND IMPROVEMENTS | 70 | R2.5 | -5
COMPANY 047 | 353 | STATION EQUIPMENT | 47 | R1 | -10
COMPANY 047 | 353.2 | STATION EQUIPMENT - ELECTRONICS | 25 | R3 | 0
COMPANY 047 | 354 | TOWERS AND FIXTURES | 75 | R3 | -10
COMPANY 047 | 355 | POLES AND FIXTURES | 42 | R1 | -20
COMPANY 047 | 356 | OVERHEAD CONDUCTORS AND DEVICES | 60 | R1.5 | -15
COMPANY 047 | 356.1 | OVERHEAD CONDUCTORS - CLEAR RIGHTS OF WAY | 70 | R3 | 0
COMPANY 047 | 357 | UNDERGROUND CONDUIT | 65 | R4 | -5
COMPANY 047 | 358 | UNDERGROUND CONDUCTORS AND DEVICES | 55 | R3 | -20
COMPANY 047 | 360 | LAND AND LAND RIGHTS - RIGHTS | 75 | R3 | 0
COMPANY 047 | 360 | LAND AND LAND RIGHTS - RIGHTS | 75 | R4 | 0
COMPANY 047 | 360 | RIGHTS OF WAY | 75 | R4 | 0
COMPANY 047 | 361 | STRUCTURES AND IMPROVEMENTS | 65 | R2.5 | -10
COMPANY 047 | 361 | STRUCTURES AND IMPROVEMENTS | 70 | R2.5 | -20
COMPANY 047 | 361 | STRUCTURES AND IMPROVEMENTS | 70 | R2.5 | -20
COMPANY 047 | 362 | STATION EQUIPMENT | 60 | R1.5 | -15
COMPANY 047 | 362 | STATION EQUIPMENT - MAJOR | 60 | R2.5 | -15
COMPANY 047 | 362 | STATION EQUIPMENT | 61 | R1.5 | -20
COMPANY 047 | 362 | STATION EQUIPMENT - MAJOR | 65 | R2.5 | -15
COMPANY 047 | 362 | STATION EQUIPMENT | 61 | R2 | -20
COMPANY 047 | 363 | STORAGE BATTERY EQUIPMENT | 20 | S3 | 0
COMPANY 047 | 364 | POLES, TOWERS AND FIXTURES | 50 | R1 | -20
COMPANY 047 | 364 | POLES, TOWERS AND FIXTURES | 55 | R1.5 | -25
COMPANY 047 | 364 | POLES, TOWERS AND FIXTURES | 55 | R1 | -40
COMPANY 047 | 365 | OVERHEAD CONDUCTORS AND DEVICES | 50 | R1 | -40
COMPANY 047 | 365 | OVERHEAD CONDUCTORS AND DEVICES | 55 | R0.5 | -30
COMPANY 047 | 365 | OVERHEAD CONDUCTORS AND DEVICES | 50 | R0.5 | -40
COMPANY 047 | 366 | UNDERGROUND CONDUIT | 65 | R3 | -30
COMPANY 047 | 366 | UNDERGROUND CONDUIT | 75 | R3 | -50
COMPANY 047 | 366 | UNDERGROUND CONDUIT | 75 | R2 | -50
COMPANY 047 | 367 | UNDERGROUND CONDUCTORS AND DEVICES | 58 | R1.5 | -25
COMPANY 047 | 367 | UNDERGROUND CONDUCTORS AND DEVICES | 65 | R1.5 | -25
COMPANY 047 | 367 | UNDERGROUND CONDUCTORS AND DEVICES | 60 | R1.5 | -25
COMPANY 047 | 368 | LINE TRANSFORMERS | 42 | R1 | -5
COMPANY 047 | 368 | LINE TRANSFORMERS | 45 | R1 | -10
COMPANY 047 | 368 | LINE TRANSFORMERS | 50 | R0.5 | -10
COMPANY 047 | 368.99 | LINE TRANSFORMER - CUSTOMER INSTALLATIONS | 45 | R0.5 | 0
COMPANY 047 | 368.99 | LINE TRANSFORMER - CUSTOMER INSTALLATIONS | 45 | R1 | -10
COMPANY 047 | 369.1 | SERVICES - OVERHEAD | 43 | R0.5 | -40
COMPANY 047 | 369.1 | SERVICES - OVERHEAD | 50 | R0.5 | -45
COMPANY 047 | 369.1 | SERVICES - OVERHEAD | 54 | R0.5 | -45
COMPANY 047 | 369.2 | SERVICES - UNDERGROUND | 65 | R1.5 | -30
COMPANY 047 | 369.2 | SERVICES - UNDERGROUND | 65 | R1.5 | -25
COMPANY 047 | 369.2 | SERVICES - UNDERGROUND | 70 | R1.5 | -10
COMPANY 047 | 370 | METERS | 19 | L0.5 | 0
COMPANY 047 | 370 | METERS - METER INSTRUMENTATION TRANSFORMERS | 22 | L1.5 | 2
COMPANY 047 | 370.1 | METERS - SMARTGRID | 15 | S2.5 | 0
COMPANY 047 | 370.1 | METERS - UTILITY OF FUTURE | 8 | S2.5 | 0
COMPANY 047 | 370.1 | AMI METERS | 15 | S2.5 | 0
COMPANY 047 | 370.1 | METERS - SMART METERS | 14 | S2.5 | 2
COMPANY 047 | 370.99 | METERS - LEASED - METER INSTRUMENTATION TRANSFORMERS | 22 | L1 | 0
COMPANY 047 | 370.99 | METERS - METER INSTRUMENTATION TRANSFORMERS | 22 | L1 | 0
COMPANY 047 | 371 | INSTALLATIONS ON CUSTOMERS' PREMISES | 15 | S0 | 0
COMPANY 047 | 371 | INSTALLATIONS ON CUSTOMERS' PREMISES | 7 | L2 | -10
COMPANY 047 | 371.1 | INSTALLATIONS ON CUSTOMERS' PREMISES - COMPANY OWNED OUTDOOR LIGHTING | 12 | L1 | -10
COMPANY 047 | 371.1 | INSTALLATIONS ON CUSTOMERS' PREMISES - COMPANY OWNED OUTDOOR LIGHTING | 7 | L2 | -10
COMPANY 047 | 372 | LEASED PROPERTY ON CUSTOMERS' PREMISES | 25 | L1.5 | 0
COMPANY 047 | 372 | LEASED PROPERTY ON CUSTOMERS' PREMISES | 26 | L1.5 | -5
COMPANY 047 | 372 | LEASED PROPERTY ON CUSTOMER PREMISES | 25 | L1.5 | -5
COMPANY 047 | 373 | STREET LIGHTING AND SIGNAL SYSTEMS | 30 | L1 | -20
COMPANY 047 | 373 | STREET LIGHTING AND SIGNAL SYSTEMS | 32 | L1 | -15
COMPANY 047 | 373 | STREET LIGHTING AND SIGNAL SYSTEMS - BOULEVARD | 50 | R2.5 | -25
COMPANY 047 | 373 | STREET LIGHTING AND SIGNAL SYSTEMS - PUBLIC | 12 | R2 | -25
COMPANY 047 | 373.1 | STREET LIGHTING AND SIGNAL SYSTEMS - CUSTOMER POLES | 30 | R0.5 | -15
COMPANY 047 | 373.1 | STREET LIGHTING AND SIGNAL SYSTEMS - OVERHEAD | 28 | L1 | -10
COMPANY 047 | 373.1 | STREET LIGHTING AND SIGNAL SYSTEMS - CUSTOMER POLES | 36 | R0.5 | -20
COMPANY 047 | 373.1 | STREET LIGHTING AND SIGNAL SYSTEMS - OVERHEAD | 30 | L1 | -20
COMPANY 047 | 373.1 | STREET LIGHTING AND SIGNAL SYSTEMS - OVERHEAD | 32 | L1 | -15
COMPANY 047 | 373.3 | STREET LIGHTING AND SIGNAL SYSTEMS - BOULEVARD | 45 | R1.5 | -10
COMPANY 047 | 373.3 | STREET LIGHTING AND SIGNAL SYSTEMS - BOULEVARD | 46 | R2.5 | -15
COMPANY 047 | 373.3 | STREET LIGHTING AND SIGNAL SYSTEMS - CUSTOMER POLES | 40 | R0.5 | -30
COMPANY 047 | 373.99 | STREET LIGHTING AND SIGNAL SYSTEMS - PUBLIC | 25 | R0.5 | -5
COMPANY 047 | 373.99 | STREET LIGHTING AND SIGNAL SYSTEMS - PUBLIC | 19 | L0 | -5
COMPANY 047 | 390.1 | STRUCTURES AND IMPROVEMENTS - LARGE | 90 | R1 | 0
COMPANY 047 | 390.1 | STRUCTURES AND IMPROVEMENTS - MAJOR | 80 | R1 | -5
COMPANY 047 | 390.1 | STRUCTURES AND IMPROVEMENTS - MAJOR | 65 | R1 | -10
COMPANY 047 | 390.2 | STRUCTURES AND IMPROVEMENTS - SMALL | 45 | R3 | -10
COMPANY 047 | 390.2 | STRUCTURES AND IMPROVEMENTS - MINOR | 50 | R3 | -20
COMPANY 047 | 390.2 | STRUCTURES AND IMPROVEMENTS - MINOR | 50 | R3 | -20
COMPANY 047 | 390.3 | LEASEHOLD IMPROVEMENTS | - | SQ | 0
COMPANY 047 | 391 | OFFICE FURNITURE AND EQUIPMENT | 20 | SQ | 0
COMPANY 047 | 391 | OFFICE FURNITURE AND EQUIPMENT | 20 | SQ | 0
COMPANY 047 | 391 | OFFICE FURNITURE AND EQUIPMENT | 20 | SQ | 0
COMPANY 047 | 391.3 | DATA HANDLING | 5 | SQ | 0
COMPANY 047 | 391.3 | ELECTRONIC DATA PROCESSING | 5 | SQ | 0
COMPANY 047 | 391.3 | OFFICE FURNITURE AND EQUIPMENT - ELECTRONIC DATA PROCESSING | 5 | SQ | 0
COMPANY 047 | 392 | TRANSPORTATION EQUIPMENT | 12 | L3 | 10
COMPANY 047 | 392 | TRANSPORTATION EQUIPMENT | 11 | L4 | 0
COMPANY 047 | 392 | TRANSPORTATION EQUIPMENT | 11 | L2.5 | 5
COMPANY 047 | 392.4 | TRANSPORTATION EQUIPMENT - HEAVY TRUCKS | 11 | L3 | 5
COMPANY 047 | 392.5 | TRAILERS | 21 | S1.5 | 15
COMPANY 047 | 392.5 | TRAILERS | 22 | S1.5 | 5
COMPANY 047 | 392.5 | TRANSPORTATION EQUIPMENT - TRAILERS | 20 | L3 | 10
COMPANY 047 | 393 | STORES EQUIPMENT | 20 | SQ | 0
COMPANY 047 | 393 | STORES EQUIPMENT | 20 | SQ | 0
COMPANY 047 | 394 | TOOLS, SHOP AND GARAGE EQUIPMENT | 25 | SQ | 0
COMPANY 047 | 394 | TOOLS, SHOP AND GARAGE EQUIPMENT | 25 | SQ | 0
COMPANY 047 | 394 | TOOLS, SHOP AND GARAGE EQUIPMENT | 25 | SQ | 0
COMPANY 047 | 395 | LABORATORY EQUIPMENT | 15 | SQ | 0
COMPANY 047 | 396 | POWER OPERATED EQUIPMENT | 18 | S0.5 | 20
COMPANY 047 | 396 | POWER OPERATED EQUIPMENT | 17 | S0 | 10
COMPANY 047 | 396 | POWER OPERATED EQUIPMENT | 17 | S0 | 10
COMPANY 047 | 397 | COMMUNICATION EQUIPMENT | 15 | SQ | 0
COMPANY 047 | 397 | COMMUNICATION EQUIPMENT | 15 | SQ | 0
COMPANY 047 | 397 | COMMUNICATION EQUIPMENT | 15 | SQ | 0
COMPANY 047 | 398 | MISCELLANEOUS EQUIPMENT | 20 | SQ | 0
COMPANY 047 | 398 | MISCELLANEOUS EQUIPMENT | 20 | SQ | 0
COMPANY 047 | 398 | MISCELLANEOUS EQUIPMENT | 20 | SQ | 0
COMPANY 048 | 310 | LAND AND LAND RIGHTS - RIGHTS | 100 | R4 | 0
COMPANY 048 | 310 | LAND RIGHTS | 100 | R4 | 0
COMPANY 048 | 310 | LAND RIGHTS | 100 | R4 | 0
COMPANY 048 | 311 | STRUCTURES AND IMPROVEMENTS | 100 | R2.5 | (5) - (6)
COMPANY 048 | 311 | STRUCTURES AND IMPROVEMENTS | 100 | R2.5 | (4) - (5)
COMPANY 048 | 311 | STRUCTURES AND IMPROVEMENTS | 100 | R2.5 | (3) - (4)
COMPANY 048 | 312 | BOILER PLANT EQUIPMENT | 60 | R1 | (5) - (6)
COMPANY 048 | 312 | BOILER PLANT EQUIPMENT | 60 | R1 | (4) - (5)
COMPANY 048 | 312 | BOILER PLANT EQUIPMENT | 60 | S0 | (3) - (4)
COMPANY 048 | 312.3 | CATALYST | 10 | S2 | 0
COMPANY 048 | 312.3 | BOILER PLANT EQUIPMENT - SCR CATALYST | 10 | S1 | 0
COMPANY 048 | 312.3 | BOILER PLANT EQUIPMENT - SCR CATALYST | 10 | S1 | (3) - (4)
COMPANY 048 | 314 | TURBOGENERATOR UNITS | 60 | S0 | (5) - (6)
COMPANY 048 | 314 | TURBOGENERATOR UNITS | 60 | S0 | (4) - (5)
COMPANY 048 | 314 | TURBOGENERATOR UNITS | 55 | R1.5 | (3) - (4)
COMPANY 048 | 315 | ACCESSORY ELECTRIC EQUIPMENT | 65 | R1.5 | (5) - (6)
COMPANY 048 | 315 | ACCESSORY ELECTRIC EQUIPMENT | 70 | R1 | (4) - (5)
COMPANY 048 | 315 | ACCESSORY ELECTRIC EQUIPMENT | 70 | R1 | (3) - (4)
COMPANY 048 | 316 | MISCELLANEOUS POWER PLANT EQUIPMENT | 50 | S0 | (5) - (6)
COMPANY 048 | 316 | MISCELLANEOUS POWER PLANT EQUIPMENT | 45 | S0 | (4) - (5)
COMPANY 048 | 316 | MISCELLANEOUS POWER PLANT EQUIPMENT | 45 | S0.5 | (3) - (4)
COMPANY 048 | 320 | LAND AND LAND RIGHTS - RIGHTS | 100 | R4 | 0
COMPANY 048 | 320 | RIGHTS OF WAY | 100 | R4 | 0
COMPANY 048 | 321 | STRUCTURES AND IMPROVEMENTS | 80 | S1 | (1) - (3)
COMPANY 048 | 321 | STRUCTURES AND IMPROVEMENTS | 75 | S1 | (4) - (7)
COMPANY 048 | 322 | REACTOR PLANT EQUIPMENT | 55 | R1.5 | (1) - (3)
COMPANY 048 | 322 | REACTOR PLANT EQUIPMENT | 50 | R2 | (4) - (7)
COMPANY 048 | 323 | TURBOGENERATOR UNITS | 50 | S0 | (1) - (3)
COMPANY 048 | 323 | TURBOGENERATOR UNITS | 39 | S0 | (4) - (7)
COMPANY 048 | 324 | ACCESSORY ELECTRIC EQUIPMENT | 55 | R2.5 | (1) - (3)
COMPANY 048 | 324 | ACCESSORY ELECTRIC EQUIPMENT | 51 | R2.5 | (4) - (7)
COMPANY 048 | 325 | MISCELLANEOUS POWER PLANT EQUIPMENT | 50 | R1 | (1) - (3)
COMPANY 048 | 325 | MISCELLANEOUS POWER PLANT EQUIPMENT | 52 | R1.5 | (4) - (7)
COMPANY 048 | 330 | LAND AND LAND RIGHTS - RIGHTS | 110 | R4 | 0
COMPANY 048 | 330 | LAND RIGHTS AND RIGHTS OF WAY | 110 | R4 | 0
COMPANY 048 | 330 | LAND RIGHTS AND RIGHTS OF WAY | 110 | R4 | 0
COMPANY 048 | 331 | STRUCTURES AND IMPROVEMENTS | 110 | R2 | (7) - (45)
COMPANY 048 | 331 | STRUCTURES AND IMPROVEMENTS | 110 | R2 | (6) - (33)
COMPANY 048 | 331 | STRUCTURES AND IMPROVEMENTS | 110 | R2 | (4) - (21)
COMPANY 048 | 332 | RESERVOIRS, DAMS AND WATERWAYS | 120 | R3 | (7) - (45)
COMPANY 048 | 332 | RESERVOIRS, DAMS AND WATERWAYS | 120 | R3 | (6) - (33)
COMPANY 048 | 332 | RESERVOIRS, DAMS AND WATERWAYS | 120 | R3 | (4) - (21)
COMPANY 048 | 333 | WATER WHEELS, TURBINES AND GENERATORS | 70 | R1.5 | (7) - (45)
COMPANY 048 | 333 | WATER WHEELS, TURBINES AND GENERATORS | 75 | R1.5 | (6) - (33)
COMPANY 048 | 333 | WATER WHEELS, TURBINES AND GENERATORS | 65 | R1.5 | (4) - (21)
COMPANY 048 | 334 | ACCESSORY ELECTRIC EQUIPMENT | 60 | S1 | (7) - (45)
COMPANY 048 | 334 | ACCESSORY ELECTRIC EQUIPMENT | 55 | R1 | (6) - (33)
COMPANY 048 | 334 | ACCESSORY ELECTRIC EQUIPMENT | 60 | S0 | (4) - (21)
COMPANY 048 | 335 | MISCELLANEOUS POWER PLANT EQUIPMENT | 55 | S0.5 | (7) - (45)
COMPANY 048 | 335 | MISCELLANEOUS POWER PLANT EQUIPMENT | 55 | S0 | (6) - (33)
COMPANY 048 | 335 | MISCELLANEOUS POWER PLANT EQUIPMENT | 45 | S0.5 | (4) - (21)
COMPANY 048 | 336 | ROADS, RAILROADS AND BRIDGES | 75 | R3 | (7) - (17)
COMPANY 048 | 336 | ROADS, RAILROADS AND BRIDGES | 75 | R3 | (6) - (16)
COMPANY 048 | 336 | ROADS, RAILROADS AND BRIDGES | 75 | R3 | (4) - (11)
COMPANY 048 | 340 | LAND AND LAND RIGHTS - RIGHTS | 60 | R4 | 0
COMPANY 048 | 340 | LAND RIGHTS AND RIGHTS OF WAY | 60 | R4 | 0
COMPANY 048 | 340 | LAND RIGHTS AND RIGHTS OF WAY | 60 | R4 | 0
COMPANY 048 | 341 | STRUCTURES AND IMPROVEMENTS | 50 | S2 | (3) - (22)
COMPANY 048 | 341 | STRUCTURES AND IMPROVEMENTS | 50 | S1 | (2) - (21)
COMPANY 048 | 341 | STRUCTURES AND IMPROVEMENTS | 55 | R2 | (3) - (18)
COMPANY 048 | 341.01 | STRUCTURES AND IMPROVEMENTS - SOLAR | 30 | S2.5 | (9) - (15)
COMPANY 048 | 341.01 | STRUCTURES AND IMPROVEMENTS - SOLAR | 30 | S2.5 | (9) - (14)
COMPANY 048 | 342 | FUEL HOLDERS, PRODUCERS AND ACCESSORIES | 50 | R2.5 | (3) - (22)
COMPANY 048 | 342 | FUEL HOLDERS, PRODUCERS AND ACCESSORIES | 45 | R2 | (2) - (21)
COMPANY 048 | 342 | FUEL HOLDERS, PRODUCERS AND ACCESSORIES | 50 | R2.5 | (3) - (18)
COMPANY 048 | 343 | PRIME MOVERS | 35 | S0 | (3) - (22)
COMPANY 048 | 343 | PRIME MOVERS | 30 | R0.5 | (2) - (21)
COMPANY 048 | 343 | PRIME MOVERS | 30 | L0 | (3) - (18)
COMPANY 048 | 343.1 | ROTABLE PARTS | 5 | L0.5 | 40
COMPANY 048 | 343.1 | PRIME MOVERS - ROTABLE PARTS | 6 | L0.5 | 40
COMPANY 048 | 343.1 | PRIME MOVERS - ROTABLE PARTS | 7 | L1 | 40
COMPANY 048 | 344 | GENERATORS | 55 | R2 | (3) - (22)
COMPANY 048 | 344 | GENERATORS | 50 | R2 | (2) - (21)
COMPANY 048 | 344 | GENERATORS | 55 | R2 | (3) - (18)
COMPANY 048 | 344.01 | GENERATORS - SOLAR | 25 | S2.5 | (9) - (17)
COMPANY 048 | 344.01 | GENERATORS - SOLAR | 25 | S2.5 | (9) - (15)
COMPANY 048 | 344.01 | GENERATORS - SOLAR | 25 | S2.5 | (9) - (14)
COMPANY 048 | 345 | ACCESSORY ELECTRIC EQUIPMENT | 50 | R1.5 | (3) - (22)
COMPANY 048 | 345 | ACCESSORY ELECTRIC EQUIPMENT | 50 | R1.5 | (2) - (21)
COMPANY 048 | 345 | ACCESSORY ELECTRIC EQUIPMENT | 50 | R2 | (3) - (18)
COMPANY 048 | 345.01 | ACCESSORY ELECTRIC EQUIPMENT - SOLAR | 25 | S2.5 | (9) - (17)
COMPANY 048 | 345.01 | ACCESSORY ELECTRIC EQUIPMENT - SOLAR | 25 | S2.5 | (9) - (15)
COMPANY 048 | 345.01 | ACCESSORY ELECTRIC EQUIPMENT - SOLAR | 25 | S1.5 | (9) - (14)
COMPANY 048 | 346 | MISCELLANEOUS POWER PLANT EQUIPMENT | 40 | S1.5 | (3) - (22)
COMPANY 048 | 346 | MISCELLANEOUS POWER PLANT EQUIPMENT | 30 | S1 | (2) - (21)
COMPANY 048 | 346 | MISCELLANEOUS POWER PLANT EQUIPMENT | 35 | S1.5 | (3) - (18)
COMPANY 048 | 346.01 | MISCELLANEOUS POWER PLANT EQUIPMENT - SOLAR | 30 | S2.5 | (12) - (15)
COMPANY 048 | 346.01 | MISCELLANEOUS POWER PLANT EQUIPMENT - SOLAR | 30 | S2.5 | (9) - (14)
COMPANY 048 | 348 | ENERGY STORAGE EQUIPMENT | 15 | L3 | 0
COMPANY 048 | 350 | LAND AND LAND RIGHTS - RIGHTS | 75 | R3 | 0
COMPANY 048 | 350 | RIGHTS OF WAY | 75 | R3 | 0
COMPANY 048 | 350 | RIGHTS OF WAY | 75 | R3 | 0
COMPANY 048 | 352 | STRUCTURES AND IMPROVEMENTS | 60 | R3 | -10
COMPANY 048 | 352 | STRUCTURES AND IMPROVEMENTS | 60 | R3 | -10
COMPANY 048 | 352 | STRUCTURES AND IMPROVEMENTS | 65 | R2.5 | -15
COMPANY 048 | 353 | STATION EQUIPMENT | 60 | R1 | -15
COMPANY 048 | 353 | STATION EQUIPMENT | 55 | R1.5 | -15
COMPANY 048 | 353 | STATION EQUIPMENT | 55 | R1.5 | -15
COMPANY 048 | 354 | TOWERS AND FIXTURES | 70 | R4 | -20
COMPANY 048 | 354 | TOWERS AND FIXTURES | 75 | R4 | -20
COMPANY 048 | 354 | TOWERS AND FIXTURES | 75 | R4 | -15
COMPANY 048 | 355 | POLES AND FIXTURES | 48 | R1.5 | -30
COMPANY 048 | 355 | POLES AND FIXTURES | 49 | R1.5 | -40
COMPANY 048 | 355 | POLES AND FIXTURES | 52 | R1.5 | -50
COMPANY 048 | 356 | OVERHEAD CONDUCTORS AND DEVICES | 65 | R2.5 | -30
COMPANY 048 | 356 | OVERHEAD CONDUCTORS AND DEVICES | 65 | R2.5 | -40
COMPANY 048 | 356 | OVERHEAD CONDUCTORS AND DEVICES | 65 | R2.5 | -50
COMPANY 048 | 357 | UNDERGROUND CONDUIT | 60 | R4 | 0
COMPANY 048 | 357 | UNDERGROUND CONDUIT | 60 | R4 | 0
COMPANY 048 | 358 | UNDERGROUND CONDUCTORS AND DEVICES | 45 | S2.5 | 0
COMPANY 048 | 358 | UNDERGROUND CONDUCTORS AND DEVICES | 45 | S2.5 | 0
COMPANY 048 | 358 | UNDERGROUND CONDUCTORS AND DEVICES | 45 | S2.5 | 0
COMPANY 048 | 359 | ROADS AND TRAILS | 75 | R3 | 0
COMPANY 048 | 359 | ROADS AND TRAILS | 75 | R3 | 0
COMPANY 048 | 359 | ROADS AND TRAILS | 75 | R3 | 0
COMPANY 048 | 360 | LAND AND LAND RIGHTS - RIGHTS | 65 | R3 | 0
COMPANY 048 | 360 | LAND RIGHTS AND RIGHTS OF WAY | 65 | R3 | 0
COMPANY 048 | 360 | LAND RIGHTS AND RIGHTS OF WAY | 65 | R3 | 0
COMPANY 048 | 361 | STRUCTURES AND IMPROVEMENTS | 60 | R2 | -15
COMPANY 048 | 361 | STRUCTURES AND IMPROVEMENTS | 60 | R2 | -15
COMPANY 048 | 361 | STRUCTURES AND IMPROVEMENTS | 60 | R1.5 | -15
COMPANY 048 | 362 | STATION EQUIPMENT | 46 | R1 | -15
COMPANY 048 | 362 | STATION EQUIPMENT | 48 | R1 | -15
COMPANY 048 | 362 | STATION EQUIPMENT | 45 | R1 | -15
COMPANY 048 | 363 | ENERGY STORAGE EQUIPMENT | 15 | L3 | 0
COMPANY 048 | 364 | POLES, TOWERS AND FIXTURES | 45 | R2.5 | -100
COMPANY 048 | 364 | POLES, TOWERS AND FIXTURES | 45 | R2.5 | -100
COMPANY 048 | 364 | POLES, TOWERS AND FIXTURES | 45 | R2.5 | -100
COMPANY 048 | 365 | OVERHEAD CONDUCTORS AND DEVICES | 44 | R1.5 | -30
COMPANY 048 | 365 | OVERHEAD CONDUCTORS AND DEVICES | 45 | R1 | -30
COMPANY 048 | 365 | OVERHEAD CONDUCTORS AND DEVICES | 45 | R1 | -50
COMPANY 048 | 366 | UNDERGROUND CONDUIT | 45 | S2.5 | -15
COMPANY 048 | 366 | UNDERGROUND CONDUIT | 46 | S2.5 | -15
COMPANY 048 | 366 | UNDERGROUND CONDUIT | 50 | S2.5 | -10
COMPANY 048 | 367 | UNDERGROUND CONDUCTORS AND DEVICES | 40 | S2 | -5
COMPANY 048 | 367 | UNDERGROUND CONDUCTORS AND DEVICES | 42 | S2 | -5
COMPANY 048 | 367 | UNDERGROUND CONDUCTORS AND DEVICES | 44 | R2.5 | -10
COMPANY 048 | 368 | LINE TRANSFORMERS | 39 | R2 | -5
COMPANY 048 | 368 | LINE TRANSFORMERS | 40 | R2 | -5
COMPANY 048 | 368 | LINE TRANSFORMERS | 40 | R2 | -10
COMPANY 048 | 369 | SERVICES | 42 | R3 | -10
COMPANY 048 | 369 | SERVICES | 55 | R3 | -20
COMPANY 048 | 369 | SERVICES | 55 | R3 | -30
COMPANY 048 | 370 | METERS | 30 | R4 | -15
COMPANY 048 | 370 | METERS | 28 | R4 | -5
COMPANY 048 | 370 | METERING EQUIPMENT | 28 | R4 | -10
COMPANY 048 | 370 | METERS | 21 | S1.5 | -5
COMPANY 048 | 370.1 | METERS - UTILITY OF FUTURE | 15 | S2.5 | 0
COMPANY 048 | 370.1 | METERS - UTILITY OF FUTURE | 15 | S2.5 | 0
COMPANY 048 | 370.1 | METERS - UTILITY OF FUTURE | 15 | S2.5 | -5
COMPANY 048 | 371 | INSTALLATIONS ON CUSTOMERS' PREMISES | 25 | L1.5 | -10
COMPANY 048 | 371 | INSTALLATIONS ON CUSTOMERS' PREMISES | 26 | S0.5 | -10
COMPANY 048 | 371 | INSTALLATIONS ON CUSTOMERS' PREMISES | 26 | S0.5 | -15
COMPANY 048 | 373 | STREET LIGHTING AND SIGNAL SYSTEMS | 30 | R1 | -10
COMPANY 048 | 373 | STREET LIGHTING AND SIGNAL SYSTEMS | 25 | R1 | -10
COMPANY 048 | 373 | STREET LIGHTING AND SIGNAL SYSTEMS | 25 | R1 | -10
COMPANY 048 | 389 | LAND AND LAND RIGHTS - RIGHTS | 60 | R3 | 0
COMPANY 048 | 389 | RIGHTS OF WAY | 60 | R3 | 0
COMPANY 048 | 389 | RIGHTS OF WAY | 60 | R3 | 0
COMPANY 048 | 390 | STRUCTURES AND IMPROVEMENTS | 45 | R1.5 | -5
COMPANY 048 | 390 | STRUCTURES AND IMPROVEMENTS | 45 | R1.5 | -5
COMPANY 048 | 390 | STRUCTURES AND IMPROVEMENTS | 40 | S0.5 | -5
COMPANY 048 | 391 | OFFICE FURNITURE AND EQUIPMENT | 15 | SQ | 0
COMPANY 048 | 391 | OFFICE FURNITURE AND EQUIPMENT | 15 | SQ | 0
COMPANY 048 | 391 | OFFICE FURNITURE AND EQUIPMENT | 15 | SQ | 0
COMPANY 048 | 391.3 | ELECTRONIC DATA PROCESSING | 8 | SQ | 0
COMPANY 048 | 391.3 | OFFICE FURNITURE AND EQUIPMENT - ELECTRONIC DATA PROCESSING | 8 | SQ | 0
COMPANY 048 | 391.3 | OFFICE FURNITURE AND EQUIPMENT - ELECTRONIC DATA PROCESSING | 8 | SQ | 0
COMPANY 048 | 392 | TRANSPORTATION EQUIPMENT | 11 | L2 | 10
COMPANY 048 | 392 | TRANSPORTATION EQUIPMENT | 11 | L2 | 15
COMPANY 048 | 392 | TRANSPORTATION EQUIPMENT | 11 | L2 | 20
COMPANY 048 | 392.1 | PASSENGER CARS AND VANS | 5 | S2.5 | 5
COMPANY 048 | 392.2 | LIGHT TRUCKS | 6 | L3 | 5
COMPANY 048 | 392.2 | TRACTORS | 13 | L3 | 5
COMPANY 048 | 392.3 | MEDIUM TRUCKS | 8 | L2 | 5
COMPANY 048 | 392.4 | HEAVY TRUCKS | 10 | L2 | 5
COMPANY 048 | 392.5 | TRAILERS | 17 | L0.5 | 5
COMPANY 048 | 393 | STORES EQUIPMENT | 20 | SQ | 0
COMPANY 048 | 393 | STORES EQUIPMENT | 20 | SQ | 0
COMPANY 048 | 393 | STORES EQUIPMENT | 20 | SQ | 0
COMPANY 048 | 394 | TOOLS, SHOP AND GARAGE EQUIPMENT | 20 | SQ | 0
COMPANY 048 | 394 | TOOLS, SHOP AND GARAGE EQUIPMENT | 20 | SQ | 0
COMPANY 048 | 394 | TOOLS, SHOP AND GARAGE EQUIPMENT | 20 | SQ | 0
COMPANY 048 | 395 | LABORATORY EQUIPMENT | 15 | SQ | 0
COMPANY 048 | 395 | LABORATORY EQUIPMENT | 15 | SQ | 0
COMPANY 048 | 395 | LABORATORY EQUIPMENT | 15 | SQ | 0
COMPANY 048 | 396 | POWER OPERATED EQUIPMENT | 12 | S6 | 0
COMPANY 048 | 396 | POWER OPERATED EQUIPMENT | 12 | S6 | 0
COMPANY 048 | 396 | POWER OPERATED EQUIPMENT | 12 | S6 | 0
COMPANY 048 | 397 | COMMUNICATION EQUIPMENT | 10 | SQ | 0
COMPANY 048 | 397 | COMMUNICATION EQUIPMENT | 10 | SQ | 0
COMPANY 048 | 397 | COMMUNICATION EQUIPMENT | 10 | SQ | 0
COMPANY 048 | 398 | MISCELLANEOUS EQUIPMENT | 20 | SQ | 0
COMPANY 048 | 398 | MISCELLANEOUS EQUIPMENT | 20 | SQ | 0
COMPANY 048 | 398 | MISCELLANEOUS EQUIPMENT | 20 | SQ | 0
COMPANY 049 | 320 | LAND RIGHTS AND RIGHTS OF WAY | 100 | R4 | 0
COMPANY 049 | 321 | STRUCTURES AND IMPROVEMENTS | 75 | S1 | (1) - (2)
COMPANY 049 | 321 | STRUCTURES AND IMPROVEMENTS | 75 | S1 | (4) - (7)
COMPANY 049 | 322 | REACTOR PLANT EQUIPMENT | 52 | R2 | (1) - (2)
COMPANY 049 | 322 | REACTOR PLANT EQUIPMENT | 50 | R2 | (4) - (7)
COMPANY 049 | 323 | TURBOGENERATOR UNITS | 40 | S0 | (1) - (2)
COMPANY 049 | 323 | TURBOGENERATOR UNITS | 39 | S0 | (4) - (7)
COMPANY 049 | 324 | ACCESSORY ELECTRIC EQUIPMENT | 50 | R2.5 | (1) - (2)
COMPANY 049 | 324 | ACCESSORY ELECTRIC EQUIPMENT | 53 | S1.5 | (4) - (7)
COMPANY 049 | 325 | MISCELLANEOUS POWER PLANT EQUIPMENT | 50 | R1.5 | (1) - (2)
COMPANY 049 | 325 | MISCELLANEOUS POWER PLANT EQUIPMENT | 52 | R1.5 | (4) - (7)
COMPANY 050 | 310 | LAND AND LAND RIGHTS - RIGHTS | 75 | R4 | 0
COMPANY 050 | 311 | STRUCTURES AND IMPROVEMENTS | 100 | S0.5 | -20
COMPANY 050 | 312 | BOILER PLANT EQUIPMENT | 45 | S3 | -20
COMPANY 050 | 314 | TURBOGENERATOR UNITS | 55 | S2.5 | -20
COMPANY 050 | 315 | ACCESSORY ELECTRIC EQUIPMENT | 50 | S1.5 | -20
COMPANY 050 | 316 | MISCELLANEOUS POWER PLANT EQUIPMENT | 60 | R1.5 | -20
COMPANY 050 | 320 | LAND AND LAND RIGHTS - RIGHTS | 75 | R4 | 0
COMPANY 050 | 321 | STRUCTURES AND IMPROVEMENTS | 100 | S0.5 | -2
COMPANY 050 | 322 | REACTOR PLANT EQUIPMENT | 55 | R1.5 | -2
COMPANY 050 | 323 | TURBOGENERATOR UNITS | 50 | R1.5 | -2
COMPANY 050 | 324 | ACCESSORY ELECTRIC EQUIPMENT | 50 | S1.5 | -2
COMPANY 050 | 325 | MISCELLANEOUS POWER PLANT EQUIPMENT | 60 | R1.5 | -2
COMPANY 050 | 330 | LAND AND LAND RIGHTS - RIGHTS | 90 | R4 | 0
COMPANY 050 | 331 | STRUCTURES AND IMPROVEMENTS | 90 | R3 | -15
COMPANY 050 | 332 | RESERVOIRS, DAMS AND WATERWAYS | 110 | L2.5 | -15
COMPANY 050 | 333 | WATER WHEELS, TURBINES AND GENERATORS | 75 | S0.5 | -15
COMPANY 050 | 334 | ACCESSORY ELECTRIC EQUIPMENT | 50 | L0.5 | -15
COMPANY 050 | 335 | MISCELLANEOUS POWER PLANT EQUIPMENT | 60 | R1.5 | -15
COMPANY 050 | 336 | ROADS, RAILROADS AND BRIDGES | 65 | R2.5 | -15
COMPANY 050 | 341 | STRUCTURES AND IMPROVEMENTS | - | SQ | -8
COMPANY 050 | 342 | FUEL HOLDERS, PRODUCERS AND ACCESSORIES | - | SQ | -8
COMPANY 050 | 343 | PRIME MOVERS | - | SQ | -8
COMPANY 050 | 344 | GENERATORS | - | SQ | -8
COMPANY 050 | 345 | ACCESSORY ELECTRIC EQUIPMENT | - | SQ | -8
COMPANY 050 | 346 | MISCELLANEOUS POWER PLANT EQUIPMENT | - | SQ | -8
COMPANY 050 | 350 | LAND AND LAND RIGHTS - RIGHTS | 65 | R3 | 0
COMPANY 050 | 352 | STRUCTURES AND IMPROVEMENTS | 43 | R3 | -20
COMPANY 050 | 353 | STATION EQUIPMENT | 39 | R2.5 | -20
COMPANY 050 | 354 | TOWERS AND FIXTURES | 48 | R4 | -20
COMPANY 050 | 355 | POLES AND FIXTURES | 40 | R3 | -20
COMPANY 050 | 356 | OVERHEAD CONDUCTORS AND DEVICES | 40 | R4 | -20
COMPANY 050 | 357 | UNDERGROUND CONDUIT | 50 | R4 | -20
COMPANY 050 | 358 | UNDERGROUND CONDUCTORS AND DEVICES | 40 | R3 | -20
COMPANY 050 | 360 | LAND AND LAND RIGHTS - RIGHTS | 65 | R3 | 0
COMPANY 050 | 361 | STRUCTURES AND IMPROVEMENTS | 41 | R4 | -10
COMPANY 050 | 362 | STATION EQUIPMENT | 35 | R1.5 | -10
COMPANY 050 | 364 | POLES, TOWERS AND FIXTURES | 35 | R2.5 | -10
COMPANY 050 | 365 | OVERHEAD CONDUCTORS AND DEVICES | 32 | R1 | -10
COMPANY 050 | 366 | UNDERGROUND CONDUIT | 42 | R3 | -10
COMPANY 050 | 367 | UNDERGROUND CONDUCTORS AND DEVICES | 33 | R4 | -10
COMPANY 050 | 368 | LINE TRANSFORMERS | 32 | R1.5 | -10
COMPANY 050 | 369 | SERVICES | 30 | R1.5 | -10
COMPANY 050 | 370 | METERS | 25 | O1 | -10
COMPANY 050 | 371 | INSTALLATIONS ON CUSTOMERS' PREMISES | 24 | O1 | -10
COMPANY 050 | 373 | STREET LIGHTING AND SIGNAL SYSTEMS | 30 | R2.5 | -10
COMPANY 050 | 389 | LAND AND LAND RIGHTS - RIGHTS | 40 | SQ | 0
COMPANY 050 | 390 | STRUCTURES AND IMPROVEMENTS | 40 | R2 | 5
COMPANY 050 | 391 | OFFICE FURNITURE AND EQUIPMENT | 10 | SQ | 5
COMPANY 050 | 391.4 | COMPUTERS AND SOFTWARE | 8 | SQ | 5
COMPANY 050 | 392 | TRANSPORTATION EQUIPMENT - OTHER | 12 | R3 | 30
COMPANY 050 | 392.1 | PASSENGER CARS AND VANS | 5 | R3 | 30
COMPANY 050 | 392.2 | LIGHT TRUCKS | 6 | R3 | 30
COMPANY 050 | 392.3 | MEDIUM TRUCKS | 7 | R3 | 30
COMPANY 050 | 392.4 | HEAVY TRUCKS | 10 | R2 | 30
COMPANY 050 | 392.5 | TRAILERS | 17 | L1 | 30
COMPANY 050 | 393 | STORES EQUIPMENT | 10 | SQ | 5
COMPANY 050 | 394 | TOOLS, SHOP AND GARAGE EQUIPMENT | 10 | SQ | 5
COMPANY 050 | 395 | LABORATORY EQUIPMENT | 10 | SQ | 5
COMPANY 050 | 396 | POWER OPERATED EQUIPMENT | 15 | R3 | 30
COMPANY 050 | 397 | COMMUNICATION EQUIPMENT | 10 | SQ | 5
COMPANY 050 | 398 | MISCELLANEOUS EQUIPMENT | 10 | SQ | 5
COMPANY 051 | 352.1 | STRUCTURES AND IMPROVEMENTS - MAJOR | 55 | R3 | -
COMPANY 051 | 352.1 | STRUCTURES AND IMPROVEMENTS - MAJOR | 65 | R3 | -
COMPANY 051 | 352.2 | STRUCTURES AND IMPROVEMENTS - SMALL | 45 | R3 | -
COMPANY 051 | 352.2 | STRUCTURES AND IMPROVEMENTS - SMALL | 45 | R3 | -
COMPANY 051 | 353 | STATION EQUIPMENT | 41 | S0 | -
COMPANY 051 | 353 | STATION EQUIPMENT | 38 | S0 | -
COMPANY 051 | 354 | TOWERS AND FIXTURES | 70 | R3 | -
COMPANY 051 | 354 | TOWERS AND FIXTURES | 80 | R3 | -
COMPANY 051 | 355 | POLES AND FIXTURES | 50 | R2.5 | -
COMPANY 051 | 355 | POLES AND FIXTURES | 55 | R3 | -
COMPANY 051 | 356 | OVERHEAD CONDUCTORS AND DEVICES | 55 | R3 | -
COMPANY 051 | 356 | OVERHEAD CONDUCTORS AND DEVICES | 65 | R3 | -
COMPANY 051 | 357 | UNDERGROUND CONDUIT | 60 | R4 | -
COMPANY 051 | 357 | UNDERGROUND CONDUIT | 60 | S3 | -
COMPANY 051 | 358 | UNDERGROUND CONDUCTORS AND DEVICES | 55 | R4 | -
COMPANY 051 | 358 | UNDERGROUND CONDUCTORS AND DEVICES | 60 | R3 | -
COMPANY 051 | 359 | ROADS AND TRAILS | 55 | R4 | -
COMPANY 051 | 359 | ROADS AND TRAILS | 60 | R4 | -
COMPANY 051 | 361.1 | STRUCTURES AND IMPROVEMENTS - MAJOR | 65 | R2.5 | -
COMPANY 051 | 361.1 | STRUCTURES AND IMPROVEMENTS - MAJOR | 70 | R3 | -
COMPANY 051 | 361.2 | STRUCTURES AND IMPROVEMENTS - SMALL | 45 | R3 | -
COMPANY 051 | 361.2 | STRUCTURES AND IMPROVEMENTS - SMALL | 45 | R3 | -
COMPANY 051 | 362.99 | STATION EQUIPMENT - COMPANY STATIONS | 53 | R1 | -
COMPANY 051 | 362.99 | STATION EQUIPMENT - CUSTOMER HIGH TENSION | 40 | R0.5 | -
COMPANY 051 | 362.99 | STATION EQUIPMENT - PORTABLE SUBSTATIONS | 40 | R0.5 | -
COMPANY 051 | 362.99 | STATION EQUIPMENT - COMPANY STATIONS | 55 | R1 | -
COMPANY 051 | 362.99 | STATION EQUIPMENT - CUSTOMER HIGH TENSION | 45 | R0.5 | -
COMPANY 051 | 362.99 | STATION EQUIPMENT - PORTABLE SUBSTATIONS | 45 | R0.5 | -
COMPANY 051 | 364 | POLES, TOWERS AND FIXTURES | 50 | R2 | -
COMPANY 051 | 364 | POLES, TOWERS AND FIXTURES | 58 | R1 | -
COMPANY 051 | 365 | OVERHEAD CONDUCTORS AND DEVICES | 48 | R1 | -
COMPANY 051 | 365 | OVERHEAD CONDUCTORS AND DEVICES | 50 | R0.5 | -
COMPANY 051 | 366 | UNDERGROUND CONDUIT | 70 | R4 | -
COMPANY 051 | 366 | UNDERGROUND CONDUIT | 75 | R4 | -
COMPANY 051 | 367 | UNDERGROUND CONDUCTORS AND DEVICES | 50 | R1.5 | -
COMPANY 051 | 367 | UNDERGROUND CONDUCTORS AND DEVICES | 45 | R1.5 | -
COMPANY 051 | 368 | LINE TRANSFORMERS - NETWORK | 50 | R1 | -
COMPANY 051 | 368 | LINE TRANSFORMERS - NETWORK | 30 | L0 | -
COMPANY 051 | 368 | LINE TRANSFORMERS - CONVENTIONAL DISTRIBUTION | 45 | R0.5 | -
COMPANY 051 | 368.1 | LINE TRANSFORMERS - OVERHEAD | 40 | S0 | -
COMPANY 051 | 368.1 | LINE TRANSFORMERS - OVERHEAD | 39 | S0 | -
COMPANY 051 | 368.2 | LINE TRANSFORMERS - PAD MOUNT | 44 | R1 | -
COMPANY 051 | 368.2 | LINE TRANSFORMERS - UNDERGROUND RESIDENTIAL DISTRIBUTION | 40 | R1.5 | -
COMPANY 051 | 368.2 | LINE TRANSFORMERS - UNDERGROUND RESIDENTIAL DISTRIBUTION | 40 | R1.5 | -
COMPANY 051 | 369 | SERVICES | 65 | R3 | -
COMPANY 051 | 369 | SERVICES | 65 | R1.5 | -
COMPANY 051 | 370 | METERS | 31 | R2.5 | -
COMPANY 051 | 370 | METERS | 18 | S0 | -
COMPANY 051 | 370.1 | METERS - AMR AND ELECTRONIC | 10 | S3 | -
COMPANY 051 | 370.1 | METERS - COMMUNICATION EQUIPMENT | 10 | S4 | -
COMPANY 051 | 373 | STREET LIGHTING AND SIGNAL SYSTEMS | 27 | R0.5 | -
COMPANY 051 | 373 | STREET LIGHTING AND SIGNAL SYSTEMS | 30 | L0 | -
COMPANY 051 | 390.1 | STRUCTURES AND IMPROVEMENTS - LARGE | 55 | R1.5 | -
COMPANY 051 | 390.1 | STRUCTURES AND IMPROVEMENTS - LARGE | 58 | R2 | -
COMPANY 051 | 390.2 | STRUCTURES AND IMPROVEMENTS - SMALL | 45 | R3 | -
COMPANY 051 | 390.2 | STRUCTURES AND IMPROVEMENTS - SMALL | 45 | R3 | -
COMPANY 051 | 391.1 | OFFICE FURNITURE | 20 | SQ | -
COMPANY 051 | 391.1 | OFFICE FURNITURE | 20 | SQ | -
COMPANY 051 | 391.3 | ELECTRONIC DATA PROCESSING | 5 | SQ | -
COMPANY 051 | 391.3 | ELECTRONIC DATA PROCESSING | 5 | SQ | -
COMPANY 051 | 393 | STORES EQUIPMENT | 30 | SQ | -
COMPANY 051 | 393 | STORES EQUIPMENT | 30 | SQ | -
COMPANY 051 | 394 | TOOLS, SHOP AND GARAGE EQUIPMENT | 25 | SQ | -
COMPANY 051 | 394 | TOOLS, SHOP AND GARAGE EQUIPMENT | 25 | SQ | -
COMPANY 051 | 395 | LABORATORY EQUIPMENT | 20 | SQ | -
COMPANY 051 | 395 | LABORATORY EQUIPMENT | 20 | SQ | -
COMPANY 051 | 397 | COMMUNICATION EQUIPMENT | 15 | SQ | -
COMPANY 051 | 397 | COMMUNICATION EQUIPMENT | 15 | SQ | -
COMPANY 051 | 398 | MISCELLANEOUS EQUIPMENT | 20 | SQ | -
COMPANY 051 | 398 | MISCELLANEOUS EQUIPMENT | 20 | SQ | -
COMPANY 052 | 303 | MISCELLANEOUS INTANGIBLE PLANT | 10 | SQ | 0
COMPANY 052 | 310 | LAND AND LAND RIGHTS | - | SQ | 0
COMPANY 052 | 311 | STRUCTURES AND IMPROVEMENTS | 80 | S1 | 0
COMPANY 052 | 311 | STRUCTURES AND IMPROVEMENTS | 85 | S1.5 | 0 - (7)
COMPANY 052 | 312 | BOILER PLANT EQUIPMENT | 55 | S0.5 | 0
COMPANY 052 | 312 | BOILER PLANT EQUIPMENT | 55 | S0.5 | (5) - (7)
COMPANY 052 | 314 | TURBOGENERATOR UNITS | 50 | S1 | 0
COMPANY 052 | 314 | TURBOGENERATOR UNITS | 50 | R2 | (5) - (7)
COMPANY 052 | 315 | ACCESSORY ELECTRIC EQUIPMENT | 60 | S2 | 0
COMPANY 052 | 315 | ACCESSORY ELECTRIC EQUIPMENT | 60 | R4 | (5) - (7)
COMPANY 052 | 316 | MISCELLANEOUS POWER PLANT EQUIPMENT | 35 | R2 | 0
COMPANY 052 | 316 | MISCELLANEOUS POWER PLANT EQUIPMENT | 30 | L1 | 0 - (7)
COMPANY 052 | 341 | STRUCTURES AND IMPROVEMENTS | - | SQ | 0
COMPANY 052 | 341 | STRUCTURES AND IMPROVEMENTS | 55 | S1 | (1) - (5)
COMPANY 052 | 342 | FUEL HOLDERS, PRODUCERS AND ACCESSORIES | - | SQ | 0
COMPANY 052 | 342 | FUEL HOLDERS, PRODUCERS AND ACCESSORIES | 50 | S2.5 | (2) - (5)
COMPANY 052 | 343 | PRIME MOVERS | - | SQ | 0
COMPANY 052 | 343 | PRIME MOVERS | 50 | R3 | (2) - (5)
COMPANY 052 | 344 | GENERATORS | - | SQ | 0
COMPANY 052 | 344 | GENERATORS | 50 | R2.5 | (1) - (5)
COMPANY 052 | 345 | ACCESSORY ELECTRIC EQUIPMENT | - | SQ | 0
COMPANY 052 | 345 | ACCESSORY ELECTRIC EQUIPMENT | 50 | R2.5 | (1) - (5)
COMPANY 052 | 346 | MISCELLANEOUS POWER PLANT EQUIPMENT | - | SQ | 0
COMPANY 052 | 346 | MISCELLANEOUS POWER PLANT EQUIPMENT | 40 | S2.5 | (2) - (3)
COMPANY 052 | 353 | STATION EQUIPMENT | 40 | R3 | 0
COMPANY 052 | 353 | STATION EQUIPMENT | 60 | R2 | -25
COMPANY 052 | 353.2 | STATION EQUIPMENT - ENERGY CONTROL SYSTEM | 25 | S1.5 | -10
COMPANY 052 | 354 | TOWERS AND FIXTURES | 65 | R3 | -5
COMPANY 052 | 354 | TOWERS AND FIXTURES | 70 | R4 | 0
COMPANY 052 | 355 | POLES AND FIXTURES | 50 | R2.5 | -5
COMPANY 052 | 355 | POLES AND FIXTURES | 60 | S2 | -60
COMPANY 052 | 356 | OVERHEAD CONDUCTORS AND DEVICES | 50 | S2 | -5
COMPANY 052 | 356 | OVERHEAD CONDUCTORS AND DEVICES | 60 | R4 | -60
COMPANY 052 | 359 | ROADS AND TRAILS | 60 | R4 | 0
COMPANY 052 | 359 | ROADS AND TRAILS | 70 | R4 | 0
COMPANY 052 | 362 | STATION EQUIPMENT | 30 | R3 | 0
COMPANY 052 | 362 | STATION EQUIPMENT | 35 | R0.5 | -10
COMPANY 052 | 362.1 | STATION EQUIPMENT - SCADA | 35 | R2.5 | 0
COMPANY 052 | 368 | LINE TRANSFORMERS | 40 | R2.5 | 0
COMPANY 052 | 368 | LINE TRANSFORMERS | 50 | R3 | 0
COMPANY 052 | 390 | STRUCTURES AND IMPROVEMENTS | 65 | R4 | 0
COMPANY 052 | 390.1 | STRUCTURES AND IMPROVEMENTS - LARGE | - | SQ | 0
COMPANY 052 | 390.2 | STRUCTURES AND IMPROVEMENTS - SMALL | 40 | SQ | 0
COMPANY 052 | 391 | OFFICE FURNITURE AND EQUIPMENT | 15 | SQ | 0
COMPANY 052 | 391 | OFFICE FURNITURE AND EQUIPMENT | 20 | SQ | 0
COMPANY 052 | 391.4 | OFFICE FURNITURE AND EQUIPMENT - PEOPLESOFT | 15 | SQ | 0
COMPANY 052 | 392 | TRANSPORTATION EQUIPMENT | 9 | R0.5 | 15
COMPANY 052 | 392 | TRANSPORTATION EQUIPMENT | 11 | L1.5 | 0
COMPANY 052 | 393 | STORES EQUIPMENT | 20 | SQ | 0
COMPANY 052 | 393 | STORES EQUIPMENT | 25 | SQ | 0
COMPANY 052 | 394 | TOOLS, SHOP AND GARAGE EQUIPMENT | 20 | SQ | 0
COMPANY 052 | 394 | TOOLS, SHOP AND GARAGE EQUIPMENT | 20 | SQ | 0
COMPANY 052 | 395 | LABORATORY EQUIPMENT | 20 | SQ | 0
COMPANY 052 | 395 | LABORATORY EQUIPMENT | 20 | SQ | 0
COMPANY 052 | 396 | POWER OPERATED EQUIPMENT | 16 | R0.5 | 15
COMPANY 052 | 396 | POWER OPERATED EQUIPMENT | 20 | R1.5 | 0
COMPANY 052 | 397 | COMMUNICATION EQUIPMENT | 10 | SQ | 0
COMPANY 052 | 397 | COMMUNICATION EQUIPMENT | 15 | SQ | 0
COMPANY 052 | 398 | MISCELLANEOUS EQUIPMENT | 15 | SQ | 0
COMPANY 052 | 398 | MISCELLANEOUS EQUIPMENT |  |  | 0
COMPANY 053 | 311 | STRUCTURES AND IMPROVEMENTS | 100 | S2.5 | -5
COMPANY 053 | 311 | STRUCTURES AND IMPROVEMENTS | 100 | S2.5 | 0
COMPANY 053 | 311 | STRUCTURES AND IMPROVEMENTS | 100 | R3 | -5
COMPANY 053 | 311 | STRUCTURES AND IMPROVEMENTS | 100 | R3 | (4)-(5)
COMPANY 053 | 312 | BOILER PLANT EQUIPMENT | 80 | R4 | -10
COMPANY 053 | 312 | BOILER PLANT EQUIPMENT | 75 | R4 | 0
COMPANY 053 | 312 | BOILER PLANT EQUIPMENT | 70 | R4 | -5
COMPANY 053 | 312 | BOILER PLANT EQUIPMENT | 65 | R4 | (4)-(5)
COMPANY 053 | 313 | ENGINES AND GENERATORS | 50 | R3 | -10
COMPANY 053 | 313 | ENGINES AND GENERATORS | 50 | R2.5 | 0
COMPANY 053 | 313 | ENGINES AND GENERATORS | 55 | R2.5 | 0
COMPANY 053 | 313 | ENGINES AND ENGINE-DRIVEN GENERATORS | 60 | R2.5 | (4)-(5)
COMPANY 053 | 314 | TURBOGENERATOR UNITS | 75 | S3 | -5
COMPANY 053 | 314 | TURBOGENERATOR UNITS | 70 | R3 | 0
COMPANY 053 | 314 | TURBOGENERATOR UNITS | 75 | R2.5 | -5
COMPANY 053 | 314 | TURBOGENERATOR UNITS | 70 | R2.5 | (4)-(5)
COMPANY 053 | 315 | ACCESSORY ELECTRIC EQUIPMENT | 65 | R4 | 0
COMPANY 053 | 315 | ACCESSORY ELECTRIC EQUIPMENT | 70 | R4 | 0
COMPANY 053 | 315 | ACCESSORY ELECTRIC EQUIPMENT | 65 | S4 | -5
COMPANY 053 | 315 | ACCESSORY ELECTRIC EQUIPMENT | 70 | R2.5 | (4)-(5)
COMPANY 053 | 316 | MISCELLANEOUS POWER PLANT EQUIPMENT | 65 | R3 | 0
COMPANY 053 | 316 | MISCELLANEOUS POWER PLANT EQUIPMENT | 70 | S2.5 | 0
COMPANY 053 | 316 | MISCELLANEOUS POWER PLANT EQUIPMENT | 70 | S2.5 | -5
COMPANY 053 | 316 | MISCELLANEOUS POWER PLANT EQUIPMENT | 70 | S2.5 | (4)-(5)
COMPANY 053 | 341 | STRUCTURES AND IMPROVEMENTS | 60 | S2.5 | 0
COMPANY 053 | 341 | STRUCTURES AND IMPROVEMENTS | 60 | R4 | (1) - (2)
COMPANY 053 | 341 | STRUCTURES AND IMPROVEMENTS | 60 | R4 | 0
COMPANY 053 | 341 | STRUCTURES AND IMPROVEMENTS | 55 | S4 | (2)-(6)
COMPANY 053 | 341 | STRUCTURES AND IMPROVEMENTS | 55 | S4 | -5
COMPANY 053 | 341.01 | STRUCTURES AND IMPROVEMENTS - SOLAR | 35 | S2 | 0
COMPANY 053 | 342 | FUEL HOLDERS, PRODUCERS AND ACCESSORIES | 45 | R4 | 0
COMPANY 053 | 342 | FUEL HOLDERS, PRODUCERS AND ACCESSORIES | 50 | R4 | (1) - (2)
COMPANY 053 | 342 | FUEL HOLDERS, PRODUCERS AND ACCESSORIES | 50 | R4 | 0
COMPANY 053 | 342 | FUEL HOLDERS | 50 | R4 | (2)-(6)
COMPANY 053 | 343 | PRIME MOVERS | 40 | S1 | 0
COMPANY 053 | 343 | PRIME MOVERS | 40 | S1 | (1) - (2)
COMPANY 053 | 343 | PRIME MOVERS | 40 | S1 | 0
COMPANY 053 | 343 | PRIME MOVERS | 40 | S1 | (2)-(6)
COMPANY 053 | 344 | GENERATORS | 40 | R3 | 0
COMPANY 053 | 344 | GENERATORS | 50 | S2.5 | (1) - (2)
COMPANY 053 | 344 | GENERATORS | 45 | S3 | 0
COMPANY 053 | 344 | GENERATORS | 45 | S3 | (2)-(6)
COMPANY 053 | 344 | GENERATORS | 25 | S2.5 | -5
COMPANY 053 | 344.01 | GENERATORS - SOLAR | 30 | S2.5 | 0
COMPANY 053 | 344.01 | GENERATORS - SOLAR | 25 | S2.5 | 0
COMPANY 053 | 345 | ACCESSORY ELECTRIC EQUIPMENT | 45 | S1.5 | 0
COMPANY 053 | 345 | ACCESSORY ELECTRIC EQUIPMENT | 45 | S1 | (1) - (2)
COMPANY 053 | 345 | ACCESSORY ELECTRIC EQUIPMENT | 45 | S1.5 | 0
COMPANY 053 | 345 | ACCESSORY ELECTRIC EQUIPMENT | 45 | S1.5 | (2)-(6)
COMPANY 053 | 345.01 | ACCESSORY ELECTRIC EQUIPMENT - SOLAR | 25 | S2.5 | 0
COMPANY 053 | 346 | MISCELLANEOUS POWER PLANT EQUIPMENT | 45 | S3 | 0
COMPANY 053 | 346 | MISCELLANEOUS POWER PLANT EQUIPMENT | 45 | S3 | (1) - (2)
COMPANY 053 | 346 | MISCELLANEOUS POWER PLANT EQUIPMENT | 50 | R4 | 0
COMPANY 053 | 346 | MISCELLANEOUS POWER PLANT EQUIPMENT | 50 | R4 | (2)-(6)
COMPANY 053 | 350 | LAND AND LAND RIGHTS - RIGHTS | 75 | R3 | 0
COMPANY 053 | 350 | LAND AND LAND RIGHTS - RIGHTS | 80 | R3 | 0
COMPANY 053 | 350 | LAND RIGHTS | 80 | R3 | 0
COMPANY 053 | 350 | LAND RIGHTS - ISLETA | - | SQ | 0
COMPANY 053 | 352 | STRUCTURES AND IMPROVEMENTS | 65 | R4 | -5
COMPANY 053 | 352 | STRUCTURES AND IMPROVEMENTS | 75 | R4 | 0
COMPANY 053 | 352 | STRUCTURES AND IMPROVEMENTS | 75 | R4 | -5
COMPANY 053 | 353 | STATION EQUIPMENT | 48 | R4 | -2
COMPANY 053 | 353 | STATION EQUIPMENT | 50 | R4 | 0
COMPANY 053 | 353 | STATION EQUIPMENT | 55 | R4 | -10
COMPANY 053 | 354 | TOWERS AND FIXTURES | 70 | R4 | -10
COMPANY 053 | 354 | TOWERS AND FIXTURES | 75 | R4 | 0
COMPANY 053 | 354 | STEEL TOWERS AND FIXTURES | 80 | R4 | -10
COMPANY 053 | 355 | POLES AND FIXTURES | 50 | S3 | -25
COMPANY 053 | 355 | POLES AND FIXTURES | 55 | S3 | 0
COMPANY 053 | 355 | WOOD AND STEEL POLES | 60 | S3 | -20
COMPANY 053 | 356 | OVERHEAD CONDUCTORS AND DEVICES | 60 | R5 | -10
COMPANY 053 | 356 | OVERHEAD CONDUCTORS AND DEVICES | 60 | R5 | 0
COMPANY 053 | 356 | OVERHEAD CONDUCTORS AND DEVICES | 65 | R4 | -15
COMPANY 053 | 359 | ROADS AND TRAILS | 65 | R3 | 0
COMPANY 053 | 359 | ROADS AND TRAILS | 70 | R3 | 0
COMPANY 053 | 359 | ROADS AND TRAILS | 75 | R3 | 0
COMPANY 053 | 360 | LAND AND LAND RIGHTS - RIGHTS | 70 | R4 | 0
COMPANY 053 | 360 | LAND AND LAND RIGHTS - RIGHTS | 70 | R4 | 0
COMPANY 053 | 360 | LAND RIGHTS | 70 | R4 | 0
COMPANY 053 | 361 | STRUCTURES AND IMPROVEMENTS | 65 | R3 | -5
COMPANY 053 | 361 | STRUCTURES AND IMPROVEMENTS | 70 | R3 | 0
COMPANY 053 | 361 | STRUCTURES AND IMPROVEMENTS | 70 | R3 | -5
COMPANY 053 | 362 | STATION EQUIPMENT | 60 | R2 | -2
COMPANY 053 | 362 | STATION EQUIPMENT | 65 | R2 | 0
COMPANY 053 | 362 | STATION EQUIPMENT | 65 | R2.5 | -5
COMPANY 053 | 363 | ENERGY STORAGE EQUIPMENT | 15 | L3 | 0
COMPANY 053 | 364 | POLES, TOWERS AND FIXTURES | 45 | R3 | -20
COMPANY 053 | 364 | POLES, TOWERS AND FIXTURES | 45 | R3 | 0
COMPANY 053 | 364 | POLES, TOWERS AND FIXTURES | 45 | S2.5 | -30
COMPANY 053 | 365 | OVERHEAD CONDUCTORS AND DEVICES | 48 | R2.5 | -15
COMPANY 053 | 365 | OVERHEAD CONDUCTORS AND DEVICES | 48 | R2.5 | 0
COMPANY 053 | 365 | OVERHEAD CONDUCTORS AND DEVICES | 48 | R2.5 | -40
COMPANY 053 | 366 | UNDERGROUND CONDUIT | 57 | R4 | -10
COMPANY 053 | 366 | UNDERGROUND CONDUIT | 65 | R4 | 0
COMPANY 053 | 366 | UNDERGROUND CONDUIT | 70 | R4 | -5
COMPANY 053 | 367 | UNDERGROUND CONDUCTORS AND DEVICES | 40 | R3 | -15
COMPANY 053 | 367 | UNDERGROUND CONDUCTORS AND DEVICES | 41 | S2 | 0
COMPANY 053 | 367 | UNDERGROUND CONDUCTORS AND DEVICES | 44 | S1.5 | -30
COMPANY 053 | 368 | LINE TRANSFORMERS | 55 | R3 | -5
COMPANY 053 | 368 | LINE TRANSFORMERS | 52 | R3 | 0
COMPANY 053 | 368 | LINE TRANSFORMERS | 51 | R3 | -25
COMPANY 053 | 369 | SERVICES | 60 | S3 | -15
COMPANY 053 | 369 | SERVICES | 65 | S3 | 0
COMPANY 053 | 369 | SERVICES | 65 | S3 | -25
COMPANY 053 | 370 | METERS | 31 | R2 | -10
COMPANY 053 | 370 | METERS | 35 | R2.5 | 0
COMPANY 053 | 370 | METERS | 37 | R2.5 | -15
COMPANY 053 | 371 | INSTALLATIONS ON CUSTOMERS' PREMISES | 36 | R2 | -15
COMPANY 053 | 371 | INSTALLATIONS ON CUSTOMERS' PREMISES | 35 | R2 | 0
COMPANY 053 | 371 | INSTALLATIONS ON CUSTOMERS' PREMISES | 35 | R2 | -20
COMPANY 053 | 373 | STREET LIGHTING AND SIGNAL SYSTEMS | 50 | R3 | -15
COMPANY 053 | 373 | STREET LIGHTING AND SIGNAL SYSTEMS | 55 | R3 | 0
COMPANY 053 | 373 | STREET LIGHTING AND SIGNAL SYSTEMS | 55 | R3 | -25
COMPANY 053 | 390 | STRUCTURES AND IMPROVEMENTS | 80 | S1.5 | 0
COMPANY 053 | 390 | STRUCTURES AND IMPROVEMENTS | 40 | R2 | 0
COMPANY 053 | 390.1 | STRUCTURES AND IMPROVEMENTS - LARGE | 80 | R2.5 | 0
COMPANY 053 | 390.1 | STRUCTURES AND IMPROVEMENTS - LARGE | 80 | R2.5 | 0
COMPANY 053 | 390.2 | STRUCTURES AND IMPROVEMENTS - SMALL | 40 | S0.5 | 0
COMPANY 053 | 390.2 | STRUCTURES AND IMPROVEMENTS - SMALL | 40 | S0.5 | 0
COMPANY 053 | 391 | OFFICE FURNITURE AND EQUIPMENT | 20 | SQ | 0
COMPANY 053 | 391 | OFFICE FURNITURE AND EQUIPMENT | 20 | SQ | 0
COMPANY 053 | 391 | OFFICE FURNITURE AND EQUIPMENT | 20 | SQ | 0
COMPANY 053 | 392.1 | TRANSPORTATION EQUIPMENT - CARS - SEDANS | 10 | S1 | 10
COMPANY 053 | 392.2 | TRANSPORTATION EQUIPMENT - LIGHT DUTY VEHICLES | 9 | L3 | 10
COMPANY 053 | 392.4 | TRANSPORTATION EQUIPMENT - HEAVY DUTY VEHICLES | 13 | L3 | 10
COMPANY 053 | 392.5 | TRANSPORTATION EQUIPMENT - TRAILERS | 26 | L2 | 5
COMPANY 053 | 393 | STORES EQUIPMENT | 25 | SQ | 0
COMPANY 053 | 393 | STORES EQUIPMENT | 25 | SQ | 0
COMPANY 053 | 393 | STORES EQUIPMENT | 25 | SQ | 0
COMPANY 053 | 394 | TOOLS, SHOP AND GARAGE EQUIPMENT | 25 | SQ | 0
COMPANY 053 | 394 | TOOLS, SHOP AND GARAGE EQUIPMENT | 25 | SQ | 0
COMPANY 053 | 394 | TOOLS, SHOP AND GARAGE EQUIPMENT | 25 | SQ | 0
COMPANY 053 | 395 | LABORATORY EQUIPMENT | 15 | SQ | 0
COMPANY 053 | 395 | LABORATORY EQUIPMENT | 15 | SQ | 0
COMPANY 053 | 395 | LABORATORY EQUIPMENT | 15 | SQ | 0
COMPANY 053 | 396 | POWER OPERATED EQUIPMENT | 22 | R2.5 | 15
COMPANY 053 | 396 | POWER OPERATED EQUIPMENT | 21 | R2.5 | 0
COMPANY 053 | 396 | POWER OPERATED EQUIPMENT | 21 | R2.5 | 15
COMPANY 053 | 397 | COMMUNICATION EQUIPMENT | 15 | SQ | 0
COMPANY 053 | 397 | COMMUNICATION EQUIPMENT | 15 | SQ | 0
COMPANY 053 | 397 | COMMUNICATION EQUIPMENT | 15 | SQ | 0
COMPANY 053 | 398 | MISCELLANEOUS EQUIPMENT | 15 | SQ | 0
COMPANY 053 | 398 | MISCELLANEOUS EQUIPMENT | 15 | SQ | 0
COMPANY 053 | 398 | MISCELLANEOUS EQUIPMENT | 15 | SQ | 0
COMPANY 054 | 311 | STRUCTURES AND IMPROVEMENTS | 100 | R2.5 | (17) - (40)
COMPANY 054 | 312 | BOILER PLANT EQUIPMENT | 75 | R2.5 | (17) - (40)
COMPANY 054 | 314 | TURBOGENERATOR UNITS | 60 | R2 | (17) - (40)
COMPANY 054 | 315 | ACCESSORY ELECTRIC EQUIPMENT | 60 | R3 | (17) - (40)
COMPANY 054 | 316 | MISCELLANEOUS POWER PLANT EQUIPMENT | 55 | R2 | (17) - (40)
COMPANY 054 | 320 | LAND AND LAND RIGHTS - RIGHTS | 70 | R3 | 0
COMPANY 054 | 321 | STRUCTURES AND IMPROVEMENTS | 70 | R2.5 | 0
COMPANY 054 | 322 | REACTOR PLANT EQUIPMENT | 40 | R1.5 | -2
COMPANY 054 | 323 | TURBOGENERATOR UNITS | 50 | R3 | -2
COMPANY 054 | 324 | ACCESSORY ELECTRIC EQUIPMENT | 60 | R3 | -1
COMPANY 054 | 325 | MISCELLANEOUS POWER PLANT EQUIPMENT | 50 | R3 | 0
COMPANY 054 | 330 | LAND AND LAND RIGHTS - RIGHTS | 75 | R3 | 0
COMPANY 054 | 331 | STRUCTURES AND IMPROVEMENTS | 100 | S2.5 | -5
COMPANY 054 | 332 | RESERVOIRS, DAMS AND WATERWAYS | 100 | S2.5 | -10
COMPANY 054 | 333 | WATER WHEELS, TURBINES AND GENERATORS | 90 | S4 | -15
COMPANY 054 | 334 | ACCESSORY ELECTRIC EQUIPMENT | 45 | R2.5 | -5
COMPANY 054 | 335 | MISCELLANEOUS POWER PLANT EQUIPMENT | 60 | R2.5 | 0
COMPANY 054 | 341 | STRUCTURES AND IMPROVEMENTS | 50 | S1.5 | 0
COMPANY 054 | 342 | FUEL HOLDERS, PRODUCERS AND ACCESSORIES | 55 | S2 | 10
COMPANY 054 | 343 | PRIME MOVERS | 45 | S1.5 | -5
COMPANY 054 | 344 | GENERATORS | 40 | S1.5 | -5
COMPANY 054 | 345 | ACCESSORY ELECTRIC EQUIPMENT | 45 | S2.5 | -5
COMPANY 054 | 346 | MISCELLANEOUS POWER PLANT EQUIPMENT | 35 | R2.5 | 0
COMPANY 054 | 350 | LAND AND LAND RIGHTS - RIGHTS | 75 | R3 | 0
COMPANY 054 | 352 | STRUCTURES AND IMPROVEMENTS | 55 | R3 | -5
COMPANY 054 | 353 | STATION EQUIPMENT | 51 | R2 | 0
COMPANY 054 | 354 | TOWERS AND FIXTURES | 65 | R4 | -20
COMPANY 054 | 355 | POLES AND FIXTURES | 60 | R2.5 | -25
COMPANY 054 | 357 | UNDERGROUND CONDUIT | 50 | S2.5 | 0
COMPANY 054 | 358 | UNDERGROUND CONDUCTORS AND DEVICES | 45 | R2.5 | -5
COMPANY 054 | 359 | ROADS AND TRAILS | 75 | R3 | 0
COMPANY 054 | 360 | LAND AND LAND RIGHTS - RIGHTS | 65 | R4 | 0
COMPANY 054 | 361 | STRUCTURES AND IMPROVEMENTS | 55 | R3 | -5
COMPANY 054 | 362 | STATION EQUIPMENT | 54 | R1.5 | -10
COMPANY 054 | 364 | POLES, TOWERS AND FIXTURES | 35 | R0.5 | -15
COMPANY 054 | 365 | OVERHEAD CONDUCTORS AND DEVICES | 34 | R0.5 | -10
COMPANY 054 | 366 | UNDERGROUND CONDUIT | 35 | R2 | 0
COMPANY 054 | 367 | UNDERGROUND CONDUCTORS AND DEVICES | 31 | S2 | -5
COMPANY 054 | 368 | LINE TRANSFORMERS | 28 | R0.5 | 0
COMPANY 054 | 369.1 | SERVICES - OVERHEAD | 42 | S2 | -10
COMPANY 054 | 369.2 | SERVICES - UNDERGROUND | 35 | S2.5 | -20
COMPANY 054 | 370 | METERS | 29 | R1 | 0
COMPANY 054 | 371 | INSTALLATIONS ON CUSTOMERS' PREMISES | 15 | L2 | -5
COMPANY 054 | 373 | STREET LIGHTING AND SIGNAL SYSTEMS | 19 | R0.5 | -10
COMPANY 054 | 390 | STRUCTURES AND IMPROVEMENTS | 50 | R1.5 | -10
COMPANY 054 | 391 | OFFICE FURNITURE AND EQUIPMENT | 20 | SQ | 0
COMPANY 054 | 391.3 | DATA HANDLING | 15 | SQ | 0
COMPANY 054 | 391.3 | INFORMATION SYSTEMS | 5 | SQ | 0
COMPANY 054 | 392 | TRANSPORTATION EQUIPMENT | 15 | R3 | 0
COMPANY 054 | 393 | STORES EQUIPMENT | 15 | SQ | 0
COMPANY 054 | 394 | TOOLS, SHOP AND GARAGE EQUIPMENT | 15 | SQ | 0
COMPANY 054 | 395 | LABORATORY EQUIPMENT | 10 | SQ | 0
COMPANY 054 | 396 | POWER OPERATED EQUIPMENT | 15 | L2.5 | 0
COMPANY 054 | 397 | COMMUNICATION EQUIPMENT | 10 | SQ | 0
COMPANY 054 | 397.2 | MICROWAVE EQUIPMENT | 15 | SQ | 0
COMPANY 054 | 398 | MISCELLANEOUS EQUIPMENT | 10 | SQ | 0
COMPANY 054 | 399 | OTHER TANGIBLE PROPERTY | 40 | R2.5 | 0
COMPANY 055 | 310 | LAND AND LAND RIGHTS - RIGHTS | 75 | R4 | 0
COMPANY 055 | 311 | STRUCTURES AND IMPROVEMENTS | 70 | R2 | (5) - (19)
COMPANY 055 | 312 | BOILER PLANT EQUIPMENT | 75 | R2.5 | (10) - (19)
COMPANY 055 | 314 | TURBOGENERATOR UNITS | 65 | R3 | (10) - (19)
COMPANY 055 | 315 | ACCESSORY ELECTRIC EQUIPMENT | 60 | R2.5 | (5) - (19)
COMPANY 055 | 316 | MISCELLANEOUS POWER PLANT EQUIPMENT | 55 | R1.5 | (5) - (19)
COMPANY 055 | 321 | STRUCTURES AND IMPROVEMENTS | 90 | S1.5 | 0
COMPANY 055 | 322 | REACTOR PLANT EQUIPMENT | 60 | R1.5 | 0
COMPANY 055 | 323 | TURBOGENERATOR UNITS | 50 | S0.5 | 0
COMPANY 055 | 324 | ACCESSORY ELECTRIC EQUIPMENT | 60 | S1.5 | 0
COMPANY 055 | 325 | MISCELLANEOUS POWER PLANT EQUIPMENT | 50 | R2 | 0
COMPANY 055 | 343 | PRIME MOVERS | 45 | S1.5 | -10
COMPANY 055 | 344 | GENERATORS | 40 | S1.5 | -10
COMPANY 055 | 346 | MISCELLANEOUS POWER PLANT EQUIPMENT | 35 | R2.5 | 0
COMPANY 055 | 350 | LAND AND LAND RIGHTS - RIGHTS | 65 | R4 | 0
COMPANY 055 | 352 | STRUCTURES AND IMPROVEMENTS | 60 | S2.5 | 0
COMPANY 055 | 353 | STATION EQUIPMENT | 55 | R2 | 0
COMPANY 055 | 354 | TOWERS AND FIXTURES | 55 | R4 | 0
COMPANY 055 | 355 | POLES AND FIXTURES | 52 | R1.5 | 0
COMPANY 055 | 356 | OVERHEAD CONDUCTORS AND DEVICES | 60 | R2.5 | 0
COMPANY 055 | 357 | UNDERGROUND CONDUIT | 50 | S2.5 | 0
COMPANY 055 | 358 | UNDERGROUND CONDUCTORS AND DEVICES | 45 | S2.5 | 0
COMPANY 055 | 359 | ROADS AND TRAILS | 60 | R1.5 | 0
COMPANY 055 | 360 | LAND AND LAND RIGHTS - RIGHTS | 65 | R4 | 0
COMPANY 055 | 361 | STRUCTURES AND IMPROVEMENTS | 60 | R2.5 | 0
COMPANY 055 | 362 | STATION EQUIPMENT | 50 | S0 | 0
COMPANY 055 | 364 | POLES, TOWERS AND FIXTURES | 33 | O1 | 0
COMPANY 055 | 365 | OVERHEAD CONDUCTORS AND DEVICES | 37 | O1 | 0
COMPANY 055 | 366 | UNDERGROUND CONDUIT | 50 | R2 | 0
COMPANY 055 | 367 | UNDERGROUND CONDUCTORS AND DEVICES | 37 | R1.5 | 0
COMPANY 055 | 368 | LINE TRANSFORMERS | 33 | S0 | 0
COMPANY 055 | 369.1 | SERVICES - OVERHEAD | 33 | R4 | 0
COMPANY 055 | 369.2 | SERVICES - UNDERGROUND | 33 | R4 | 0
COMPANY 055 | 370 | METERS | 32 | R1.5 | 0
COMPANY 055 | 371 | INSTALLATIONS ON CUSTOMERS' PREMISES | 50 | R2.5 | 0
COMPANY 055 | 373 | STREET LIGHTING AND SIGNAL SYSTEMS | 43 | R2 | 0
COMPANY 055 | 373.3 | STREET LIGHTING AND SIGNAL SYSTEMS - NON-ROADWAY LIGHTING | 45 | R2 | 0
COMPANY 055 | 390 | STRUCTURES AND IMPROVEMENTS | 55 | S1.5 | 0
COMPANY 055 | 391 | OFFICE FURNITURE AND EQUIPMENT | 15 | SQ | 0
COMPANY 055 | 391.3 | DATA HANDLING | 15 | SQ | 0
COMPANY 055 | 391.3 | INFORMATION SYSTEMS | 5 | SQ | 0
COMPANY 055 | 392 | TRANSPORTATION EQUIPMENT | 13 | S1 | 0
COMPANY 055 | 393 | STORES EQUIPMENT | 15 | SQ | 0
COMPANY 055 | 394 | TOOLS, SHOP AND GARAGE EQUIPMENT | 15 | SQ | 0
COMPANY 055 | 395 | LABORATORY EQUIPMENT | 10 | SQ | 0
COMPANY 055 | 396 | POWER OPERATED EQUIPMENT | 20 | R2 | 0
COMPANY 055 | 397 | COMMUNICATION EQUIPMENT | 10 | SQ | 0
COMPANY 055 | 397.2 | MICROWAVE EQUIPMENT | 15 | SQ | 0
COMPANY 055 | 398 | MISCELLANEOUS EQUIPMENT | 10 | SQ | 0
COMPANY 056 | 311 | STRUCTURES AND IMPROVEMENTS | 75 | R2 | 0 - (41)
COMPANY 056 | 312 | BOILER PLANT EQUIPMENT | 60 | R1.5 | 0 - (41)
COMPANY 056 | 313 | ENGINES AND GENERATORS | 60 | R2.5 | 0
COMPANY 056 | 314 | TURBOGENERATOR UNITS | 60 | R1.5 | 0 - (41)
COMPANY 056 | 315 | ACCESSORY ELECTRIC EQUIPMENT | 65 | R2 | 0 - (41)
COMPANY 056 | 316 | MISCELLANEOUS POWER PLANT EQUIPMENT | 50 | R1.5 | 0 - (41)
COMPANY 056 | 320 | LAND AND LAND RIGHTS - RIGHTS | 70 | R3 | 0
COMPANY 056 | 321 | STRUCTURES AND IMPROVEMENTS | 80 | R1.5 | 0
COMPANY 056 | 322 | REACTOR PLANT EQUIPMENT | 60 | R2.5 | -3
COMPANY 056 | 323 | TURBOGENERATOR UNITS | 55 | S0.5 | -1
COMPANY 056 | 324 | ACCESSORY ELECTRIC EQUIPMENT | 50 | S2.5 | 0
COMPANY 056 | 325 | MISCELLANEOUS POWER PLANT EQUIPMENT | 55 | S0.5 | 0
COMPANY 056 | 341 | STRUCTURES AND IMPROVEMENTS | 50 | S1.5 | 0
COMPANY 056 | 342 | FUEL HOLDERS, PRODUCERS AND ACCESSORIES | 50 | R3 | 0
COMPANY 056 | 343 | PRIME MOVERS | 35 | R3 | -10
COMPANY 056 | 344 | GENERATORS | 40 | R2.5 | -10
COMPANY 056 | 345 | ACCESSORY ELECTRIC EQUIPMENT | 35 | R1 | 0
COMPANY 056 | 346 | MISCELLANEOUS POWER PLANT EQUIPMENT | 30 | S1.5 | 0
COMPANY 056 | 350 | LAND AND LAND RIGHTS - RIGHTS | 70 | R4 | 0
COMPANY 056 | 352 | STRUCTURES AND IMPROVEMENTS | 55 | S1.5 | -5
COMPANY 056 | 353 | STATION EQUIPMENT | 50 | R2 | -10
COMPANY 056 | 354 | TOWERS AND FIXTURES | 50 | R2.5 | -20
COMPANY 056 | 355 | POLES AND FIXTURES | 60 | R2.5 | -40
COMPANY 056 | 356 | OVERHEAD CONDUCTORS AND DEVICES | 60 | R2.5 | -35
COMPANY 056 | 357 | UNDERGROUND CONDUIT | 50 | S2.5 | 0
COMPANY 056 | 358 | UNDERGROUND CONDUCTORS AND DEVICES | 45 | S2.5 | 0
COMPANY 056 | 359 | ROADS AND TRAILS | 60 | R4 | 0
COMPANY 056 | 360 | LAND AND LAND RIGHTS - RIGHTS | 70 | R4 | 0
COMPANY 056 | 361 | STRUCTURES AND IMPROVEMENTS | 60 | R2 | -10
COMPANY 056 | 362 | STATION EQUIPMENT | 55 | R1 | -5
COMPANY 056 | 364 | POLES, TOWERS AND FIXTURES | 32 | R0.5 | -20
COMPANY 056 | 365 | OVERHEAD CONDUCTORS AND DEVICES | 37 | R1 | -10
COMPANY 056 | 366 | UNDERGROUND CONDUIT | 48 | R1.5 | 0
COMPANY 056 | 367 | UNDERGROUND CONDUCTORS AND DEVICES | 39 | R1 | -10
COMPANY 056 | 368 | LINE TRANSFORMERS | 25 | L0 | 0
COMPANY 056 | 369.1 | SERVICES - OVERHEAD | 34 | S0.5 | -15
COMPANY 056 | 369.2 | SERVICES - UNDERGROUND | 36 | S0.5 | -15
COMPANY 056 | 370 | METERS | 36 | R1 | 0
COMPANY 056 | 371 | INSTALLATIONS ON CUSTOMERS' PREMISES | 20 | S0 | 0
COMPANY 056 | 373 | STREET LIGHTING AND SIGNAL SYSTEMS | 25 | L0 | 0
COMPANY 056 | 373.3 | STREET LIGHTING AND SIGNAL SYSTEMS - NON-ROADWAY LIGHTING | 30 | R2 | 0
COMPANY 056 | 390 | STRUCTURES AND IMPROVEMENTS | 45 | R2.5 | -5
COMPANY 056 | 391 | OFFICE FURNITURE AND EQUIPMENT | 15 | SQ | 0
COMPANY 056 | 391.3 | DATA HANDLING | 15 | SQ | 0
COMPANY 056 | 391.3 | INFORMATION SYSTEMS | 5 | SQ | 0
COMPANY 056 | 392 | TRANSPORTATION EQUIPMENT | 8 | L2.5 | 0
COMPANY 056 | 393 | STORES EQUIPMENT | 15 | SQ | 0
COMPANY 056 | 394 | TOOLS, SHOP AND GARAGE EQUIPMENT | 15 | SQ | 0
COMPANY 056 | 395 | LABORATORY EQUIPMENT | 10 | SQ | 0
COMPANY 056 | 396 | POWER OPERATED EQUIPMENT | 25 | L4 | 0
COMPANY 056 | 397 | COMMUNICATION EQUIPMENT | 10 | SQ | 0
COMPANY 056 | 397.2 | MICROWAVE EQUIPMENT | 15 | SQ | 0
COMPANY 056 | 398 | MISCELLANEOUS EQUIPMENT | 10 | SQ | 0
COMPANY 057 | 310 | LAND AND LAND RIGHTS - RIGHTS | 70 | R5 | 0
COMPANY 057 | 311 | STRUCTURES AND IMPROVEMENTS | 60 | R4 | (14) - (30)
COMPANY 057 | 312 | BOILER PLANT EQUIPMENT | 70 | R2.5 | (14) - (30)
COMPANY 057 | 314 | TURBOGENERATOR UNITS | 70 | R3 | (14) - (30)
COMPANY 057 | 315 | ACCESSORY ELECTRIC EQUIPMENT | 70 | R2.5 | (14) - (30)
COMPANY 057 | 316 | MISCELLANEOUS POWER PLANT EQUIPMENT | 65 | R2 | (14) - (30)
COMPANY 057 | 341 | STRUCTURES AND IMPROVEMENTS | 50 | S1.5 | 0
COMPANY 057 | 342 | FUEL HOLDERS, PRODUCERS AND ACCESSORIES | 55 | S2 | -20
COMPANY 057 | 343 | PRIME MOVERS | 45 | S1.5 | -10
COMPANY 057 | 344 | GENERATORS | 40 | S1.5 | -10
COMPANY 057 | 345 | ACCESSORY ELECTRIC EQUIPMENT | 45 | S2.5 | -5
COMPANY 057 | 346 | MISCELLANEOUS POWER PLANT EQUIPMENT | 35 | S2.5 | 0
COMPANY 057 | 350 | LAND AND LAND RIGHTS - RIGHTS | 75 | R3 | 0
COMPANY 057 | 352 | STRUCTURES AND IMPROVEMENTS | 70 | R4 | -5
COMPANY 057 | 353 | STATION EQUIPMENT | 59 | R2 | -5
COMPANY 057 | 354 | TOWERS AND FIXTURES | 65 | R2.5 | -20
COMPANY 057 | 355 | POLES AND FIXTURES | 58 | R2 | -25
COMPANY 057 | 356 | OVERHEAD CONDUCTORS AND DEVICES | 72 | R2 | -20
COMPANY 057 | 357 | UNDERGROUND CONDUIT | 50 | S2.5 | 0
COMPANY 057 | 358 | UNDERGROUND CONDUCTORS AND DEVICES | 45 | S2.5 | 0
COMPANY 057 | 360 | LAND AND LAND RIGHTS - RIGHTS | 65 | R4 | 0
COMPANY 057 | 361 | STRUCTURES AND IMPROVEMENTS | 60 | R4 | -5
COMPANY 057 | 362 | STATION EQUIPMENT | 61 | R2 | -20
COMPANY 057 | 364 | POLES, TOWERS AND FIXTURES | 30 | R0.5 | -15
COMPANY 057 | 365 | OVERHEAD CONDUCTORS AND DEVICES | 35 | R0.5 | -10
COMPANY 057 | 366 | UNDERGROUND CONDUIT | 52 | R2 | 0
COMPANY 057 | 367 | UNDERGROUND CONDUCTORS AND DEVICES | 50 | R1 | -5
COMPANY 057 | 368 | LINE TRANSFORMERS | 25 | R1.5 | -10
COMPANY 057 | 369.1 | SERVICES - OVERHEAD | 36 | S0 | -20
COMPANY 057 | 369.2 | SERVICES - UNDERGROUND | 36 | S0 | -20
COMPANY 057 | 370 | METERS | 32 | R1 | 0
COMPANY 057 | 371 | INSTALLATIONS ON CUSTOMERS' PREMISES | 35 | L0 | -10
COMPANY 057 | 373 | STREET LIGHTING AND SIGNAL SYSTEMS | 17 | L0 | -20
COMPANY 057 | 389 | LAND AND LAND RIGHTS - RIGHTS | 60 | R4 | 0
COMPANY 057 | 390 | STRUCTURES AND IMPROVEMENTS | 46 | S1 | -10
COMPANY 057 | 391 | OFFICE FURNITURE AND EQUIPMENT | 20 | SQ | 0
COMPANY 057 | 391.3 | DATA HANDLING | 15 | SQ | 0
COMPANY 057 | 391.3 | INFORMATION SYSTEMS | 5 | SQ | 0
COMPANY 057 | 392 | TRANSPORTATION EQUIPMENT | 11 | S1 | 0
COMPANY 057 | 393 | STORES EQUIPMENT | 15 | SQ | 0
COMPANY 057 | 394 | TOOLS, SHOP AND GARAGE EQUIPMENT | 15 | SQ | 0
COMPANY 057 | 395 | LABORATORY EQUIPMENT | 10 | SQ | 0
COMPANY 057 | 396 | POWER OPERATED EQUIPMENT | 30 | R2.5 | 0
COMPANY 057 | 397 | COMMUNICATION EQUIPMENT | 10 | SQ | 0
COMPANY 057 | 397.2 | MICROWAVE EQUIPMENT | 15 | SQ | 0
COMPANY 057 | 398 | MISCELLANEOUS EQUIPMENT | 10 | SQ | 0
COMPANY 057 | 399 | OTHER TANGIBLE PROPERTY | 40 | R2.5 | 0
COMPANY 058 | 311 | STRUCTURES AND IMPROVEMENTS | 65 | R2 | (5) - (32)
COMPANY 058 | 312 | BOILER PLANT EQUIPMENT | 55 | R2 | (15) - (32)
COMPANY 058 | 314 | TURBOGENERATOR UNITS | 50 | S2.5 | (15) - (32)
COMPANY 058 | 315 | ACCESSORY ELECTRIC EQUIPMENT | 50 | S0.5 | (5) - (32)
COMPANY 058 | 316 | MISCELLANEOUS POWER PLANT EQUIPMENT | 50 | R1.5 | (5) - (32)
COMPANY 058 | 334 | ACCESSORY ELECTRIC EQUIPMENT | 45 | S3 | 0
COMPANY 058 | 335 | MISCELLANEOUS POWER PLANT EQUIPMENT | 40 | R2.5 | 0
COMPANY 058 | 350 | LAND AND LAND RIGHTS - RIGHTS | 65 | R4 | 0
COMPANY 058 | 352 | STRUCTURES AND IMPROVEMENTS | 50 | R2.5 | -10
COMPANY 058 | 353 | STATION EQUIPMENT | 45 | R2.5 | -10
COMPANY 058 | 354 | TOWERS AND FIXTURES | 50 | S4 | -20
COMPANY 058 | 355 | POLES AND FIXTURES | 55 | R3 | -25
COMPANY 058 | 356 | OVERHEAD CONDUCTORS AND DEVICES | 53 | R2.5 | -40
COMPANY 058 | 358 | UNDERGROUND CONDUCTORS AND DEVICES | 40 | R2.5 | 0
COMPANY 058 | 359 | ROADS AND TRAILS | 65 | R4 | 0
COMPANY 058 | 360 | LAND AND LAND RIGHTS - RIGHTS | 55 | R4 | 0
COMPANY 058 | 361 | STRUCTURES AND IMPROVEMENTS | 50 | S1.5 | -10
COMPANY 058 | 362 | STATION EQUIPMENT | 40 | R1.5 | -10
COMPANY 058 | 364 | POLES, TOWERS AND FIXTURES | 40 | S0.5 | -25
COMPANY 058 | 365 | OVERHEAD CONDUCTORS AND DEVICES | 36 | R0.5 | -50
COMPANY 058 | 366 | UNDERGROUND CONDUIT | 50 | R2 | 0
COMPANY 058 | 367 | UNDERGROUND CONDUCTORS AND DEVICES | 37 | S0.5 | -5
COMPANY 058 | 368 | LINE TRANSFORMERS | 29 | S0 | 5
COMPANY 058 | 369.1 | SERVICES - OVERHEAD | 27 | L4 | -20
COMPANY 058 | 369.2 | SERVICES - UNDERGROUND | 27 | L4 | -20
COMPANY 058 | 370 | METERS | 29 | R2 | 0
COMPANY 058 | 371 | INSTALLATIONS ON CUSTOMERS' PREMISES | 40 | S2.5 | -5
COMPANY 058 | 373 | STREET LIGHTING AND SIGNAL SYSTEMS | 46 | R1.5 | -5
COMPANY 058 | 373.3 | STREET LIGHTING AND SIGNAL SYSTEMS - NON-ROADWAY LIGHTING | 40 | S0.5 | -5
COMPANY 058 | 390 | STRUCTURES AND IMPROVEMENTS | 44 | R2.5 | -10
COMPANY 058 | 391 | OFFICE FURNITURE AND EQUIPMENT | 15 | SQ | 0
COMPANY 058 | 391.3 | DATA HANDLING | 15 | SQ | 0
COMPANY 058 | 391.3 | INFORMATION SYSTEMS | 5 | SQ | 0
COMPANY 058 | 392 | TRANSPORTATION EQUIPMENT | 8 | L0 | 0
COMPANY 058 | 393 | STORES EQUIPMENT | 15 | SQ | 0
COMPANY 058 | 394 | TOOLS, SHOP AND GARAGE EQUIPMENT | 15 | SQ | 0
COMPANY 058 | 395 | LABORATORY EQUIPMENT | 10 | SQ | 0
COMPANY 058 | 396 | POWER OPERATED EQUIPMENT | 16 | S0 | 0
COMPANY 058 | 397 | COMMUNICATION EQUIPMENT | 10 | SQ | 0
COMPANY 058 | 397.2 | MICROWAVE EQUIPMENT | 15 | SQ | 0
COMPANY 058 | 398 | MISCELLANEOUS EQUIPMENT | 10 | SQ | 0
COMPANY 059 | 311 | STRUCTURES AND IMPROVEMENTS | 85 | S0.5 | (8) - (14)
COMPANY 059 | 312 | BOILER PLANT EQUIPMENT | 50 | S0 | (8) - (14)
COMPANY 059 | 312.3 | BOILER PLANT EQUIPMENT - BAGS AND CATALYSTS | 8 | S0 | 0
COMPANY 059 | 312.6 | BOILER PLANT EQUIPMENT - UNIT TRAINS | 25 | R2.5 | 25
COMPANY 059 | 314 | TURBOGENERATOR UNITS | 60 | R1.5 | (8) - (14)
COMPANY 059 | 315 | ACCESSORY ELECTRIC EQUIPMENT | 50 | S0.5 | (8) - (14)
COMPANY 059 | 316 | MISCELLANEOUS POWER PLANT EQUIPMENT | 40 | R1.5 | 0 - (14)
COMPANY 059 | 321 | STRUCTURES AND IMPROVEMENTS | 95 | R2.5 | -2
COMPANY 059 | 322 | REACTOR PLANT EQUIPMENT | 60 | R2 | -2
COMPANY 059 | 323 | TURBOGENERATOR UNITS | 45 | S1.5 | -2
COMPANY 059 | 324 | ACCESSORY ELECTRIC EQUIPMENT | 50 | S0.5 | -2
COMPANY 059 | 325 | MISCELLANEOUS POWER PLANT EQUIPMENT | 45 | R0.5 | -2
COMPANY 059 | 341 | STRUCTURES AND IMPROVEMENTS | 70 | R2 | (4) - (8)
COMPANY 059 | 341.02 | STRUCTURES AND IMPROVEMENTS - WIND | 60 | R3 | -2
COMPANY 059 | 342 | FUEL HOLDERS, PRODUCERS AND ACCESSORIES | 50 | R2.5 | (4) - (8)
COMPANY 059 | 344 | GENERATORS | 55 | R2 | (4) - (8)
COMPANY 059 | 344.01 | GENERATORS - SOLAR | 30 | S2.5 | -2
COMPANY 059 | 344.02 | GENERATORS - WIND | 45 | R3 | -2
COMPANY 059 | 345 | ACCESSORY ELECTRIC EQUIPMENT | 50 | R2.5 | (4) - (8)
COMPANY 059 | 345.02 | ACCESSORY ELECTRIC EQUIPMENT - WIND | 45 | R3 | -2
COMPANY 059 | 346 | MISCELLANEOUS POWER PLANT EQUIPMENT | 45 | R2.5 | (4) - (8)
COMPANY 059 | 346.02 | MISCELLANEOUS POWER PLANT EQUIPMENT - WIND | 35 | S2.5 | -2
COMPANY 059 | 352 | STRUCTURES AND IMPROVEMENTS | 65 | R3 | -10
COMPANY 059 | 353 | STATION EQUIPMENT | 60 | R1 | -15
COMPANY 059 | 353.2 | STATION EQUIPMENT - COMMUNICATION EQUIPMENT | 25 | S2.5 | -10
COMPANY 059 | 354 | TOWERS AND FIXTURES | 70 | R4 | -20
COMPANY 059 | 355 | POLES AND FIXTURES | 62 | S0.5 | -75
COMPANY 059 | 356 | OVERHEAD CONDUCTORS AND DEVICES | 60 | R2.5 | -50
COMPANY 059 | 357 | UNDERGROUND CONDUIT | 65 | R4 | 0
COMPANY 059 | 358 | UNDERGROUND CONDUCTORS AND DEVICES | 60 | R4 | -5
COMPANY 059 | 361 | STRUCTURES AND IMPROVEMENTS | 60 | R2 | -10
COMPANY 059 | 362 | STATION EQUIPMENT | 57 | R1.5 | -10
COMPANY 059 | 362.1 | STATION EQUIPMENT - COMMUNICATION EQUIPMENT | 25 | S2.5 | -5
COMPANY 059 | 363 | STORAGE BATTERY EQUIPMENT | 15 | L3 | 0
COMPANY 059 | 364 | POLES, TOWERS AND FIXTURES | 47 | R2.5 | -75
COMPANY 059 | 365 | OVERHEAD CONDUCTORS AND DEVICES | 50 | R1 | -50
COMPANY 059 | 366 | UNDERGROUND CONDUIT | 65 | R2.5 | -40
COMPANY 059 | 367 | UNDERGROUND CONDUCTORS AND DEVICES | 53 | R1.5 | -20
COMPANY 059 | 368 | LINE TRANSFORMERS | 39 | R2.5 | -5
COMPANY 059 | 369 | SERVICES | 60 | R2.5 | -50
COMPANY 059 | 370 | METERS | 30 | L0.5 | 0
COMPANY 059 | 370.1 | METERS - AMI | 15 | S0.5 | 0
COMPANY 059 | 371 | INSTALLATIONS ON CUSTOMERS' PREMISES | 22 | S1.5 | -15
COMPANY 059 | 371.3 | INSTALLATIONS ON CUSTOMERS' PREMISES - ELECTRIC VEHICLE CHARGING STATIONS | 10 | S3 | 0
COMPANY 059 | 373 | STREET LIGHTING AND SIGNAL SYSTEMS | 23 | L0.5 | -15
COMPANY 059 | 390 | STRUCTURES AND IMPROVEMENTS | 45 | S0 | -20
COMPANY 059 | 391 | OFFICE FURNITURE AND EQUIPMENT | 20 | SQ | 0
COMPANY 059 | 391.3 | OFFICE FURNITURE AND EQUIPMENT - COMPUTER EQUIPMENT | 8 | SQ | 0
COMPANY 059 | 392.1 | TRANSPORTATION EQUIPMENT - AUTOS | 8 | R3 | 20
COMPANY 059 | 392.2 | TRANSPORTATION EQUIPMENT - TRACTORS | 13 | R1.5 | 20
COMPANY 059 | 392.2 | TRANSPORTATION EQUIPMENT - LIGHT TRUCKS | 7 | R1.5 | 20
COMPANY 059 | 392.4 | TRANSPORTATION EQUIPMENT - HEAVY TRUCKS | 10 | L2.5 | 20
COMPANY 059 | 392.5 | TRANSPORTATION EQUIPMENT - TRAILERS | 28 | S0 | 20
COMPANY 059 | 393 | STORES EQUIPMENT | 25 | SQ | 0
COMPANY 059 | 394 | TOOLS, SHOP AND GARAGE EQUIPMENT | 30 | SQ | 0
COMPANY 059 | 395 | LABORATORY EQUIPMENT | 30 | SQ | 0
COMPANY 059 | 396 | POWER OPERATED EQUIPMENT | 15 | L2 | 20
COMPANY 059 | 397 | COMMUNICATION EQUIPMENT | 35 | SQ | 0
COMPANY 059 | 398 | MISCELLANEOUS EQUIPMENT | 30 | SQ | 0
COMPANY 060 | 311 | STRUCTURES AND IMPROVEMENTS | 85 | R2 | 0 - (15)
COMPANY 060 | 312 | BOILER PLANT EQUIPMENT | 55 | S0 | (8) - (15)
COMPANY 060 | 312.2 | BOILER PLANT EQUIPMENT - POLLUTION CONTROL EQUIPMENT | 50 | R1.5 | (8) - (10)
COMPANY 060 | 312.3 | BOILER PLANT EQUIPMENT - BAGS AND CATALYSTS | 10 | S2.5 | 0
COMPANY 060 | 314 | TURBOGENERATOR UNITS | 55 | S0.5 | (8) - (15)
COMPANY 060 | 315 | ACCESSORY ELECTRIC EQUIPMENT | 60 | S0.5 | (8) - (15)
COMPANY 060 | 316 | MISCELLANEOUS POWER PLANT EQUIPMENT | 40 | S0 | (8) - (15)
COMPANY 060 | 341 | STRUCTURES AND IMPROVEMENTS | 60 | R3 | (2) - (9)
COMPANY 060 | 341.01 | STRUCTURES AND IMPROVEMENTS - SOLAR | 40 | S3 | -6
COMPANY 060 | 342 | FUEL HOLDERS, PRODUCERS AND ACCESSORIES | 60 | R3 | (2) - (9)
COMPANY 060 | 343 | PRIME MOVERS | 55 | R2 | (3) - (9)
COMPANY 060 | 344 | GENERATORS | 50 | R2.5 | (2) - (9)
COMPANY 060 | 344.01 | GENERATORS - SOLAR | 30 | S1.5 | -6
COMPANY 060 | 345 | ACCESSORY ELECTRIC EQUIPMENT | 50 | R2.5 | (2) - (9)
COMPANY 060 | 346 | MISCELLANEOUS POWER PLANT EQUIPMENT | 40 | S1.5 | (2) - (9)
COMPANY 060 | 352 | STRUCTURES AND IMPROVEMENTS | 70 | R3 | -5
COMPANY 060 | 353 | STATION EQUIPMENT | 62 | R2 | -10
COMPANY 060 | 353.2 | STATION EQUIPMENT - COMMUNICATION EQUIPMENT | 25 | S2.5 | 0
COMPANY 060 | 354 | TOWERS AND FIXTURES | 65 | R3 | -20
COMPANY 060 | 355 | POLES AND FIXTURES | 65 | R2 | -75
COMPANY 060 | 356 | OVERHEAD CONDUCTORS AND DEVICES | 70 | R3 | -70
COMPANY 060 | 357 | UNDERGROUND CONDUIT | 45 | S2 | 0
COMPANY 060 | 358 | UNDERGROUND CONDUCTORS AND DEVICES | 50 | S4 | 0
COMPANY 060 | 361 | STRUCTURES AND IMPROVEMENTS | 70 | R3 | -10
COMPANY 060 | 362 | STATION EQUIPMENT | 60 | R1.5 | -10
COMPANY 060 | 364 | POLES, TOWERS AND FIXTURES | 58 | S2.5 | -120
COMPANY 060 | 365 | OVERHEAD CONDUCTORS AND DEVICES | 58 | R1 | -70
COMPANY 060 | 366 | UNDERGROUND CONDUIT | 50 | R3 | -60
COMPANY 060 | 367 | UNDERGROUND CONDUCTORS AND DEVICES | 47 | R2.5 | -55
COMPANY 060 | 368 | LINE TRANSFORMERS | 45 | R2 | -25
COMPANY 060 | 369.1 | SERVICES - OVERHEAD | 65 | R4 | -125
COMPANY 060 | 369.2 | SERVICES - UNDERGROUND | 40 | R5 | -30
COMPANY 060 | 370 | METERS | 37 | L2.5 | -5
COMPANY 060 | 370 | METERS - LOAD RESEARCH METERS | 20 | S2.5 | 0
COMPANY 060 | 370.1 | METERS - AMI | 15 | S2.5 | 0
COMPANY 060 | 371 | INSTALLATIONS ON CUSTOMERS' PREMISES | 35 | R1 | -20
COMPANY 060 | 371.3 | INSTALLATIONS ON CUSTOMERS' PREMISES - ELECTRIC VEHICLE CHARGING STATIONS | 10 | S3 | 0
COMPANY 060 | 373 | STREET LIGHTING AND SIGNAL SYSTEMS | 30 | L0.5 | -20
COMPANY 060 | 390 | STRUCTURES AND IMPROVEMENTS | 40 | R1.5 | -15
COMPANY 060 | 391 | OFFICE FURNITURE AND EQUIPMENT | 20 | SQ | 0
COMPANY 060 | 391.3 | OFFICE FURNITURE AND EQUIPMENT - COMPUTER EQUIPMENT | 8 | SQ | 0
COMPANY 060 | 392.1 | TRANSPORTATION EQUIPMENT - AUTOS | 8 | S2.5 | 20
COMPANY 060 | 392.2 | TRANSPORTATION EQUIPMENT - TRACTORS | 15 | R4 | 20
COMPANY 060 | 392.2 | TRANSPORTATION EQUIPMENT - LIGHT TRUCKS | 9 | S2.5 | 20
COMPANY 060 | 392.4 | TRANSPORTATION EQUIPMENT - HEAVY TRUCKS | 12 | L3 | 20
COMPANY 060 | 392.5 | TRANSPORTATION EQUIPMENT - TRAILERS | 19 | S0 | 20
COMPANY 060 | 393 | STORES EQUIPMENT | 25 | SQ | 0
COMPANY 060 | 394 | TOOLS, SHOP AND GARAGE EQUIPMENT | 25 | SQ | 0
COMPANY 060 | 395 | LABORATORY EQUIPMENT | 30 | SQ | 0
COMPANY 060 | 396 | POWER OPERATED EQUIPMENT | 19 | S1.5 | 15
COMPANY 060 | 397 | COMMUNICATION EQUIPMENT | 27 | SQ | 0
COMPANY 060 | 398 | MISCELLANEOUS EQUIPMENT | 25 | SQ | 0
COMPANY 061 | 303 | MISCELLANEOUS INTANGIBLE PLANT | - | SQ | 0
COMPANY 061 | 303 | MISCELLANEOUS INTANGIBLE PROPERTY - 5-YEAR | 5 | SQ | 0
COMPANY 061 | 303 | MISCELLANEOUS INTANGIBLE PROPERTY | - | SQ | 0
COMPANY 061 | 311 | STRUCTURES AND IMPROVEMENTS | 100 | S0 | 0
COMPANY 061 | 311 | STRUCTURES AND IMPROVEMENTS | 100 | S0.5 | 0
COMPANY 061 | 312 | BOILER PLANT EQUIPMENT | 65 | S0.5 | 0
COMPANY 061 | 312 | BOILER PLANT EQUIPMENT | 60 | R1.5 | 0
COMPANY 061 | 314 | TURBOGENERATOR UNITS | 70 | R1.5 | 0
COMPANY 061 | 314 | TURBOGENERATOR UNITS | 70 | S0 | 0
COMPANY 061 | 315 | ACCESSORY ELECTRIC EQUIPMENT | 80 | S0 | 0
COMPANY 061 | 315 | ACCESSORY ELECTRIC EQUIPMENT | 80 | S1.5 | 0
COMPANY 061 | 316 | MISCELLANEOUS POWER PLANT EQUIPMENT | 60 | R1.5 | 0
COMPANY 061 | 316 | MISCELLANEOUS POWER PLANT EQUIPMENT | 50 | R0.5 | 0
COMPANY 061 | 321 | STRUCTURES AND IMPROVEMENTS | 100 | S0 | 0
COMPANY 061 | 321 | STRUCTURES AND IMPROVEMENTS | 50 | R1 | 0
COMPANY 061 | 321 | STRUCTURES AND IMPROVEMENTS | 100 | S0.5 | 0
COMPANY 061 | 322 | REACTOR PLANT EQUIPMENT | 60 | S0.5 | 0
COMPANY 061 | 322 | REACTOR PLANT EQUIPMENT | 60 | S0.5 | 0
COMPANY 061 | 323 | TURBOGENERATOR UNITS | 45 | S0.5 | 0
COMPANY 061 | 323 | TURBOGENERATOR UNITS | 45 | S0.5 | 0
COMPANY 061 | 324 | ACCESSORY ELECTRIC EQUIPMENT | 60 | R2 | 0
COMPANY 061 | 324 | ACCESSORY ELECTRIC EQUIPMENT | 60 | R2 | 0
COMPANY 061 | 325 | MISCELLANEOUS POWER PLANT EQUIPMENT | 50 | S0 | 0
COMPANY 061 | 325 | MISCELLANEOUS POWER PLANT EQUIPMENT | 50 | R1 | 0
COMPANY 061 | 325 | MISCELLANEOUS POWER PLANT EQUIPMENT | 50 | S0 | 0
COMPANY 061 | 331 | STRUCTURES AND IMPROVEMENTS | 120 | R1 | 0
COMPANY 061 | 331 | STRUCTURES AND IMPROVEMENTS | 125 | R2.5 | 0
COMPANY 061 | 332 | RESERVOIRS, DAMS AND WATERWAYS | 120 | R2 | 0
COMPANY 061 | 332 | RESERVOIRS, DAMS AND WATERWAYS | 120 | R3 | 0
COMPANY 061 | 333 | WATER WHEELS, TURBINES AND GENERATORS | 80 | S1.5 | 0
COMPANY 061 | 333 | WATER WHEELS, TURBINES AND GENERATORS | 85 | S2 | 0
COMPANY 061 | 334 | ACCESSORY ELECTRIC EQUIPMENT | 55 | R1.5 | 0
COMPANY 061 | 334 | ACCESSORY ELECTRIC EQUIPMENT | 60 | R1.5 | 0
COMPANY 061 | 335 | MISCELLANEOUS POWER PLANT EQUIPMENT | 60 | S1 | 0
COMPANY 061 | 335 | MISCELLANEOUS POWER PLANT EQUIPMENT | 60 | S1 | 0
COMPANY 061 | 336 | ROADS, RAILROADS AND BRIDGES | 80 | S1 | 0
COMPANY 061 | 336 | ROADS, RAILROADS AND BRIDGES | 80 | S1 | 0
COMPANY 061 | 341 | STRUCTURES AND IMPROVEMENTS | 65 | S0 | 0
COMPANY 061 | 341 | STRUCTURES AND IMPROVEMENTS | 65 | S0 | 0
COMPANY 061 | 341 | STRUCTURES AND IMPROVEMENTS - COMBINED CYCLE | 80 | S1 | 0
COMPANY 061 | 341.02 | STRUCTURES AND IMPROVEMENTS - WIND | 5 | S4 | 0
COMPANY 061 | 341.02 | STRUCTURES AND IMPROVEMENTS - WIND | 5 | S4 | 0
COMPANY 061 | 342 | FUEL HOLDERS, PRODUCERS AND ACCESSORIES | 60 | S0 | 0
COMPANY 061 | 342 | FUEL HOLDERS, PRODUCERS AND ACCESSORIES | 50 | R4 | 0
COMPANY 061 | 342 | FUEL HOLDERS, PRODUCERS AND ACCESSORIES | 65 | S0 | 0
COMPANY 061 | 342 | FUEL HOLDERS, PRODUCERS AND ACCESSORIES - COMBINED CYCLE | 65 | S0 | 0
COMPANY 061 | 344 | GENERATORS | 50 | R1.5 | 0
COMPANY 061 | 344 | GENERATORS | 50 | R4 | 0
COMPANY 061 | 344 | GENERATORS | 50 | R1.5 | 0
COMPANY 061 | 344 | GENERATORS - COMBINED CYCLE | 45 | L0 | 0
COMPANY 061 | 345 | ACCESSORY ELECTRIC EQUIPMENT | 50 | R1.5 | 0
COMPANY 061 | 345 | ACCESSORY ELECTRIC EQUIPMENT | 50 | R4 | 0
COMPANY 061 | 345 | ACCESSORY ELECTRIC EQUIPMENT | 55 | S0 | 0
COMPANY 061 | 345 | ACCESSORY ELECTRIC EQUIPMENT - COMBINED CYCLE | 55 | S0 | 0
COMPANY 061 | 345.02 | ACCESSORY ELECTRIC EQUIPMENT - WIND | 12 | S2 | 0
COMPANY 061 | 345.02 | ACCESSORY ELECTRIC EQUIPMENT - WIND | 12 | S2 | 0
COMPANY 061 | 346 | MISCELLANEOUS POWER PLANT EQUIPMENT | 40 | S1 | 0
COMPANY 061 | 346 | MISCELLANEOUS POWER PLANT EQUIPMENT | 50 | R4 | 0
COMPANY 061 | 346 | MISCELLANEOUS POWER PLANT EQUIPMENT | 40 | S1 | 0
COMPANY 061 | 346 | MISCELLANEOUS POWER PLANT EQUIPMENT - COMBINED CYCLE | 40 | S1 | 0
COMPANY 061 | 346.02 | MISCELLANEOUS POWER PLANT EQUIPMENT - WIND | 5 | S4 | 0
COMPANY 061 | 346.02 | MISCELLANEOUS POWER PLANT EQUIPMENT - WIND | 5 | S4 | 0
COMPANY 061 | 353 | STATION EQUIPMENT | 60 | R2 | 0
COMPANY 061 | 390 | STRUCTURES AND IMPROVEMENTS | 50 | R1 | 0
COMPANY 061 | 390 | STRUCTURES AND IMPROVEMENTS | 50 | R1 | 0
COMPANY 061 | 391 | OFFICE FURNITURE AND EQUIPMENT | 15 | SQ | 0
COMPANY 061 | 391.1 | OFFICE FURNITURE AND EQUIPMENT - OFFICE FURNITURE AND EQUIPMENT | 15 | SQ | 0
COMPANY 061 | 391.2 | OFFICE EQUIPMENT | 10 | SQ | 0
COMPANY 061 | 391.2 | OFFICE FURNITURE AND EQUIPMENT - OFFICE MACHINES | 10 | SQ | 0
COMPANY 061 | 391.3 | OFFICE FURNITURE AND EQUIPMENT - COMPUTER EQUIPMENT | 5 | SQ | 0
COMPANY 061 | 391.4 | COMPUTERS AND SOFTWARE | 5 | SQ | 0
COMPANY 061 | 392.1 | PASSENGER CARS AND VANS | 8 | R3 | 6
COMPANY 061 | 392.1 | TRANSPORTATION EQUIPMENT - CARS | 8 | R3 | 0
COMPANY 061 | 392.2 | LIGHT TRUCKS | 10 | R4 | 6
COMPANY 061 | 392.2 | TRANSPORTATION EQUIPMENT - TRUCKS, LESS THAN 13,000 | 10 | R4 | 6
COMPANY 061 | 392.4 | HEAVY TRUCKS | 13 | R5 | 6
COMPANY 061 | 392.4 | TRANSPORTATION EQUIPMENT - TRUCKS, 13,000 AND GREATER | 13 | R5 | 6
COMPANY 061 | 393 | STORES EQUIPMENT | 20 | SQ | 0
COMPANY 061 | 394 | TOOLS, SHOP AND GARAGE EQUIPMENT | 20 | SQ | 0
COMPANY 061 | 394 | TOOLS, SHOP AND GARAGE EQUIPMENT | 20 | SQ | 0
COMPANY 061 | 395 | LABORATORY EQUIPMENT | 15 | SQ | 0
COMPANY 061 | 395 | LABORATORY EQUIPMENT | 15 | SQ | 0
COMPANY 061 | 396 | POWER OPERATED EQUIPMENT | 15 | S2 | 0
COMPANY 061 | 396 | POWER OPERATED EQUIPMENT | 15 | S2 | 0
COMPANY 061 | 397 | COMMUNICATION EQUIPMENT | 20 | SQ | 0
COMPANY 061 | 397 | COMMUNICATION EQUIPMENT | 20 | SQ | 0
COMPANY 061 | 398 | MISCELLANEOUS EQUIPMENT | 15 | SQ | 0
COMPANY 061 | 398 | MISCELLANEOUS EQUIPMENT | 15 | SQ | 0
COMPANY 062 | 343.01 | PRIME MOVERS - SOLAR PV FACILITY | 20 | S3 | 0
COMPANY 062 | 343.01 | PRIME MOVERS - SOLAR PV FACILITY - INVERTERS | 10 | S3 | 0
COMPANY 062 | 343.01 | PRIME MOVERS - SOLAR PV FACILITY | 20 | S3 | 0
COMPANY 062 | 343.01 | PRIME MOVERS - SOLAR PV FACILITY - INVERTERS | 10 | S3 | 0
COMPANY 062 | 350 | LAND CLEARING | 55 | R3 | 0
COMPANY 062 | 351 | LAND CLEARING | 55 | R3 | 0
COMPANY 062 | 352 | STRUCTURES AND IMPROVEMENTS | 50 | R3 | -30
COMPANY 062 | 352 | STRUCTURES AND IMPROVEMENTS | 50 | R3 | -30
COMPANY 062 | 353 | STATION EQUIPMENT | 55 | R3 | -80
COMPANY 062 | 353 | STATION EQUIPMENT | 55 | R3 | -80
COMPANY 062 | 355 | POLES AND FIXTURES | 45 | R3 | -120
COMPANY 062 | 355 | POLES AND FIXTURES | 45 | R3 | -125
COMPANY 062 | 356 | OVERHEAD CONDUCTORS AND DEVICES | 40 | R1.5 | -60
COMPANY 062 | 356 | OVERHEAD CONDUCTORS AND DEVICES | 40 | R1.5 | -60
COMPANY 062 | 361 | STRUCTURES AND IMPROVEMENTS | 55 | R3 | -30
COMPANY 062 | 361 | STRUCTURES AND IMPROVEMENTS | 55 | R3 | -30
COMPANY 062 | 362 | STATION EQUIPMENT | 50 | S2.5 | -80
COMPANY 062 | 362 | STATION EQUIPMENT | 50 | S2.5 | -80
COMPANY 062 | 363 | ENERGY STORAGE EQUIPMENT | 15 | S3 | 0
COMPANY 062 | 364 | POLES, TOWERS AND FIXTURES | 55 | R2.5 | -90
COMPANY 062 | 364 | POLES, TOWERS AND FIXTURES | 55 | R2.5 | -100
COMPANY 062 | 365 | OVERHEAD CONDUCTORS AND DEVICES | 52 | R2 | -90
COMPANY 062 | 365 | OVERHEAD CONDUCTORS AND DEVICES | 50 | R1.5 | -90
COMPANY 062 | 366 | UNDERGROUND CONDUIT | 70 | R4 | -100
COMPANY 062 | 366 | UNDERGROUND CONDUIT | 70 | R4 | -100
COMPANY 062 | 367 | UNDERGROUND CONDUCTORS AND DEVICES | 55 | R3 | -90
COMPANY 062 | 367 | UNDERGROUND CONDUCTORS AND DEVICES | 55 | R3 | -90
COMPANY 062 | 368 | LINE TRANSFORMERS | 40 | R2 | -35
COMPANY 062 | 368 | LINE TRANSFORMERS | 40 | R2 | -30
COMPANY 062 | 369 | SERVICES | 53 | R4 | -150
COMPANY 062 | 369 | SERVICES | 55 | R4 | -150
COMPANY 062 | 370 | METERS AND METER INSTALLATIONS | 20 | S0.5 | -10
COMPANY 062 | 370 | METERS AND METER INSTALLATIONS | 15 | S0.5 | -10
COMPANY 062 | 371 | INSTALLATIONS ON CUSTOMERS' PREMISES | 15 | S2.5 | -10
COMPANY 062 | 371 | INSTALLATIONS ON CUSTOMERS' PREMISES | 15 | S2.5 | -10
COMPANY 062 | 373 | STREET LIGHTING AND SIGNAL SYSTEMS | 28 | S0.5 | -10
COMPANY 062 | 373 | STREET LIGHTING AND SIGNAL SYSTEMS | 28 | S0.5 | -10
COMPANY 062 | 390.1 | STRUCTURES AND IMPROVEMENTS - DOC FACILITY | 75 | R2.5 | 0
COMPANY 062 | 390.2 | STRUCTURES AND IMPROVEMENTS - MINOR STRUCTURES | 30 | S0 | 0
COMPANY 062 | 391 | OFFICE FURNITURE AND EQUIPMENT | 15 | SQ | 0
COMPANY 062 | 393 | STORES EQUIPMENT | 25 | SQ | 0
COMPANY 062 | 394 | TOOLS, SHOP AND GARAGE EQUIPMENT | 25 | SQ | 0
COMPANY 062 | 394 | TOOLS, SHOP AND GARAGE EQUIPMENT | 25 | SQ | 0
COMPANY 062 | 395 | LABORATORY EQUIPMENT | 20 | SQ | 0
COMPANY 062 | 395 | LABORATORY EQUIPMENT | 20 | SQ | 0
COMPANY 062 | 396 | POWER OPERATED EQUIPMENT | 20 | S2 | 0
COMPANY 062 | 396 | POWER OPERATED EQUIPMENT | 20 | S2 | 0
COMPANY 062 | 397 | COMMUNICATION EQUIPMENT | 15 | SQ | 0
COMPANY 062 | 397 | COMMUNICATION EQUIPMENT | 15 | SQ | 0
COMPANY 062 | 398 | MISCELLANEOUS EQUIPMENT | 20 | SQ | 0
COMPANY 062 | 398 | MISCELLANEOUS EQUIPMENT | 20 | SQ | 0
COMPANY 063 | 311 | STRUCTURES AND IMPROVEMENTS | 80 | R2 | -1
COMPANY 063 | 311 | STRUCTURES AND IMPROVEMENTS | 90 | R1.5 | -2
COMPANY 063 | 312 | BOILER PLANT EQUIPMENT | 50 | S0 | -2
COMPANY 063 | 312 | BOILER PLANT EQUIPMENT | 70 | L0 | -2
COMPANY 063 | 314 | TURBOGENERATOR UNITS | 55 | R0.5 | -1
COMPANY 063 | 314 | TURBOGENERATOR UNITS | 65 | R0.5 | -1
COMPANY 063 | 315 | ACCESSORY ELECTRIC EQUIPMENT | 65 | S0 | -2
COMPANY 063 | 315 | ACCESSORY ELECTRIC EQUIPMENT | 70 | S0 | -1
COMPANY 063 | 316 | MISCELLANEOUS POWER PLANT EQUIPMENT | 65 | R0.5 | 0
COMPANY 063 | 316 | MISCELLANEOUS POWER PLANT EQUIPMENT | 70 | R0.5 | -1
COMPANY 063 | 321 | STRUCTURES AND IMPROVEMENTS | 100 | R1.5 | -1
COMPANY 063 | 321 | STRUCTURES AND IMPROVEMENTS | 110 | R1 | -1
COMPANY 063 | 322 | REACTOR PLANT EQUIPMENT | 60 | R1 | -2
COMPANY 063 | 322 | REACTOR PLANT EQUIPMENT | 70 | R0.5 | -1
COMPANY 063 | 323 | TURBOGENERATOR UNITS | 45 | R0.5 | 0
COMPANY 063 | 323 | TURBOGENERATOR UNITS | 55 | O1 | 1
COMPANY 063 | 324 | ACCESSORY ELECTRIC EQUIPMENT | 75 | R2.5 | -1
COMPANY 063 | 324 | ACCESSORY ELECTRIC EQUIPMENT | 90 | R2 | -2
COMPANY 063 | 325 | MISCELLANEOUS POWER PLANT EQUIPMENT | 50 | R1.5 | -3
COMPANY 063 | 325 | MISCELLANEOUS POWER PLANT EQUIPMENT | 50 | R0.5 | -3
COMPANY 063 | 341 | STRUCTURES AND IMPROVEMENTS | 80 | R2 | -2
COMPANY 063 | 341 | STRUCTURES AND IMPROVEMENTS - COMBINED CYCLE | 80 | S0 | -4
COMPANY 063 | 341 | STRUCTURES AND IMPROVEMENTS - SIMPLE CYCLE/PEAKER | 80 | S0 | -4
COMPANY 063 | 341.01 | STRUCTURES AND IMPROVEMENTS - SOLAR | 200 | SQ | 0
COMPANY 063 | 342 | FUEL HOLDERS, PRODUCERS AND ACCESSORIES | 50 | R1.5 | -3
COMPANY 063 | 342 | FUEL HOLDERS, PRODUCERS AND ACCESSORIES - COMBINED CYCLE | 60 | R0.5 | -1
COMPANY 063 | 342 | FUEL HOLDERS, PRODUCERS AND ACCESSORIES - SIMPLE CYCLE/PEAKER | 60 | R0.5 | -1
COMPANY 063 | 343 | PRIME MOVERS | 50 | R1 | -3
COMPANY 063 | 343 | PRIME MOVERS - GENERAL - COMBINED CYCLE | 50 | O1 | 0
COMPANY 063 | 343 | PRIME MOVERS - GENERAL - SIMPLE CYCLE/PEAKER | 50 | O1 | 0
COMPANY 063 | 343.01 | PRIME MOVERS - SOLAR | - | SQ | 0
COMPANY 063 | 343.01 | PRIME MOVERS - SOLAR | 50 | R2.5 | 0
COMPANY 063 | 343.1 | PRIME MOVERS - CAPITAL SPARE PARTS | 9 | L0 | 35
COMPANY 063 | 343.1 | PRIME MOVERS - CAPITAL SPARE PARTS - COMBINED CYCLE | 9 | L0 | 40
COMPANY 063 | 343.1 | PRIME MOVERS - CAPITAL SPARE PARTS - SIMPLE CYCLE/PEAKER | 25 | R1 | 33
COMPANY 063 | 344 | GENERATORS | 60 | R2 | -3
COMPANY 063 | 344 | GENERATORS - COMBINED CYCLE | 65 | R1 | -4
COMPANY 063 | 344 | GENERATORS - SIMPLE CYCLE/PEAKER | 65 | R1 | -5
COMPANY 063 | 345 | ACCESSORY ELECTRIC EQUIPMENT | 50 | R2.5 | -2
COMPANY 063 | 345 | ACCESSORY ELECTRIC EQUIPMENT - COMBINED CYCLE | 65 | S0 | -2
COMPANY 063 | 345 | ACCESSORY ELECTRIC EQUIPMENT - SIMPLE CYCLE/PEAKER | 65 | S0 | -2
COMPANY 063 | 345.01 | ACCESSORY ELECTRIC EQUIPMENT - SOLAR | 200 | SQ | 0
COMPANY 063 | 346 | MISCELLANEOUS POWER PLANT EQUIPMENT | 50 | S0.5 | -2
COMPANY 063 | 346 | MISCELLANEOUS POWER PLANT EQUIPMENT - COMBINED CYCLE | 60 | R1 | -1
COMPANY 063 | 346 | MISCELLANEOUS POWER PLANT EQUIPMENT - SIMPLE CYCLE/PEAKER | 60 | R1 | -1
COMPANY 063 | 346.01 | MISCELLANEOUS POWER PLANT EQUIPMENT - SOLAR | 200 | SQ | 0
COMPANY 063 | 350 | LAND AND LAND RIGHTS - RIGHTS | 75 | S4 | 0
COMPANY 063 | 350 | EASEMENTS | 75 | S4 | 0
COMPANY 063 | 352 | STRUCTURES AND IMPROVEMENTS | 65 | R3 | -15
COMPANY 063 | 352 | STRUCTURES AND IMPROVEMENTS | 70 | R1.5 | -15
COMPANY 063 | 353 | STATION EQUIPMENT | 40 | R1 | -2
COMPANY 063 | 353 | STATION EQUIPMENT | 41 | S0 | 0
COMPANY 063 | 353.1 | STATION EQUIPMENT - STEP-UP TRANSFORMERS | 30 | R1 | 0
COMPANY 063 | 353.1 | STATION EQUIPMENT - STEP-UP TRANSFORMERS | 30 | R1 | 0
COMPANY 063 | 354 | TOWERS AND FIXTURES | 60 | R4 | -25
COMPANY 063 | 354 | TOWERS AND FIXTURES | 65 | R4 | -25
COMPANY 063 | 355 | POLES AND FIXTURES | 50 | R2 | -50
COMPANY 063 | 355 | POLES AND FIXTURES | 60 | R1 | -50
COMPANY 063 | 356 | OVERHEAD CONDUCTORS AND DEVICES | 51 | R1 | -55
COMPANY 063 | 356 | OVERHEAD CONDUCTORS AND DEVICES | 60 | R0.5 | -50
COMPANY 063 | 357 | UNDERGROUND CONDUIT | 65 | R4 | 0
COMPANY 063 | 357 | UNDERGROUND CONDUIT | 65 | R4 | 0
COMPANY 063 | 358 | UNDERGROUND CONDUCTORS AND DEVICES | 65 | R3 | -20
COMPANY 063 | 358 | UNDERGROUND CONDUCTORS AND DEVICES | 65 | R3 | -20
COMPANY 063 | 359 | ROADS AND TRAILS | 75 | R4 | -10
COMPANY 063 | 359 | ROADS AND TRAILS | 75 | R4 | -10
COMPANY 063 | 361 | STRUCTURES AND IMPROVEMENTS | 60 | R3 | -15
COMPANY 063 | 361 | STRUCTURES AND IMPROVEMENTS | 70 | R2.5 | -15
COMPANY 063 | 362 | STATION EQUIPMENT | 45 | R1.5 | -10
COMPANY 063 | 362 | STATION EQUIPMENT | 49 | S0.5 | -10
COMPANY 063 | 363 | ENERGY STORAGE EQUIPMENT | 15 | S3 | 0
COMPANY 063 | 363 | ENERGY STORAGE EQUIPMENT | 20 | S3 | 0
COMPANY 063 | 364.1 | POLES, TOWERS AND FIXTURES - WOOD POLES | 40 | R2 | -100
COMPANY 063 | 364.1 | POLES, TOWERS AND FIXTURES - WOOD | 40 | R2 | -90
COMPANY 063 | 364.3 | POLES, TOWERS AND FIXTURES - CONCRETE TOWERS | 50 | R1.5 | -100
COMPANY 063 | 364.3 | POLES, TOWERS AND FIXTURES - CONCRETE | 50 | R1.5 | -90
COMPANY 063 | 365 | OVERHEAD CONDUCTORS AND DEVICES | 48 | R1 | -80
COMPANY 063 | 365 | OVERHEAD CONDUCTORS AND DEVICES | 55 | R0.5 | -75
COMPANY 063 | 366 | UNDERGROUND CONDUIT - ENCASED | 70 | R3 | 0
COMPANY 063 | 366 | UNDERGROUND CONDUIT - NOT ENCASED | 50 | R4 | 0
COMPANY 063 | 366 | UNDERGROUND CONDUIT - DIRECT BURIED | 55 | R4 | 0
COMPANY 063 | 366.1 | UNDERGROUND CONDUIT - DUCT SYSTEM | 70 | R3 | 0
COMPANY 063 | 367.1 | UNDERGROUND CONDUCTORS AND DEVICES - DIRECT BURIED | 35 | R2 | 0
COMPANY 063 | 367.1 | UNDERGROUND CONDUCTORS AND DEVICES - DIRECT BURIED | 40 | S0.5 | 0
COMPANY 063 | 367.2 | UNDERGROUND CONDUCTORS AND DEVICES - DUCT SYSTEM | 42 | S0 | -5
COMPANY 063 | 367.2 | UNDERGROUND CONDUCTORS AND DEVICES - DUCT SYSTEM | 44 | S0 | -5
COMPANY 063 | 368 | LINE TRANSFORMERS | 34 | S0 | -15
COMPANY 063 | 368 | LINE TRANSFORMERS | 40 | R0.5 | -15
COMPANY 063 | 369.1 | SERVICES - OVERHEAD | 53 | R1 | -125
COMPANY 063 | 369.1 | SERVICES - OVERHEAD | 56 | R1 | -100
COMPANY 063 | 369.2 | SERVICES - UNDERGROUND | 45 | R2 | -15
COMPANY 063 | 369.2 | SERVICES - UNDERGROUND | 55 | R2 | -15
COMPANY 063 | 370 | METERS | 38 | R2 | -30
COMPANY 063 | 370 | METERS | 40 | R2 | -25
COMPANY 063 | 370.1 | METERS - AMR AND ELECTRONIC | 20 | R2.5 | -30
COMPANY 063 | 370.1 | METERS - AMI | 20 | R2.5 | -25
COMPANY 063 | 371 | INSTALLATIONS ON CUSTOMERS' PREMISES | 30 | L0 | -15
COMPANY 063 | 371 | INSTALLATIONS ON CUSTOMERS' PREMISES | 30 | L0.5 | -10
COMPANY 063 | 371.3 | ELECTRIC VEHICLE CHARGERS | 15 | S3 | 0
COMPANY 063 | 373 | STREET LIGHTING AND SIGNAL SYSTEMS | 35 | O1 | -15
COMPANY 063 | 373 | STREET LIGHTING AND SIGNAL SYSTEMS | 30 | O1 | -10
COMPANY 063 | 390 | STRUCTURES AND IMPROVEMENTS | 55 | R1.5 | -10
COMPANY 063 | 390 | STRUCTURES AND IMPROVEMENTS | 60 | R1 | -5
COMPANY 063 | 392.1 | PASSENGER CARS AND VANS | 6 | L2.5 | 15
COMPANY 063 | 392.1 | AUTOMOBILES | 7 | L2.5 | 20
COMPANY 063 | 392.2 | LIGHT TRUCKS | 9 | L3 | 15
COMPANY 063 | 392.2 | TRACTORS | 9 | L2.5 | 5
COMPANY 063 | 392.2 | LIGHT TRUCKS | 9 | L3 | 20
COMPANY 063 | 392.4 | HEAVY TRUCKS | 12 | S3 | 15
COMPANY 063 | 392.4 | LARGE TANKERS | 9 | L2.5 | 5
COMPANY 063 | 392.4 | HEAVY TRUCKS | 13 | L3 | 20
COMPANY 063 | 392.4 | TRACTOR TRAILERS | 9 | L2.5 | 20
COMPANY 063 | 392.5 | TRAILERS | 20 | L1 | 15
COMPANY 063 | 392.5 | TRAILERS | 20 | S0.5 | 20
COMPANY 063 | 396 | POWER OPERATED EQUIPMENT | 11 | L1.5 | 15
COMPANY 063 | 396 | POWER OPERATED EQUIPMENT | 13 | L1.5 | 20
COMPANY 063 | 397.3 | FIBER OPTIC EQUIPMENT | 20 | S2 | 0
COMPANY 063 | 397.3 | COMMUNICATION EQUIPMENT - FIBER OPTICS | 25 | S2 | 0
COMPANY 064 | 331 | STRUCTURES AND IMPROVEMENTS | 115 | R2 | -25
COMPANY 064 | 332 | RESERVOIRS, DAMS AND WATERWAYS | 100 | S0 | -25
COMPANY 064 | 333 | WATER WHEELS, TURBINES AND GENERATORS | 80 | S0 | -25
COMPANY 064 | 334 | ACCESSORY ELECTRIC EQUIPMENT | 45 | S0 | -10
COMPANY 064 | 335 | MISCELLANEOUS POWER PLANT EQUIPMENT | 50 | S0.5 | -10
COMPANY 064 | 336 | ROADS, RAILROADS AND BRIDGES | 60 | R4 | -5
COMPANY 064 | 341 | STRUCTURES AND IMPROVEMENTS | 60 | R4 | -10
COMPANY 064 | 341.01 | STRUCTURES AND IMPROVEMENTS - SOLAR | 35 | S2.5 | -10
COMPANY 064 | 341.02 | STRUCTURES AND IMPROVEMENTS - WIND | 50 | S2 | -10
COMPANY 064 | 342 | FUEL HOLDERS, PRODUCERS AND ACCESSORIES | 60 | R2.5 | -10
COMPANY 064 | 343 | PRIME MOVERS | 45 | S0.5 | -15
COMPANY 064 | 344 | GENERATORS | 65 | S2.5 | -10
COMPANY 064 | 344.01 | GENERATORS - SOLAR | 25 | S2 | -5
COMPANY 064 | 344.02 | GENERATORS - WIND | 45 | R2.5 | -8
COMPANY 064 | 345 | ACCESSORY ELECTRIC EQUIPMENT | 50 | R1.5 | -5
COMPANY 064 | 345.02 | ACCESSORY ELECTRIC EQUIPMENT - WIND | 45 | R2.5 | -5
COMPANY 064 | 346 | MISCELLANEOUS POWER PLANT EQUIPMENT | 45 | R2.5 | 0
COMPANY 064 | 346.01 | MISCELLANEOUS POWER PLANT EQUIPMENT - SOLAR | 35 | S1.5 | 0
COMPANY 064 | 346.02 | MISCELLANEOUS POWER PLANT EQUIPMENT - WIND | 35 | R3 | 0
COMPANY 064 | 352 | STRUCTURES AND IMPROVEMENTS | 55 | R2 | -5
COMPANY 064 | 353 | STATION EQUIPMENT | 45 | S0.5 | -10
COMPANY 064 | 354 | TOWERS AND FIXTURES | 60 | S1.5 | -20
COMPANY 064 | 355 | POLES AND FIXTURES | 58 | R2 | -20
COMPANY 064 | 356 | OVERHEAD CONDUCTORS AND DEVICES | 60 | R2.5 | -25
COMPANY 064 | 359 | ROADS AND TRAILS | 65 | R4 | 0
COMPANY 064 | 361 | STRUCTURES AND IMPROVEMENTS | 45 | R2 | -10
COMPANY 064 | 362 | STATION EQUIPMENT | 45 | R1 | -15
COMPANY 064 | 364 | POLES, TOWERS AND FIXTURES | 46 | R0.5 | -10
COMPANY 064 | 364.99 | POLES, TOWERS AND FIXTURES - SMART ASSETS | 15 | L3 | 0
COMPANY 064 | 365 | OVERHEAD CONDUCTORS AND DEVICES | 48 | R0.5 | -25
COMPANY 064 | 366 | UNDERGROUND CONDUIT | 60 | R2.5 | -5
COMPANY 064 | 367 | UNDERGROUND CONDUCTORS AND DEVICES | 48 | R1.5 | -10
COMPANY 064 | 368 | LINE TRANSFORMERS | 44 | R1.5 | 5
COMPANY 064 | 369 | SERVICES | 40 | R1 | -30
COMPANY 064 | 370 | METERS | 20 | L0.5 | 0
COMPANY 064 | 370.1 | METERS - SMART METERS | 15 | S2.5 | 0
COMPANY 064 | 371 | INSTALLATIONS ON CUSTOMERS' PREMISES | 17 | L0 | -5
COMPANY 064 | 373 | STREET LIGHTING AND SIGNAL SYSTEMS | 26 | L0 | -10
COMPANY 064 | 390 | STRUCTURES AND IMPROVEMENTS | 55 | R2 | -15
COMPANY 064 | 390.3 | LEASEHOLD IMPROVEMENTS | 32 | R0.5 | 0
COMPANY 064 | 391 | OFFICE FURNITURE AND EQUIPMENT | 20 | SQ | 0
COMPANY 064 | 391.4 | COMPUTERS AND SOFTWARE | 5 | SQ | 0
COMPANY 064 | 392 | TRANSPORTATION EQUIPMENT | 12 | R4 | 10
COMPANY 064 | 393 | STORES EQUIPMENT | 25 | SQ | 0
COMPANY 064 | 394 | TOOLS, SHOP AND GARAGE EQUIPMENT | 20 | SQ | 0
COMPANY 064 | 395 | LABORATORY EQUIPMENT | 15 | SQ | 0
COMPANY 064 | 397 | COMMUNICATION EQUIPMENT | 15 | SQ | 0
COMPANY 064 | 397.5 | COMMUNICATION EQUIPMENT - TOWERS AND BUILDINGS | 25 | SQ | 0
COMPANY 064 | 398 | MISCELLANEOUS EQUIPMENT | 15 | SQ | 0
COMPANY 064 | 399 | OTHER TANGIBLE PROPERTY | 30 | SQ | 0
COMPANY 065 | 352 | STRUCTURES AND IMPROVEMENTS | 60 | R3 | -10
COMPANY 065 | 353 | STATION EQUIPMENT | 55 | R2 | -10
COMPANY 065 | 355 | POLES AND FIXTURES | 60 | R2.5 | -25
COMPANY 065 | 356 | OVERHEAD CONDUCTORS AND DEVICES | 60 | R2.5 | -25
COMPANY 065 | 393 | STORES EQUIPMENT | 20 | SQ | 0
COMPANY 065 | 394 | TOOLS, SHOP AND GARAGE EQUIPMENT | 20 | SQ | 0
COMPANY 066 | 311 | STRUCTURES AND IMPROVEMENTS | - | SQ | -15
COMPANY 066 | 311 | STRUCTURES AND IMPROVEMENTS | - | SQ | -25
COMPANY 066 | 312 | BOILER PLANT EQUIPMENT | - | SQ | -15
COMPANY 066 | 312 | BOILER PLANT EQUIPMENT | - | SQ | -25
COMPANY 066 | 314 | TURBOGENERATOR UNITS | - | SQ | -15
COMPANY 066 | 314 | TURBOGENERATOR UNITS | - | SQ | -25
COMPANY 066 | 315 | ACCESSORY ELECTRIC EQUIPMENT | - | SQ | -15
COMPANY 066 | 315 | ACCESSORY ELECTRIC EQUIPMENT | - | SQ | -25
COMPANY 066 | 316 | MISCELLANEOUS POWER PLANT EQUIPMENT | 20 | SQ | 0
COMPANY 066 | 316 | MISCELLANEOUS POWER PLANT EQUIPMENT | 20 | SQ | 0
COMPANY 066 | 331 | STRUCTURES AND IMPROVEMENTS | - | SQ | 0
COMPANY 066 | 331 | STRUCTURES AND IMPROVEMENTS | - | SQ | -10
COMPANY 066 | 332 | RESERVOIRS, DAMS AND WATERWAYS | - | SQ | 0
COMPANY 066 | 332 | RESERVOIRS, DAMS AND WATERWAYS | - | SQ | -10
COMPANY 066 | 333 | WATER WHEELS, TURBINES AND GENERATORS | - | SQ | 0
COMPANY 066 | 333 | WATER WHEELS, TURBINES AND GENERATORS | - | SQ | -10
COMPANY 066 | 334 | ACCESSORY ELECTRIC EQUIPMENT | - | SQ | 0
COMPANY 066 | 334 | ACCESSORY ELECTRIC EQUIPMENT | - | SQ | -10
COMPANY 066 | 335 | MISCELLANEOUS POWER PLANT EQUIPMENT | 20 | SQ | 0
COMPANY 066 | 335 | MISCELLANEOUS POWER PLANT EQUIPMENT | 20 | SQ | 0
COMPANY 066 | 336 | ROADS, RAILROADS AND BRIDGES | - | SQ | 0
COMPANY 066 | 336 | ROADS, RAILROADS AND BRIDGES | - | SQ | -10
COMPANY 066 | 341 | STRUCTURES AND IMPROVEMENTS | - | SQ | -5
COMPANY 066 | 341 | STRUCTURES AND IMPROVEMENTS | - | SQ | -10
COMPANY 066 | 342 | FUEL HOLDERS, PRODUCERS AND ACCESSORIES | - | SQ | -5
COMPANY 066 | 342 | FUEL HOLDERS, PRODUCERS AND ACCESSORIES | - | SQ | -10
COMPANY 066 | 343 | PRIME MOVERS | - | SQ | -5
COMPANY 066 | 343 | PRIME MOVERS | - | SQ | -10
COMPANY 066 | 344 | GENERATORS | - | SQ | -5
COMPANY 066 | 344 | GENERATORS | - | SQ | -10
COMPANY 066 | 345 | ACCESSORY ELECTRIC EQUIPMENT | - | SQ | -5
COMPANY 066 | 345 | ACCESSORY ELECTRIC EQUIPMENT | - | SQ | -10
COMPANY 066 | 346 | MISCELLANEOUS POWER PLANT EQUIPMENT | 20 | SQ | 0
COMPANY 066 | 346 | MISCELLANEOUS POWER PLANT EQUIPMENT | 20 | SQ | 0
COMPANY 066 | 350 | LAND AND LAND RIGHTS - RIGHTS | 60 | R5 | 0
COMPANY 066 | 350.1 | LAND AND LAND RIGHTS - RIGHTS-OF-WAY | 60 | R4 | 0
COMPANY 066 | 352 | STRUCTURES AND IMPROVEMENTS | 55 | R3 | -5
COMPANY 066 | 352 | STRUCTURES AND IMPROVEMENTS | 55 | R3 | -5
COMPANY 066 | 353 | STATION EQUIPMENT | 55 | R3 | -35
COMPANY 066 | 353 | STATION EQUIPMENT | 50 | R3 | -35
COMPANY 066 | 354 | TOWERS AND FIXTURES | 60 | R4 | -30
COMPANY 066 | 354 | TOWERS AND FIXTURES | 55 | R2.5 | -30
COMPANY 066 | 355 | POLES AND FIXTURES | 53 | R2 | -80
COMPANY 066 | 355 | POLES AND FIXTURES | 50 | R2.5 | -80
COMPANY 066 | 356 | OVERHEAD CONDUCTORS AND DEVICES | 45 | R2 | -120
COMPANY 066 | 356 | OVERHEAD CONDUCTORS AND DEVICES | 40 | R2.5 | -120
COMPANY 066 | 357 | UNDERGROUND CONDUIT | 60 | R3 | 0
COMPANY 066 | 357 | UNDERGROUND CONDUIT | 60 | R3 | 0
COMPANY 066 | 358 | UNDERGROUND CONDUCTORS AND DEVICES | 60 | R3 | -45
COMPANY 066 | 358 | UNDERGROUND CONDUCTORS AND DEVICES | 55 | R4 | -45
COMPANY 066 | 359 | ROADS AND TRAILS | 60 | R5 | 0
COMPANY 066 | 359 | ROADS AND TRAILS | 60 | R4 | 0
COMPANY 066 | 360 | LAND AND LAND RIGHTS - RIGHTS | 60 | R5 | 0
COMPANY 066 | 360 | LAND AND LAND RIGHTS - RIGHTS-OF-WAY | 60 | R4 | 0
COMPANY 066 | 361 | STRUCTURES AND IMPROVEMENTS | 55 | R3 | -10
COMPANY 066 | 361 | STRUCTURES AND IMPROVEMENTS | 55 | R3 | -10
COMPANY 066 | 362 | STATION EQUIPMENT | 55 | R2 | -40
COMPANY 066 | 362 | STATION EQUIPMENT | 50 | R2.5 | -40
COMPANY 066 | 363 | STORAGE BATTERY EQUIPMENT | 10 | R2 | 0
COMPANY 066 | 363 | STORAGE BATTERY EQUIPMENT | 10 | R2 | 0
COMPANY 066 | 364 | POLES, TOWERS AND FIXTURES | 45 | R2 | -120
COMPANY 066 | 364 | POLES, TOWERS AND FIXTURES | 40 | R2.5 | -120
COMPANY 066 | 365 | OVERHEAD CONDUCTORS AND DEVICES | 50 | R2 | -120
COMPANY 066 | 365 | OVERHEAD CONDUCTORS AND DEVICES | 45 | R2 | -120
COMPANY 066 | 366 | UNDERGROUND CONDUIT | 60 | S5 | -20
COMPANY 066 | 366 | UNDERGROUND CONDUIT | 60 | S4 | -20
COMPANY 066 | 367 | UNDERGROUND CONDUCTORS AND DEVICES | 55 | R3 | -150
COMPANY 066 | 367 | UNDERGROUND CONDUCTORS AND DEVICES | 50 | R3 | -125
COMPANY 066 | 368 | LINE TRANSFORMERS | 30 | L1 | -50
COMPANY 066 | 368 | LINE TRANSFORMERS | 30 | S0 | -45
COMPANY 066 | 369.1 | SERVICES - OVERHEAD | 55 | R3 | -200
COMPANY 066 | 369.1 | SERVICES - OVERHEAD | 50 | R3 | -200
COMPANY 066 | 369.2 | SERVICES - UNDERGROUND | 60 | S2.5 | -175
COMPANY 066 | 369.2 | SERVICES - UNDERGROUND | 55 | R3 | -175
COMPANY 066 | 370 | METERS | 20 | R1.5 | -20
COMPANY 066 | 370 | METERS | 20 | R1.5 | -10
COMPANY 066 | 370.1 | METERS - AMI | 15 | S2.5 | -10
COMPANY 066 | 373 | STREET LIGHTING AND SIGNAL SYSTEMS | 35 | R2 | -30
COMPANY 066 | 373 | STREET LIGHTING AND SIGNAL SYSTEMS | 35 | R3 | -30
COMPANY 066 | 389 | LAND AND LAND RIGHTS - RIGHTS | 50 | R5 | 0
COMPANY 066 | 389 | LAND AND LAND RIGHTS - RIGHTS-OF-WAY | 55 | R4 | 0
COMPANY 066 | 390 | STRUCTURES AND IMPROVEMENTS | 50 | R3 | -30
COMPANY 066 | 390 | STRUCTURES AND IMPROVEMENTS | 50 | R3 | -30
COMPANY 066 | 391.1 | OFFICE FURNITURE | 15 | SQ | 0
COMPANY 066 | 391.1 | INFORMATION SYSTEMS EQUIPMENT | 5 | SQ | 0
COMPANY 066 | 391.1 | OFFICE FURNITURE | 15 | SQ | 0
COMPANY 066 | 391.3 | DATA HANDLING | 10 | SQ | 0
COMPANY 066 | 391.3 | INFORMATION SYSTEMS | 5 | SQ | 0
COMPANY 066 | 391.3 | DATA HANDLING EQUIPMENT | 10 | SQ | 0
COMPANY 066 | 392 | TRANSPORTATION EQUIPMENT | 14 | L2 | 10
COMPANY 066 | 392 | TRANSPORTATION EQUIPMENT | 14 | L2.5 | 10
COMPANY 066 | 393 | STORES EQUIPMENT | 25 | SQ | 0
COMPANY 066 | 393 | STORES EQUIPMENT | 25 | SQ | 0
COMPANY 066 | 394 | TOOLS, SHOP AND GARAGE EQUIPMENT | 25 | SQ | 0
COMPANY 066 | 394 | TOOLS, SHOP AND GARAGE EQUIPMENT | 25 | SQ | 0
COMPANY 066 | 395 | LABORATORY EQUIPMENT | 15 | SQ | 0
COMPANY 066 | 395 | LABORATORY EQUIPMENT | 15 | SQ | 0
COMPANY 066 | 396 | POWER OPERATED EQUIPMENT | 18 | SQ | 0
COMPANY 066 | 396 | POWER OPERATED EQUIPMENT | 18 | SQ | 0
COMPANY 066 | 397 | COMMUNICATION EQUIPMENT | 15 | SQ | 0
COMPANY 066 | 397 | COMMUNICATION EQUIPMENT | 15 | SQ | 0
COMPANY 066 | 398 | MISCELLANEOUS EQUIPMENT | 15 | SQ | 0
COMPANY 066 | 398 | MISCELLANEOUS EQUIPMENT | 15 | SQ | 0
COMPANY 067 | 303 | MISCELLANEOUS INTANGIBLE PLANT - SOFTWARE - 5-YEAR | 5 | SQ | 0
COMPANY 067 | 303 | MISCELLANEOUS INTANGIBLE PLANT - SOFTWARE - 10-YEAR | 10 | SQ | 0
COMPANY 067 | 303 | MISCELLANEOUS INTANGIBLE PLANT - SPECTRUM | 30 | SQ | 0
COMPANY 067 | 310 | LAND AND LAND RIGHTS - RIGHTS | 75 | R4 | 0
COMPANY 067 | 311 | STRUCTURES AND IMPROVEMENTS | 100 | S0.5 | -10
COMPANY 067 | 312 | BOILER PLANT EQUIPMENT | 53 | R1.5 | -10
COMPANY 067 | 312.4 | FUEL EQUIPMENT | 60 | S1 | -10
COMPANY 067 | 312.6 | RAILROAD TRACK SYSTEM AND CARS | 30 | R3 | 0
COMPANY 067 | 314 | TURBOGENERATOR UNITS | 45 | S0.5 | -7
COMPANY 067 | 315 | ACCESSORY ELECTRIC EQUIPMENT | 60 | S1.5 | -5
COMPANY 067 | 316 | MISCELLANEOUS POWER PLANT EQUIPMENT | 35 | S0 | -2
COMPANY 067 | 316.14 | MISCELLANEOUS POWER PLANT EQUIPMENT - CARS | 13 | L2 | 15
COMPANY 067 | 316.14 | MISCELLANEOUS POWER PLANT EQUIPMENT - LARGE TRUCKS | 21 | S1 | 15
COMPANY 067 | 316.14 | MISCELLANEOUS POWER PLANT EQUIPMENT - SMALL TRUCKS | 13 | L2 | 15
COMPANY 067 | 316.15 | MISCELLANEOUS POWER PLANT EQUIPMENT - TRAILERS | 35 | S1 | 15
COMPANY 067 | 316.17 | MISCELLANEOUS POWER PLANT EQUIPMENT - POWER OPERATED EQUIPMENT | 20 | O1 | 25
COMPANY 067 | 316.19 | MISCELLANEOUS POWER PLANT EQUIPMENT - MISCELLANEOUS | 13 | L2 | 15
COMPANY 067 | 331 | STRUCTURES AND IMPROVEMENTS | 115 | R2.5 | -25
COMPANY 067 | 331 | STRUCTURES AND IMPROVEMENTS | 110 | R2.5 | (1) - (42)
COMPANY 067 | 332 | RESERVOIRS, DAMS AND WATERWAYS | 100 | S4 | -20
COMPANY 067 | 332 | RESERVOIRS, DAMS AND WATERWAYS - RELOCATION | 120 | R4 | (29) - (42)
COMPANY 067 | 332 | RESERVOIRS, DAMS AND WATERWAYS | 120 | R4 | (1) - (43)
COMPANY 067 | 332 | RESERVOIRS, DAMS AND WATERWAYS - NEZ PERCE | 200 | SQ | 0
COMPANY 067 | 333 | WATER WHEELS, TURBINES AND GENERATORS | 90 | S2 | -10
COMPANY 067 | 333 | WATER WHEELS, TURBINES AND GENERATORS | 100 | S1.5 | (1) - (42)
COMPANY 067 | 334 | ACCESSORY ELECTRIC EQUIPMENT | 54 | R1.5 | -15
COMPANY 067 | 334 | ACCESSORY ELECTRIC EQUIPMENT | 60 | S0 | (1) - (42)
COMPANY 067 | 335 | MISCELLANEOUS POWER PLANT EQUIPMENT | 90 | R2 | -5
COMPANY 067 | 335 | MISCELLANEOUS POWER PLANT EQUIPMENT | 90 | R1.5 | (1) - (42)
COMPANY 067 | 335.11 | MISCELLANEOUS POWER PLANT EQUIPMENT - OFFICE FURNITURE | 20 | SQ | 0
COMPANY 067 | 335.11 | MISCELLANEOUS POWER PLANT EQUIPMENT - FURNITURE | 20 | SQ | 0
COMPANY 067 | 335.12 | MISCELLANEOUS POWER PLANT EQUIPMENT - OFFICE EQUIPMENT | 15 | SQ | 0
COMPANY 067 | 335.12 | MISCELLANEOUS POWER PLANT EQUIPMENT - EQUIPMENT | 15 | SQ | 0
COMPANY 067 | 335.13 | MISCELLANEOUS POWER PLANT EQUIPMENT - COMPUTERS | 5 | SQ | 0
COMPANY 067 | 335.13 | MISCELLANEOUS POWER PLANT EQUIPMENT - COMPUTER | 5 | SQ | 0
COMPANY 067 | 336 | ROADS, RAILROADS AND BRIDGES | 85 | R4 | 0
COMPANY 067 | 336 | ROADS, RAILROADS AND BRIDGES | 90 | R4 | 0 - (42)
COMPANY 067 | 341 | STRUCTURES AND IMPROVEMENTS | - | SQ | 0
COMPANY 067 | 341 | STRUCTURES AND IMPROVEMENTS | 55 | R3 | (2) - (5)
COMPANY 067 | 341.01 | STRUCTURES AND IMPROVEMENTS - SOLAR | 35 | R3 | 0
COMPANY 067 | 342 | FUEL HOLDERS, PRODUCERS AND ACCESSORIES | 50 | S2.5 | 0
COMPANY 067 | 342 | FUEL HOLDERS, PRODUCERS AND ACCESSORIES - COMBINED CYCLE | 55 | S2.5 | 0
COMPANY 067 | 342 | FUEL HOLDERS, PRODUCERS AND ACCESSORIES | 50 | S2.5 | (2) - (5)
COMPANY 067 | 343 | PRIME MOVERS | 40 | R2 | 0
COMPANY 067 | 343 | PRIME MOVERS | 40 | R1.5 | (4) - (5)
COMPANY 067 | 343 | PRIME MOVERS - LANGLEY GULCH | 30 | R2 | -5
COMPANY 067 | 344 | GENERATORS | 45 | S2 | 0
COMPANY 067 | 344 | GENERATORS | 45 | S2 | (2) - (5)
COMPANY 067 | 344.01 | GENERATORS - SOLAR | 20 | S2.5 | 0
COMPANY 067 | 345 | ACCESSORY ELECTRIC EQUIPMENT | 50 | R2 | 0
COMPANY 067 | 345 | ACCESSORY ELECTRIC EQUIPMENT | 40 | L3 | (2) - (5)
COMPANY 067 | 346 | MISCELLANEOUS POWER PLANT EQUIPMENT | 35 | R2.5 | 0
COMPANY 067 | 346 | MISCELLANEOUS POWER PLANT EQUIPMENT | 40 | S0.5 | (2) - (5)
COMPANY 067 | 346.01 | MISCELLANEOUS POWER PLANT EQUIPMENT - SOLAR | 25 | S2.5 | 0
COMPANY 067 | 350 | LAND AND LAND RIGHTS - RIGHTS | 80 | R4 | 0
COMPANY 067 | 350 | LAND RIGHTS AND EASEMENTS | 85 | R3 | 0
COMPANY 067 | 352 | STRUCTURES AND IMPROVEMENTS | 65 | R3 | -35
COMPANY 067 | 352 | STRUCTURES AND IMPROVEMENTS | 70 | R3 | -40
COMPANY 067 | 353 | STATION EQUIPMENT | 50 | S0.5 | -10
COMPANY 067 | 353 | STATION EQUIPMENT | 52 | S0 | -15
COMPANY 067 | 354 | TOWERS AND FIXTURES | 75 | R4 | -10
COMPANY 067 | 354 | TOWERS AND FIXTURES | 80 | R4 | -20
COMPANY 067 | 355 | POLES AND FIXTURES | 65 | R1.5 | -80
COMPANY 067 | 355 | POLES AND FIXTURES | 61 | S0.5 | -75
COMPANY 067 | 355 | POLES AND FIXTURES - TREATMENT | 20 | S3 | 0
COMPANY 067 | 356 | OVERHEAD CONDUCTORS AND DEVICES | 65 | R2 | -50
COMPANY 067 | 356 | OVERHEAD CONDUCTORS AND DEVICES | 70 | R1.5 | -40
COMPANY 067 | 359 | ROADS AND TRAILS | 65 | R2.5 | -50
COMPANY 067 | 359 | ROADS AND TRAILS | 70 | R2.5 | 0
COMPANY 067 | 360 | LAND AND LAND RIGHTS - RIGHTS | 70 | R2.5 | 0
COMPANY 067 | 361 | STRUCTURES AND IMPROVEMENTS | 55 | R1.5 | -10
COMPANY 067 | 361 | STRUCTURES AND IMPROVEMENTS | 70 | R2.5 | -50
COMPANY 067 | 362 | STATION EQUIPMENT | 60 | S0 | -15
COMPANY 067 | 364 | POLES, TOWERS AND FIXTURES | 55 | R1.5 | -50
COMPANY 067 | 364 | POLES, TOWERS AND FIXTURES | 62 | R1 | -50
COMPANY 067 | 364 | POLES, TOWERS AND FIXTURES - TREATMENT | 20 | S3 | 0
COMPANY 067 | 365 | OVERHEAD CONDUCTORS AND DEVICES | 49 | R1 | -30
COMPANY 067 | 365 | OVERHEAD CONDUCTORS AND DEVICES | 50 | R0.5 | -30
COMPANY 067 | 366 | UNDERGROUND CONDUIT | 60 | R2.5 | -25
COMPANY 067 | 366 | UNDERGROUND CONDUIT | 58 | R2 | -30
COMPANY 067 | 367 | UNDERGROUND CONDUCTORS AND DEVICES | 50 | R1.5 | -15
COMPANY 067 | 367 | UNDERGROUND CONDUCTORS AND DEVICES | 50 | R1.5 | -20
COMPANY 067 | 368 | LINE TRANSFORMERS | 42 | R0.5 | -10
COMPANY 067 | 368 | LINE TRANSFORMERS | 48 | O1 | -15
COMPANY 067 | 369 | SERVICES | 50 | R1.5 | -40
COMPANY 067 | 369 | SERVICES | 55 | R1 | -40
COMPANY 067 | 370 | METERS | 27 | O1 | -5
COMPANY 067 | 370 | METERS | 27 | O1 | -5
COMPANY 067 | 370.1 | METERS - AMI | 16 | S1.5 | -10
COMPANY 067 | 370.1 | METERS - AMI | 18 | R1 | 0
COMPANY 067 | 371 | INSTALLATIONS ON CUSTOMERS' PREMISES | 21 | R1 | -5
COMPANY 067 | 371 | INSTALLATIONS ON CUSTOMERS' PREMISES | 23 | R1 | -10
COMPANY 067 | 373 | STREET LIGHTING AND SIGNAL SYSTEMS | 35 | R1 | -30
COMPANY 067 | 373 | STREET LIGHTING AND SIGNAL SYSTEMS | 37 | R1 | -35
COMPANY 067 | 390 | STRUCTURES AND IMPROVEMENTS - EXCLUDING CHQ BUILDING | 65 | S0.5 | -10
COMPANY 067 | 390.1 | STRUCTURES AND IMPROVEMENTS - LARGE | 90 | S1 | -10
COMPANY 067 | 390.1 | STRUCTURES AND IMPROVEMENTS - CHQ BUILDING | 75 | S0.5 | -10
COMPANY 067 | 390.2 | STRUCTURES AND IMPROVEMENTS - SMALL | 55 | R2 | -10
COMPANY 067 | 391.1 | OFFICE FURNITURE | 20 | SQ | 0
COMPANY 067 | 391.1 | OFFICE FURNITURE AND EQUIPMENT - FURNITURE | 20 | SQ | 0
COMPANY 067 | 391.3 | ELECTRONIC DATA PROCESSING | 5 | SQ | 0
COMPANY 067 | 391.3 | OFFICE FURNITURE AND EQUIPMENT - EDP EQUIPMENT | 5 | SQ | 0
COMPANY 067 | 391.3 | OFFICE FURNITURE AND EQUIPMENT - SERVERS | 8 | SQ | 0
COMPANY 067 | 391.4 | COMPUTERS AND SOFTWARE | 8 | SQ | 0
COMPANY 067 | 392 | TRANSPORTATION EQUIPMENT - OTHER | 13 | L2 | 15
COMPANY 067 | 392 | TRANSPORTATION EQUIPMENT - MISCELLANEOUS | 13 | L2.5 | 15
COMPANY 067 | 392.1 | PASSENGER CARS AND VANS | 13 | L2 | 15
COMPANY 067 | 392.1 | TRANSPORTATION EQUIPMENT - AUTOMOBILES | 13 | L2.5 | 15
COMPANY 067 | 392.2 | LIGHT TRUCKS | 13 | L2 | 15
COMPANY 067 | 392.2 | TRANSPORTATION EQUIPMENT - SMALL TRUCKS | 13 | L2.5 | 15
COMPANY 067 | 392.4 | HEAVY TRUCKS | 21 | S1 | 15
COMPANY 067 | 392.4 | TRANSPORTATION EQUIPMENT - LARGE TRUCKS (HYD) | 20 | S1 | 15
COMPANY 067 | 392.4 | TRANSPORTATION EQUIPMENT - LARGE TRUCKS (NON-HYD) | 20 | S1 | 15
COMPANY 067 | 392.5 | TRAILERS | 35 | S1 | 15
COMPANY 067 | 392.5 | TRANSPORTATION EQUIPMENT - TRAILERS | 32 | S1.5 | 15
COMPANY 067 | 392.6 | AIRPLANES | 15 | S2.5 | 40
COMPANY 067 | 392.6 | TRANSPORTATION EQUIPMENT - AIRCRAFT | 16 | S2 | 40
COMPANY 067 | 392.7 | HELICOPTERS | 15 | S2.5 | 40
COMPANY 067 | 393 | STORES EQUIPMENT | 25 | SQ | 0
COMPANY 067 | 393 | STORES EQUIPMENT | 25 | SQ | 0
COMPANY 067 | 394 | TOOLS, SHOP AND GARAGE EQUIPMENT | 20 | SQ | 0
COMPANY 067 | 394 | TOOLS, SHOP AND GARAGE EQUIPMENT | 20 | SQ | 0
COMPANY 067 | 395 | LABORATORY EQUIPMENT | 20 | SQ | 0
COMPANY 067 | 395 | LABORATORY EQUIPMENT | 20 | SQ | 0
COMPANY 067 | 396 | POWER OPERATED EQUIPMENT | 20 | O1 | 25
COMPANY 067 | 396 | POWER OPERATED EQUIPMENT | 20 | O1 | 25
COMPANY 067 | 397.1 | TELEPHONE AND DATA COLLECTION EQUIPMENT | 15 | SQ | 0
COMPANY 067 | 397.1 | COMMUNICATION EQUIPMENT - TELEPHONES | 15 | SQ | 0
COMPANY 067 | 397.2 | MICROWAVE EQUIPMENT | 15 | SQ | 0
COMPANY 067 | 397.2 | COMMUNICATION EQUIPMENT - MICROWAVE | 15 | SQ | 0
COMPANY 067 | 397.3 | FIBER OPTIC EQUIPMENT | 10 | SQ | 0
COMPANY 067 | 397.3 | COMMUNICATION EQUIPMENT - FIBER OPTIC | 15 | SQ | 0
COMPANY 067 | 397.6 | COMMUNICATION EQUIPMENT - RADIO | 15 | SQ | 0
COMPANY 067 | 398 | MISCELLANEOUS EQUIPMENT | 15 | SQ | 0
COMPANY 067 | 398 | MISCELLANEOUS EQUIPMENT | 15 | SQ | 0
COMPANY 068 | 303 | MISCELLANEOUS INTANGIBLE PLANT - SOFTWARE | 7 | SQ | 0
COMPANY 068 | 303 | MISCELLANEOUS INTANGIBLE PLANT - SAAS SOFTWARE | 5 | SQ | 0
COMPANY 068 | 303 | MISCELLANEOUS INTANGIBLE PLANT - SAAS SOFTWARE | 3 | SQ | 0
COMPANY 068 | 303 | MISCELLANEOUS INTANGIBLE PLANT - ACE SOFTWARE | 10 | SQ | 0
COMPANY 068 | 311 | STRUCTURES AND IMPROVEMENTS | 80 | R2.5 | (15) - (50)
COMPANY 068 | 311 | STRUCTURES AND IMPROVEMENTS | 80 | R2.5 | (8)-(36)
COMPANY 068 | 311 | STRUCTURES AND IMPROVEMENTS - MPP | 18 | SQ | (8)-(34)
COMPANY 068 | 311 | STRUCTURES AND IMPROVEMENTS - MATS | 80 | R2.5 | (25)-(26)
COMPANY 068 | 311.99 | STRUCTURES AND IMPROVEMENTS - MPP | 18 | SQ | (15) - (24)
COMPANY 068 | 312 | BOILER PLANT EQUIPMENT | 62 | R1 | (15) - (50)
COMPANY 068 | 312 | BOILER PLANT EQUIPMENT | 60 | R1.5 | (8)-(36)
COMPANY 068 | 312 | BOILER PLANT EQUIPMENT - MPP | 18 | SQ | (25)-(36)
COMPANY 068 | 312 | BOILER PLANT EQUIPMENT - MATS | 60 | R1.5 | (25)-(33)
COMPANY 068 | 312 | ASH AND COAL HANDLING EQUIPMENT - MPP | 18 | SQ | (31)-(33)
COMPANY 068 | 312.2 | BOILER PLANT EQUIPMENT - MATS | 62 | R1 | (15) - (24)
COMPANY 068 | 312.4 | ASH AND COAL HANDLING EQUIPMENT | 52 | R1 | (15) - (24)
COMPANY 068 | 312.4 | ASH AND COAL HANDLING EQUIPMENT | 50 | R1.5 | (25)-(36)
COMPANY 068 | 312.6 | RAILROAD TRACK SYSTEM AND CARS | 50 | S1 | (15) - (24)
COMPANY 068 | 312.6 | RAILROAD TRACK SYSTEM/CARS | 25 | S1 | -25
COMPANY 068 | 312.99 | ASH AND COAL HANDLING EQUIPMENT - MPP | 18 | SQ | -24
COMPANY 068 | 312.99 | BOILER PLANT EQUIPMENT - MPP | 18 | SQ | (15) - (24)
COMPANY 068 | 314 | TURBOGENERATOR UNITS | 52 | R1.5 | (15) - (50)
COMPANY 068 | 314 | TURBOGENERATOR UNITS | 60 | R1.5 | (8)-(36)
COMPANY 068 | 314 | TURBOGENERATOR UNITS - MPP | 18 | SQ | -33
COMPANY 068 | 314.99 | TURBOGENERATOR UNITS - MPP | 18 | SQ | -24
COMPANY 068 | 315 | ACCESSORY ELECTRIC EQUIPMENT | 70 | R2.5 | (15) - (50)
COMPANY 068 | 315 | ACCESSORY ELECTRIC EQUIPMENT | 70 | R2.5 | (8)-(36)
COMPANY 068 | 315 | ACCESSORY ELECTRIC EQUIPMENT - MPP | 18 | SQ | (25)-(34)
COMPANY 068 | 315 | ACCESSORY ELECTRIC EQUIPMENT - MATS | 70 | R2.5 | -25
COMPANY 068 | 315.99 | ACCESSORY ELECTRIC EQUIPMENT - MPP | 18 | SQ | (15) - (24)
COMPANY 068 | 316 | MISCELLANEOUS POWER PLANT EQUIPMENT | 60 | R1.5 | (15) - (50)
COMPANY 068 | 316 | MISCELLANEOUS POWER PLANT EQUIPMENT | 60 | S0 | (8)-(36)
COMPANY 068 | 316 | MISCELLANEOUS POWER PLANT EQUIPMENT - MPP | 18 | SQ | (25)-(34)
COMPANY 068 | 316 | MISCELLANEOUS POWER PLANT EQUIPMENT - MATS | 60 | S0 | -25
COMPANY 068 | 316.99 | MISCELLANEOUS POWER PLANT EQUIPMENT - MPP | 18 | SQ | (15) - (24)
COMPANY 068 | 341 | STRUCTURES AND IMPROVEMENTS | 55 | R2.5 | (4) - (11)
COMPANY 068 | 341 | STRUCTURES AND IMPROVEMENTS | 50 | R3 | (6)-(39)
COMPANY 068 | 342 | FUEL HOLDERS, PRODUCERS AND ACCESSORIES | 55 | R4 | (4) - (11)
COMPANY 068 | 342 | FUEL HOLDERS, PRODUCERS AND ACCESSORIES - HANDLING AND STORAGE | 55 | R4 | (18)-(39)
COMPANY 068 | 343 | PRIME MOVERS | 50 | S2.5 | (4) - (11)
COMPANY 068 | 343 | PRIME MOVERS | 50 | R3 | (6)-(60)
COMPANY 068 | 344 | GENERATORS | 50 | S1.5 | (4) - (11)
COMPANY 068 | 344 | GENERATORS | 50 | S1.5 | (6)-(60)
COMPANY 068 | 345 | ACCESSORY ELECTRIC EQUIPMENT | 45 | S2.5 | (4) - (11)
COMPANY 068 | 345 | ACCESSORY ELECTRIC EQUIPMENT | 45 | S2.5 | (6)-(60)
COMPANY 068 | 346 | MISCELLANEOUS POWER PLANT EQUIPMENT | 40 | S2.5 | (4) - (11)
COMPANY 068 | 346 | MISCELLANEOUS POWER PLANT EQUIPMENT | 45 | S2.5 | (6)-(60)
COMPANY 068 | 350 | LAND AND LAND RIGHTS - RIGHTS | 80 | R4 | 0
COMPANY 068 | 350 | LAND RIGHTS | 80 | R4 | 0
COMPANY 068 | 351 | ENERGY STORAGE EQUIPMENT | 15 | S1 | -5
COMPANY 068 | 351 | ENERGY STORAGE EQUIPMENT | 15 | L3 | -5
COMPANY 068 | 352 | STRUCTURES AND IMPROVEMENTS | 60 | R2.5 | -20
COMPANY 068 | 352 | STRUCTURES AND IMPROVEMENTS | 65 | R3 | -20
COMPANY 068 | 353 | STATION EQUIPMENT | 55 | S0 | -10
COMPANY 068 | 353 | STATION EQUIPMENT | 50 | S0 | -15
COMPANY 068 | 353 | STATION EQUIPMENT - MPP | 18 | SQ | -15
COMPANY 068 | 353.99 | STATION EQUIPMENT - MPP | 18 | SQ | -10
COMPANY 068 | 354 | TOWERS AND FIXTURES | 75 | R3 | -40
COMPANY 068 | 354 | TOWERS AND FIXTURES | 75 | R4 | -50
COMPANY 068 | 355 | POLES AND FIXTURES | 65 | R2.5 | -50
COMPANY 068 | 355 | POLES AND FIXTURES | 65 | R2 | -40
COMPANY 068 | 355 | POLES AND FIXTURES - MPP | 18 | SQ | -10
COMPANY 068 | 355.99 | POLES AND FIXTURES - MPP | 18 | SQ | -10
COMPANY 068 | 356 | OVERHEAD CONDUCTORS AND DEVICES | 60 | R2 | -30
COMPANY 068 | 356 | OVERHEAD CONDUCTORS AND DEVICES | 65 | R2 | -70
COMPANY 068 | 357 | UNDERGROUND CONDUIT | 55 | R3 | 0
COMPANY 068 | 357 | UNDERGROUND CONDUIT | 60 | R3 | 0
COMPANY 068 | 358 | UNDERGROUND CONDUCTORS AND DEVICES | 30 | R0.5 | -10
COMPANY 068 | 360 | LAND AND LAND RIGHTS - RIGHTS | 75 | R4 | 0
COMPANY 068 | 360 | LAND RIGHTS | 75 | R4 | 0
COMPANY 068 | 361 | STRUCTURES AND IMPROVEMENTS | 60 | R2.5 | -20
COMPANY 068 | 361 | STRUCTURES AND IMPROVEMENTS | 65 | R2.5 | -20
COMPANY 068 | 362 | STATION EQUIPMENT | 55 | R1.5 | -10
COMPANY 068 | 362 | STATION EQUIPMENT | 60 | R1 | -10
COMPANY 068 | 364 | POLES, TOWERS AND FIXTURES | 52 | R3 | -100
COMPANY 068 | 364 | POLES, TOWERS AND FIXTURES | 58 | R2.5 | -110
COMPANY 068 | 365 | OVERHEAD CONDUCTORS AND DEVICES | 46 | R3 | -90
COMPANY 068 | 365 | OVERHEAD CONDUCTORS AND DEVICES | 60 | R0.5 | -50
COMPANY 068 | 366 | UNDERGROUND CONDUIT | 55 | S0.5 | -15
COMPANY 068 | 366 | UNDERGROUND CONDUIT | 60 | R1.5 | -20
COMPANY 068 | 367 | UNDERGROUND CONDUCTORS AND DEVICES | 37 | S1.5 | -15
COMPANY 068 | 367 | UNDERGROUND CONDUCTORS AND DEVICES | 50 | R2 | -20
COMPANY 068 | 368 | LINE TRANSFORMERS | 46 | S0 | 0
COMPANY 068 | 368 | LINE TRANSFORMERS | 44 | R1 | -5
COMPANY 068 | 369 | SERVICES | 44 | R4 | -80
COMPANY 068 | 369 | SERVICES | 55 | S2.5 | -75
COMPANY 068 | 370 | METERS | 29 | S0 | 0
COMPANY 068 | 370 | METERS | 23 | S0 | 0
COMPANY 068 | 370.1 | METERS - SMART METERS | 7 | L3 | 0
COMPANY 068 | 370.1 | METERS - SMART METERS | 15 | S1 | 0
COMPANY 068 | 371 | INSTALLATIONS ON CUSTOMERS' PREMISES | 32 | R3 | -50
COMPANY 068 | 371 | INSTALLATIONS ON CUSTOMERS' PREMISES | 38 | S1.5 | -40
COMPANY 068 | 373 | STREET LIGHTING AND SIGNAL SYSTEMS | 40 | S1.5 | -20
COMPANY 068 | 373 | STREET LIGHTING AND SIGNAL SYSTEMS | 45 | S0 | -20
COMPANY 068 | 373.3 | STREET LIGHTING AND SIGNAL SYSTEMS - LED | 25 | R2 | -10
COMPANY 068 | 390 | STRUCTURES AND IMPROVEMENTS | 75 | R1 | -30
COMPANY 068 | 390 | STRUCTURES AND IMPROVEMENTS | 45 | R3 | -5
COMPANY 068 | 390.1 | STRUCTURES AND IMPROVEMENTS - LARGE | 80 | R0.5 | -25
COMPANY 068 | 390.2 | STRUCTURES AND IMPROVEMENTS - SMALL | 45 | R3 | -5
COMPANY 068 | 391 | OFFICE FURNITURE AND EQUIPMENT | 21 | SQ | 0
COMPANY 068 | 391 | OFFICE FURNITURE AND EQUIPMENT | 21 | SQ | 0
COMPANY 068 | 391.3 | OFFICE FURNITURE AND EQUIPMENT - COMPUTER EQUIPMENT | 5 | SQ | 0
COMPANY 068 | 391.4 | COMPUTERS AND SOFTWARE | 5 | SQ | 0
COMPANY 068 | 392 | TRANSPORTATION EQUIPMENT | 11 | S1 | 15
COMPANY 068 | 392 | TRANSPORTATION EQUIPMENT | 13 | L2 | 10
COMPANY 068 | 393 | STORES EQUIPMENT | 27 | SQ | 0
COMPANY 068 | 393 | STORES EQUIPMENT | 27 | SQ | 0
COMPANY 068 | 394 | TOOLS, SHOP AND GARAGE EQUIPMENT | 25 | SQ | 0
COMPANY 068 | 394 | TOOLS, SHOP AND GARAGE EQUIPMENT | 25 | SQ | 0
COMPANY 068 | 395 | LABORATORY EQUIPMENT | 23 | SQ | 0
COMPANY 068 | 395 | LABORATORY EQUIPMENT | 23 | SQ | 0
COMPANY 068 | 396 | POWER OPERATED EQUIPMENT | 16 | SQ | 0
COMPANY 068 | 396 | POWER OPERATED EQUIPMENT | 16 | SQ | 0
COMPANY 068 | 397 | COMMUNICATION EQUIPMENT | 18 | SQ | 0
COMPANY 068 | 397 | COMMUNICATION EQUIPMENT | 18 | SQ | 0
COMPANY 068 | 398 | MISCELLANEOUS EQUIPMENT | 27 | SQ | 0
COMPANY 068 | 398 | MISCELLANEOUS EQUIPMENT | 27 | SQ | 0
COMPANY 069 | 303 | MISCELLANEOUS INTANGIBLE PLANT | 50 | SQ | 0
COMPANY 069 | 303 | MISCELLANOUS INTAGNGIBLE PLANT | 50 | SQ | 0
COMPANY 069 | 350 | LAND RIGHTS | 75 | R4 | 0
COMPANY 069 | 350 | LAND RIGHTS | 75 | R4 | 0
COMPANY 069 | 352 | STRUCTURES AND IMPROVEMENTS | 65 | R2.5 | -10
COMPANY 069 | 352 | STRUCTURES AND IMPROVEMENTS | 65 | R2.5 | -10
COMPANY 069 | 353 | STATION EQUIPMENT | 48 | S0.5 | -15
COMPANY 069 | 353 | STATION EQUIPMENT | 48 | S0.5 | -15
COMPANY 069 | 354 | TOWERS AND FIXTURES | 70 | R4 | -30
COMPANY 069 | 354 | TOWERS AND FIXTURES | 70 | R4 | -30
COMPANY 069 | 354.1 | TOWERS AND FIXTURES - CLEARING | 70 | R4 | -30
COMPANY 069 | 354.1 | TOWERS AND FIXTURES - CLEARING | 70 | R4 | -30
COMPANY 069 | 355 | POLES AND FIXTURES | 60 | R3 | -30
COMPANY 069 | 355 | POLES AND FIXTURES | 60 | R3 | -30
COMPANY 069 | 356 | OVERHEAD CONDUCTORS AND DEVICES | 65 | R4 | -30
COMPANY 069 | 356 | OVERHEAD CONDUCTORS AND DEVICES | 65 | R4 | -30
COMPANY 069 | 357 | UNDERGROUND CONDUIT | 60 | R3 | 0
COMPANY 069 | 357 | UNDERGROUND CONDUIT | 60 | R3 | 0
COMPANY 069 | 358 | UNDERGROUND CONDUCTORS AND DEVICES | 55 | R2.5 | -5
COMPANY 069 | 358 | UNDERGROUND CONDUCTORS AND DEVICES | 55 | R2.5 | -5
COMPANY 069 | 390 | STRUCTURES AND IMPROVEMENTS | 50 | R2.5 | -5
COMPANY 069 | 390 | STRUCTURES AND IMPROVEMENTS | 50 | R2.5 | -5
COMPANY 069 | 391 | OFFICE FURNITURE AND EQUIPMENT | 20 | SQ | 0
COMPANY 069 | 391 | OFFICE FURNITURE AND EQUIPMENT | 20 | SQ | 0
COMPANY 069 | 391.3 | OFFICE FURNITURE AND EQUIPMENT - COMPUTER HARDWARE | 5 | SQ | 0
COMPANY 069 | 391.3 | OFFICE FURNITURE AND EQUIPMENT - COMPUTER HARDWARE | 5 | SQ | 0
COMPANY 069 | 391.4 | OFFICE FURNITURE AND EQUIPMENT - COMPUTER SOFTWARE | 5 | SQ | 0
COMPANY 069 | 391.4 | OFFICE FURNITURE AND EQUIPMENT - COMPUTER SOFTWARE | 5 | SQ | 0
COMPANY 069 | 392 | TRANSPORTATION EQUIPMENT | 10 | S1 | 10
COMPANY 069 | 392 | TRANSPORTATION EQUIPMENT | 10 | S1 | 10
COMPANY 069 | 393 | STORES EQUIPMENT | 20 | SQ | 0
COMPANY 069 | 393 | STORES EQUIPMENT | 20 | SQ | 0
COMPANY 069 | 394 | TOOLS, SHOP AND GARAGE EQUIPMENT | 20 | SQ | 0
COMPANY 069 | 394 | TOOLS, SHOP AND GARAGE EQUIPMENT | 20 | SQ | 0
COMPANY 069 | 396 | POWER OPERATED EQUIPMENT | 15 | S1.5 | 10
COMPANY 069 | 396 | POWER OPERATED EQUIPMENT | 15 | S1.5 | 10
COMPANY 069 | 397 | COMMUNICATION EQUIPMENT | 15 | SQ | 0
COMPANY 069 | 397 | COMMUNICATION EQUIPMENT | 15 | SQ | 0
COMPANY 069 | 398 | MISCELLANEOUS EQUIPMENT | 20 | SQ | 0
COMPANY 069 | 398 | MISCELLANEOUS EQUIPMENT | 20 | SQ | 0
COMPANY 070 | 303 | MISCELLANEOUS INTANGIBLE PLANT | 50 | SQ | 0
COMPANY 070 | 350 | LAND RIGHTS | 75 | R4 | 0
COMPANY 070 | 352 | STRUCTURES AND IMPROVEMENTS | 60 | R1.5 | -5
COMPANY 070 | 353 | STATION EQUIPMENT | 43 | S0 | -5
COMPANY 070 | 354 | TOWERS AND FIXTURES | 65 | R3 | -30
COMPANY 070 | 355 | POLES AND FIXTURES | 50 | R1.5 | -30
COMPANY 070 | 356 | OVERHEAD CONDUCTORS AND DEVICES | 55 | R1.5 | -30
COMPANY 070 | 357 | UNDERGROUND CONDUIT | 60 | R4 | 0
COMPANY 070 | 358 | UNDERGROUND CONDUCTORS AND DEVICES | 55 | R2.5 | -10
COMPANY 070 | 359 | ROADS AND TRAILS | 75 | R4 | 0
COMPANY 070 | 390 | STRUCTURES AND IMPROVEMENTS | 50 | R2.5 | -5
COMPANY 070 | 391 | OFFICE FURNITURE AND EQUIPMENT | 20 | SQ | 0
COMPANY 070 | 391.3 | OFFICE FURNITURE AND EQUIPMENT - COMPUTER HARDWARE | 5 | SQ | 0
COMPANY 070 | 392 | TRANSPORTATION EQUIPMENT | 10 | S2.5 | 10
COMPANY 070 | 393 | STORES EQUIPMENT | 20 | SQ | 0
COMPANY 070 | 394 | TOOLS, SHOP AND GARAGE EQUIPMENT | 20 | SQ | 0
COMPANY 070 | 396 | POWER OPERATED EQUIPMENT | 15 | S2 | 10
COMPANY 070 | 397 | COMMUNICATION EQUIPMENT | 15 | SQ | 0
COMPANY 071 | 362 | STATION EQUIPMENT | 15 | S3 | 0
COMPANY 071 | 364 | POLES, TOWERS AND FIXTURES | 29 | L1.5 | -60
COMPANY 071 | 365 | OVERHEAD CONDUCTORS AND DEVICES | 31 | R1 | -30
COMPANY 071 | 366 | UNDERGROUND CONDUIT | 50 | S2 | 0
COMPANY 071 | 367 | UNDERGROUND CONDUCTORS AND DEVICES | 30 | R2 | -15
COMPANY 071 | 368 | LINE TRANSFORMERS | 39 | R1 | 0
COMPANY 071 | 369 | SERVICES | 28 | R0.5 | -95
COMPANY 071 | 370 | METERS | 24 | R2 | 0
COMPANY 071 | 370.1 | METERS - AMR AND ELECTRONIC | 15 | S3 | 0
COMPANY 071 | 371 | INSTALLATIONS ON CUSTOMERS' PREMISES | 21 | R1 | -20
COMPANY 071 | 373 | STREET LIGHTING AND SIGNAL SYSTEMS | 21 | R1 | -35
COMPANY 071 | 390 | STRUCTURES AND IMPROVEMENTS | 45 | SQ | 0
COMPANY 071 | 390.1 | STRUCTURES AND IMPROVEMENTS - LARGE | 75 | R2.5 | 0
COMPANY 071 | 391.1 | OFFICE FURNITURE | 25 | SQ | 0
COMPANY 071 | 391.2 | OFFICE EQUIPMENT | 5 | SQ | 0
COMPANY 071 | 391.4 | COMPUTERS AND SOFTWARE | 5 | SQ | 0
COMPANY 071 | 391.4 | SOFTWARE | 10 | SQ | 0
COMPANY 071 | 392.1 | PASSENGER CARS AND VANS | 5 | S3 | 18
COMPANY 071 | 392.2 | LIGHT TRUCKS | 7 | R3 | 18
COMPANY 071 | 392.4 | HEAVY TRUCKS | 10 | L2 | 18
COMPANY 071 | 393 | STORES EQUIPMENT | 20 | SQ | 0
COMPANY 071 | 394 | TOOLS, SHOP AND GARAGE EQUIPMENT | 20 | SQ | 0
COMPANY 071 | 395 | LABORATORY EQUIPMENT | 15 | SQ | 0
COMPANY 071 | 396 | POWER OPERATED EQUIPMENT | 10 | S3 | 0
COMPANY 071 | 397 | COMMUNICATION EQUIPMENT | 10 | SQ | 0
COMPANY 071 | 398 | MISCELLANEOUS EQUIPMENT | 15 | SQ | 0
COMPANY 072 | 303 | MISCELLANEOUS INTAGIBLE PLANT | 7 | SQ | -
COMPANY 072 | 350 | LAND AND LAND RIGHTS - RIGHTS | 75 | R4 | -
COMPANY 072 | 350 | LAND AND LAND RIGHTS - RIGHTS | 75 | R4 | -
COMPANY 072 | 350 | LAND RIGHTS | 75 | R3 | 0
COMPANY 072 | 351 | EASEMENTS | 75 | R4 | -
COMPANY 072 | 352 | STRUCTURES AND IMPROVEMENTS | 70 | R4 | -
COMPANY 072 | 352 | STRUCTURES AND IMPROVEMENTS | 70 | R4 | -5
COMPANY 072 | 352 | STRUCTURES AND IMPROVEMENTS | 75 | R4 | 0
COMPANY 072 | 353 | STATION EQUIPMENT | 55 | S0 | -
COMPANY 072 | 353 | STATION EQUIPMENT | 53 | R1.5 | -10
COMPANY 072 | 353 | STATION EQUIPMENT | 53 | R1.5 | -20
COMPANY 072 | 354 | TOWERS AND FIXTURES | 75 | R4 | -
COMPANY 072 | 354 | TOWERS AND FIXTURES | 75 | R4 | -20
COMPANY 072 | 354 | TOWERS AND FIXTURES | 80 | R4 | -10
COMPANY 072 | 355 | POLES AND FIXTURES | 60 | R2 | -
COMPANY 072 | 355 | POLES AND FIXTURES | 60 | R1.5 | -30
COMPANY 072 | 355 | POLES AND FIXTURES | 60 | R2 | -20
COMPANY 072 | 356 | OVERHEAD CONDUCTORS AND DEVICES | 65 | R2 | -
COMPANY 072 | 356 | OVERHEAD CONDUCTORS AND DEVICES | 60 | R1.5 | -50
COMPANY 072 | 356 | OVERHEAD CONDUCTORS AND DEVICES | 65 | R2 | -50
COMPANY 072 | 356.1 | OVERHEAD CONDUCTORS AND DEVICES - RIGHT OF WAY CLEARING | 65 | R2 | -
COMPANY 072 | 356.1 | OVERHEAD CONDUCTORS AND DEVICES - CLEARING | 60 | R1.5 | 0
COMPANY 072 | 356.1 | OVERHEAD CONDUCTORS AND DEVICES - CLEARING | 65 | R2 | 0
COMPANY 072 | 357 | UNDERGROUND CONDUIT | 55 | R2 | -
COMPANY 072 | 357 | UNDERGROUND CONDUIT | 60 | R2.5 | 0
COMPANY 072 | 357 | UNDERGROUND CONDUIT | 60 | R2 | 0
COMPANY 072 | 358 | UNDERGROUND CONDUCTORS AND DEVICES | 40 | S3 | -
COMPANY 072 | 358 | UNDERGROUND CONDUCTORS AND DEVICES | 50 | R3 | -10
COMPANY 072 | 358 | UNDERGROUND CONDUCTORS AND DEVICES | 55 | R3 | -15
COMPANY 072 | 359 | ROADS AND TRAILS | 60 | S4 | -
COMPANY 072 | 359 | ROADS AND TRAILS | 65 | R4 | 0
COMPANY 072 | 359 | ROADS AND TRAILS | 70 | R4 | 0
COMPANY 072 | 360 | LAND AND LAND RIGHTS - RIGHTS | 75 | R3 | -
COMPANY 072 | 360 | DISTRIBUTION EASEMENTS | 80 | R4 | -
COMPANY 072 | 360 | DISTRIBUTION SUBSTATION EASEMENTS | 85 | R4 | -
COMPANY 072 | 360 | DISTRIBUTION LINE EASEMENTS | 85 | R4 | -
COMPANY 072 | 361 | STRUCTURES AND IMPROVEMENTS | 65 | R4 | -
COMPANY 072 | 361 | STRUCTURES AND IMPROVEMENTS | 70 | R4 | -
COMPANY 072 | 361 | STRUCTURES AND IMPROVEMENTS | 75 | R4 | -
COMPANY 072 | 361 | STRUCTURES AND IMPROVEMENTS - CLEARING | 75 | R4 | -
COMPANY 072 | 362 | STATION EQUIPMENT | 60 | R2 | -
COMPANY 072 | 362 | STATION EQUIPMENT | 59 | R2 | -
COMPANY 072 | 362 | STATION EQUIPMENT | 59 | R2 | -
COMPANY 072 | 364 | POLES, TOWERS AND FIXTURES | 44 | R1.5 | -
COMPANY 072 | 364 | POLES, TOWERS AND FIXTURES | 49 | R1.5 | -
COMPANY 072 | 364 | POLES, TOWERS AND FIXTURES | 50 | R1.5 | -
COMPANY 072 | 365 | OVERHEAD CONDUCTORS AND DEVICES | 42 | R1 | -
COMPANY 072 | 365 | OVERHEAD CONDUCTORS AND DEVICES | 37 | R1 | -
COMPANY 072 | 365 | OVERHEAD CONDUCTORS AND DEVICES | 36 | R0.5 | -
COMPANY 072 | 365.2 | OVERHEAD CONDUCTORS AND DEVICES - RIGHT OF WAY CLEARING | 60 | R5 | -
COMPANY 072 | 365.2 | OVERHEAD CONDUCTORS AND DEVICES - CLEARING | 65 | R5 | -
COMPANY 072 | 365.2 | OVERHEAD CONDUCTORS AND DEVICES - CLEARING | 70 | R5 | -
COMPANY 072 | 366 | UNDERGROUND CONDUIT | 65 | S4 | -
COMPANY 072 | 366 | UNDERGROUND CONDUIT | 75 | R4 | -
COMPANY 072 | 366 | UNDERGROUND CONDUIT | 80 | R4 | -
COMPANY 072 | 367 | UNDERGROUND CONDUCTORS AND DEVICES | 43 | R2 | -
COMPANY 072 | 367 | UNDERGROUND CONDUCTORS AND DEVICES | 45 | S0.5 | -
COMPANY 072 | 367 | UNDERGROUND CONDUCTORS AND DEVICES | 47 | R1.5 | -
COMPANY 072 | 368 | LINE TRANSFORMERS | 37 | R1 | -
COMPANY 072 | 368 | LINE TRANSFORMERS | 39 | R1 | -
COMPANY 072 | 368 | LINE TRANSFORMERS | 42 | R1 | -
COMPANY 072 | 369 | SERVICES | 55 | R2.5 | -
COMPANY 072 | 369 | SERVICES | 60 | R2.5 | -
COMPANY 072 | 369 | SERVICES | 65 | R2 | -
COMPANY 072 | 370 | METERS | 24 | L0 | -
COMPANY 072 | 370 | METERS | 23 | L0.5 | -
COMPANY 072 | 370 | METERS | 23 | R1 | -
COMPANY 072 | 370.1 | SMART METERS | 20 | S2.5 | -
COMPANY 072 | 371 | INSTALLATIONS ON CUSTOMERS' PREMISES | 27 | R1.5 | -
COMPANY 072 | 371 | INSTALLATIONS ON CUSTOMERS' PREMISES | 28 | R2 | -
COMPANY 072 | 371 | INSTALLATIONS ON CUSTOMERS' PREMISES | 30 | R2 | -
COMPANY 072 | 373 | STREET LIGHTING AND SIGNAL SYSTEMS | 28 | R1 | -
COMPANY 072 | 373 | STREET LIGHTING AND SIGNAL SYSTEMS | 28 | R1.5 | -
COMPANY 072 | 373 | STREET LIGHTING AND SIGNAL SYSTEMS | 30 | R1.5 | -
COMPANY 072 | 373.3 | STREET LIGHTING AND SIGNAL SYSTEMS - LED | 30 | R0.5 | -
COMPANY 072 | 373.3 | STREET LIGHTING AND SIGNAL SYSTEMS - LED | 30 | R1 | -
COMPANY 072 | 389 | LAND AND LAND RIGHTS - RIGHTS | 45 | R3 | -
COMPANY 072 | 389 | LAND AND LAND RIGHTS - RIGHTS | 50 | R3 | -
COMPANY 072 | 389 | LAND RIGHTS | 50 | R3 | -
COMPANY 072 | 390 | STRUCTURES AND IMPROVEMENTS | 45 | R2 | -
COMPANY 072 | 390 | STRUCTURES AND IMPROVEMENTS - CLEARING | 60 | R2.5 | -
COMPANY 072 | 390 | STRUCTURES AND IMPROVEMENTS | 50 | R1.5 | -
COMPANY 072 | 390 | STRUCTURES AND IMPROVEMENTS - CLEARING | 60 | R3 | -
COMPANY 072 | 390 | STRUCTURES AND IMPROVEMENTS | 50 | S0 | -
COMPANY 072 | 390 | STRUCTURES AND IMPROVEMENTS - CLEARING | 65 | R2.5 | -
COMPANY 072 | 391.1 | OFFICE FURNITURE | 25 | SQ | -
COMPANY 072 | 391.1 | OFFICE FURNITURE | 25 | SQ | -
COMPANY 072 | 391.1 | OFFICE FURNITURE | 25 | SQ | -
COMPANY 072 | 391.2 | OFFICE EQUIPMENT | 20 | SQ | -
COMPANY 072 | 391.2 | OFFICE EQUIPMENT | 20 | SQ | -
COMPANY 072 | 391.3 | INFORMATION SYSTEMS | 5 | SQ | -
COMPANY 072 | 391.3 | INFORMATION SYSTEMS | 5 | SQ | -
COMPANY 072 | 391.3 | PERSONAL COMPUTERS | 5 | SQ | -
COMPANY 072 | 391.4 | COMPUTERS AND SOFTWARE | 5 | SQ | -
COMPANY 072 | 391.4 | PERSONAL COMPUTERS | 5 | SQ | -
COMPANY 072 | 392 | TRANSPORTATION EQUIPMENT | 14 | L1.5 | -
COMPANY 072 | 392 | TRANSPORTATION EQUIPMENT | 13 | L2 | -
COMPANY 072 | 392 | TRANSPORTATION EQUIPMENT | 12 | S1 | -
COMPANY 072 | 393 | STORES EQUIPMENT | 30 | SQ | -
COMPANY 072 | 393 | STORES EQUIPMENT | 30 | SQ | -
COMPANY 072 | 393 | STORES EQUIPMENT | 30 | SQ | -
COMPANY 072 | 394 | TOOLS, SHOP AND GARAGE EQUIPMENT | 25 | SQ | -
COMPANY 072 | 394 | TOOLS, SHOP AND GARAGE EQUIPMENT | 25 | SQ | -
COMPANY 072 | 394 | TOOLS, SHOP AND GARAGE EQUIPMENT | 25 | SQ | -
COMPANY 072 | 395 | LABORATORY EQUIPMENT | 20 | SQ | -
COMPANY 072 | 395 | LABORATORY EQUIPMENT | 20 | SQ | -
COMPANY 072 | 396 | POWER OPERATED EQUIPMENT | 22 | L1.5 | -
COMPANY 072 | 396 | POWER OPERATED EQUIPMENT | 20 | S1 | -
COMPANY 072 | 396 | POWER OPERATED EQUIPMENT | 21 | S1 | -
COMPANY 072 | 397 | COMMUNICATION EQUIPMENT | 20 | SQ | -
COMPANY 072 | 397 | COMMUNICATION EQUIPMENT | 20 | SQ | -
COMPANY 072 | 397 | COMMUNICATION EQUIPMENT | 20 | SQ | -
COMPANY 072 | 398 | MISCELLANEOUS EQUIPMENT | 20 | SQ | -
COMPANY 072 | 398 | MISCELLANEOUS EQUIPMENT | 20 | SQ | -
COMPANY 072 | 398 | MISCELLANEOUS EQUIPMENT | 20 | SQ | -
COMPANY 073 | 311 | STRUCTURES AND IMPROVEMENTS | 90 | S0.5 | -20
COMPANY 073 | 312 | BOILER PLANT EQUIPMENT | 55 | R1 | -15
COMPANY 073 | 312.2 | BOILER PLANT EQUIPMENT - AQC | 55 | R1 | -15
COMPANY 073 | 312.6 | UNIT TRAIN | 25 | R2.5 | 20
COMPANY 073 | 314 | TURBOGENERATOR UNITS | 60 | R1.5 | -15
COMPANY 073 | 315 | ACCESSORY ELECTRIC EQUIPMENT | 50 | L1 | -10
COMPANY 073 | 316 | MISCELLANEOUS POWER PLANT EQUIPMENT | 55 | L1 | 0
COMPANY 073 | 321 | STRUCTURES AND IMPROVEMENTS | 90 | S0.5 | -5
COMPANY 073 | 322 | REACTOR PLANT EQUIPMENT | 60 | R2 | -5
COMPANY 073 | 323 | TURBOGENERATOR UNITS | 50 | S1.5 | -10
COMPANY 073 | 324 | ACCESSORY ELECTRIC EQUIPMENT | 50 | S1.5 | 0
COMPANY 073 | 325 | MISCELLANEOUS POWER PLANT EQUIPMENT | 40 | R0.5 | 0
COMPANY 073 | 341 | STRUCTURES AND IMPROVEMENTS | 60 | R1 | -5
COMPANY 073 | 341.02 | STRUCTURES AND IMPROVEMENTS - WIND | - | SQ | 0
COMPANY 073 | 342 | FUEL HOLDERS, PRODUCERS AND ACCESSORIES | 45 | R2 | -10
COMPANY 073 | 344 | GENERATORS | 35 | S0.5 | -10
COMPANY 073 | 344.02 | GENERATORS - WIND | - | SQ | 0
COMPANY 073 | 345 | ACCESSORY ELECTRIC EQUIPMENT | 45 | R2.5 | 0
COMPANY 073 | 345.02 | ACCESSORY ELECTRIC EQUIPMENT - WIND | - | SQ | 0
COMPANY 073 | 352 | STRUCTURES AND IMPROVEMENTS | 60 | R2.5 | -5
COMPANY 073 | 353 | STATION EQUIPMENT | 60 | R0.5 | -10
COMPANY 073 | 353.2 | STATION EQUIPMENT - COMMUNICATION EQUIPMENT | 15 | S2..5 | 0
COMPANY 073 | 354 | TOWERS AND FIXTURES | 70 | R3 | -20
COMPANY 073 | 355 | POLES AND FIXTURES | 50 | S0.5 | -40
COMPANY 073 | 356 | OVERHEAD CONDUCTORS AND DEVICES | 53 | R2 | -20
COMPANY 073 | 357 | UNDERGROUND CONDUIT | 60 | R3 | 0
COMPANY 073 | 358 | UNDERGROUND CONDUCTORS AND DEVICES | 55 | R4 | 0
COMPANY 073 | 361 | STRUCTURES AND IMPROVEMENTS | 50 | S0.5 | -5
COMPANY 073 | 362 | STATION EQUIPMENT | 48 | R1.5 | -5
COMPANY 073 | 362.1 | STATION EQUIPMENT - COMMUNICATION EQUIPMENT | 15 | S2.5 | 0
COMPANY 073 | 364 | POLES, TOWERS AND FIXTURES | 38 | R3 | -40
COMPANY 073 | 365 | OVERHEAD CONDUCTORS AND DEVICES | 45 | R0.5 | -20
COMPANY 073 | 366 | UNDERGROUND CONDUIT | 55 | R2 | -25
COMPANY 073 | 367 | UNDERGROUND CONDUCTORS AND DEVICES | 50 | R1.5 | -5
COMPANY 073 | 368 | LINE TRANSFORMERS | 34 | R2 | 10
COMPANY 073 | 369 | SERVICES | 48 | R2.5 | -100
COMPANY 073 | 370 | METERS | 36 | R1.5 | 0
COMPANY 073 | 371 | INSTALLATIONS ON CUSTOMERS' PREMISES | 20 | L1.5 | -15
COMPANY 073 | 373 | STREET LIGHTING AND SIGNAL SYSTEMS | 25 | L0.5 | -5
COMPANY 073 | 390 | STRUCTURES AND IMPROVEMENTS | 45 | R1 | -15
COMPANY 073 | 391 | OFFICE FURNITURE AND EQUIPMENT | 20 | SQ | 0
COMPANY 073 | 391.3 | COMPUTER EQUIPMENT | 5 | SQ | 0
COMPANY 073 | 392.1 | PASSENGER CARS | 7 | R2 | 25
COMPANY 073 | 392.2 | TRACTORS | 12 | S0 | 25
COMPANY 073 | 392.2 | LIGHT TRUCKS | 8 | R0.5 | 25
COMPANY 073 | 392.4 | HEAVY TRUCKS | 10 | S1.5 | 25
COMPANY 073 | 392.5 | TRAILERS | 20 | S1.5 | 25
COMPANY 073 | 393 | STORES EQUIPMENT | 25 | SQ | 0
COMPANY 073 | 394 | TOOLS, SHOP AND GARAGE EQUIPMENT | 20 | SQ | 0
COMPANY 073 | 395 | LABORATORY EQUIPMENT | 20 | SQ | 0
COMPANY 073 | 396 | POWER OPERATED EQUIPMENT | 13 | L2 | 15
COMPANY 073 | 397 | COMMUNICATION EQUIPMENT | 15 | SQ | 0
COMPANY 073 | 398 | MISCELLANEOUS EQUIPMENT | 20 | SQ | 0
COMPANY 074 | 311 | STRUCTURES AND IMPROVEMENTS | 100 | S0.5 | (2) - (15)
COMPANY 074 | 312 | BOILER PLANT EQUIPMENT | 55 | R1 | (2) - (15)
COMPANY 074 | 312.2 | BOILER PLANT EQUIPMENT - AQC | 55 | R1 | (9) - (15)
COMPANY 074 | 312.6 | UNIT TRAIN | 25 | R2.5 | 25
COMPANY 074 | 314 | TURBOGENERATOR UNITS | 60 | R1.5 | (2) - (15)
COMPANY 074 | 315 | ACCESSORY ELECTRIC EQUIPMENT | 55 | S0.5 | (2) - (13)
COMPANY 074 | 316 | MISCELLANEOUS POWER PLANT EQUIPMENT | 55 | S0.5 | (1) - (10)
COMPANY 074 | 321 | STRUCTURES AND IMPROVEMENTS | 100 | S0.5 | -1
COMPANY 074 | 322 | REACTOR PLANT EQUIPMENT | 60 | R2 | -2
COMPANY 074 | 323 | TURBOGENERATOR UNITS | 50 | S1.5 | -1
COMPANY 074 | 324 | ACCESSORY ELECTRIC EQUIPMENT | 50 | S1.5 | 0
COMPANY 074 | 325 | MISCELLANEOUS POWER PLANT EQUIPMENT | 40 | R0.5 | 0
COMPANY 074 | 341 | STRUCTURES AND IMPROVEMENTS | 70 | R2.5 | (2) - (8)
COMPANY 074 | 341.02 | STRUCTURES AND IMPROVEMENTS - WIND | 70 | R2.5 | -19
COMPANY 074 | 342 | FUEL HOLDERS, PRODUCERS AND ACCESSORIES | 50 | R2.5 | (4) - (9)
COMPANY 074 | 344 | GENERATORS | 50 | R1.5 | (4) - (9)
COMPANY 074 | 344.01 | GENERATORS - SOLAR | 45 | R2 | 0
COMPANY 074 | 344.02 | GENERATORS - WIND | 45 | R2 | (17) - (19)
COMPANY 074 | 345 | ACCESSORY ELECTRIC EQUIPMENT | 45 | R3 | (5) - (10)
COMPANY 074 | 345.02 | ACCESSORY ELECTRIC EQUIPMENT - WIND | 40 | R2.5 | (17) - (18)
COMPANY 074 | 346 | MISCELLANEOUS POWER PLANT EQUIPMENT | 45 | R2.5 | 0 - (6)
COMPANY 074 | 346.02 | MISCELLANEOUS POWER PLANT EQUIPMENT - WIND | 35 | S2.5 | -17
COMPANY 074 | 352 | STRUCTURES AND IMPROVEMENTS | 60 | R3 | -5
COMPANY 074 | 353 | STATION EQUIPMENT | 55 | R1 | -10
COMPANY 074 | 353.2 | STATION EQUIPMENT - COMMUNICATION EQUIPMENT | 25 | S2.5 | 0
COMPANY 074 | 354 | TOWERS AND FIXTURES | 70 | R4 | -20
COMPANY 074 | 355 | POLES AND FIXTURES | 52 | R2 | -50
COMPANY 074 | 356 | OVERHEAD CONDUCTORS AND DEVICES | 55 | R2.5 | -25
COMPANY 074 | 357 | UNDERGROUND CONDUIT | 65 | R4 | 0
COMPANY 074 | 358 | UNDERGROUND CONDUCTORS AND DEVICES | 55 | R4 | 0
COMPANY 074 | 361 | STRUCTURES AND IMPROVEMENTS | 55 | R2 | -5
COMPANY 074 | 362 | STATION EQUIPMENT | 52 | R2 | -5
COMPANY 074 | 362.1 | STATION EQUIPMENT - COMMUNICATION EQUIPMENT | 25 | S2.5 | 0
COMPANY 074 | 363 | ENERGY STORAGE EQUIPMENT | 10 | L3 | 0
COMPANY 074 | 364 | POLES, TOWERS AND FIXTURES | 42 | R2.5 | -50
COMPANY 074 | 365 | OVERHEAD CONDUCTORS AND DEVICES | 44 | R1 | -25
COMPANY 074 | 366 | UNDERGROUND CONDUIT | 55 | R2.5 | -30
COMPANY 074 | 367 | UNDERGROUND CONDUCTORS AND DEVICES | 51 | R1.5 | -10
COMPANY 074 | 368 | LINE TRANSFORMERS | 37 | R2 | 10
COMPANY 074 | 369 | SERVICES | 50 | R2.5 | -100
COMPANY 074 | 370 | METERS | 40 | R1.5 | 2
COMPANY 074 | 370.1 | METERS - AMI | 20 | S2.5 | 2
COMPANY 074 | 370.1 | METERS - AMR | 40 | R1.5 | 2
COMPANY 074 | 371 | INSTALLATIONS ON CUSTOMERS' PREMISES | 21 | S1.5 | -15
COMPANY 074 | 373 | STREET LIGHTING AND SIGNAL SYSTEMS | 25 | L0.5 | -5
COMPANY 074 | 390 | STRUCTURES AND IMPROVEMENTS | 45 | R1.5 | -20
COMPANY 074 | 391 | OFFICE FURNITURE AND EQUIPMENT | 20 | SQ | 0
COMPANY 074 | 391.3 | COMPUTER EQUIPMENT | 8 | SQ | 0
COMPANY 074 | 392.1 | PASSENGER CARS | 8 | R2 | 25
COMPANY 074 | 392.2 | TRACTORS | 12 | R2 | 25
COMPANY 074 | 392.2 | LIGHT TRUCKS | 7.5 | L0.5 | 25
COMPANY 074 | 392.4 | HEAVY TRUCKS | 10 | L2.5 | 25
COMPANY 074 | 392.5 | TRAILERS | 26 | S0 | 25
COMPANY 074 | 393 | STORES EQUIPMENT | 25 | SQ | 0
COMPANY 074 | 394 | TOOLS, SHOP AND GARAGE EQUIPMENT | 30 | SQ | 0
COMPANY 074 | 395 | LABORATORY EQUIPMENT | 30 | SQ | 0
COMPANY 074 | 396 | POWER OPERATED EQUIPMENT | 12 | L2.5 | 15
COMPANY 074 | 397 | COMMUNICATION EQUIPMENT | 35 | SQ | 0
COMPANY 074 | 398 | MISCELLANEOUS EQUIPMENT | 30 | SQ | 0
COMPANY 075 | 311 | STRUCTURES AND IMPROVEMENTS | 90 | R2.5 | (3) - (20)
COMPANY 075 | 312 | BOILER PLANT EQUIPMENT | 60 | S0.5 | (4) - (25)
COMPANY 075 | 312.2 | POLLUTION CONTROL EQUIPMENT | 45 | R3 | (2) - (12)
COMPANY 075 | 314 | TURBOGENERATOR UNITS | 60 | R1.5 | (4) - (18)
COMPANY 075 | 315 | ACCESSORY ELECTRIC EQUIPMENT | 60 | S0.5 | (2) - (20)
COMPANY 075 | 316 | MISCELLANEOUS POWER PLANT EQUIPMENT | 35 | S1 | (4) - (14)
COMPANY 075 | 341 | STRUCTURES AND IMPROVEMENTS - COMBINED CYCLE | 55 | R3 | 0 - (28)
COMPANY 075 | 342 | FUEL HOLDERS, PRODUCERS AND ACCESSORIES | 55 | R3 | (1) - (29)
COMPANY 075 | 343 | PRIME MOVERS | 45 | R2 | (1) - (19)
COMPANY 075 | 344 | GENERATORS | 50 | R2.5 | (1) - (22)
COMPANY 075 | 345 | ACCESSORY ELECTRIC EQUIPMENT | 50 | R2.5 | 0 - (20)
COMPANY 075 | 346 | MISCELLANEOUS POWER PLANT EQUIPMENT | 32 | S2.5 | (1) - (24)
COMPANY 075 | 352 | STRUCTURES AND IMPROVEMENTS | 70 | R3 | -5
COMPANY 075 | 353 | STATION EQUIPMENT | 58 | R2 | -5
COMPANY 075 | 353.2 | STATION EQUIPMENT - COMMUNICATION EQUIPMENT | 25 | S2.5 | 0
COMPANY 075 | 354 | TOWERS AND FIXTURES | 60 | R3 | -20
COMPANY 075 | 355 | POLES AND FIXTURES | 60 | R2 | -70
COMPANY 075 | 356 | OVERHEAD CONDUCTORS AND DEVICES | 65 | R3 | -60
COMPANY 075 | 357 | UNDERGROUND CONDUIT | 45 | S2 | 0
COMPANY 075 | 358 | UNDERGROUND CONDUCTORS AND DEVICES | 50 | S4 | 0
COMPANY 075 | 361 | STRUCTURES AND IMPROVEMENTS | 65 | R3 | -10
COMPANY 075 | 362 | STATION EQUIPMENT | 54 | R2 | -10
COMPANY 075 | 364 | POLES, TOWERS AND FIXTURES | 54 | S2.5 | -100
COMPANY 075 | 365 | OVERHEAD CONDUCTORS AND DEVICES | 57 | R1.5 | -70
COMPANY 075 | 366 | UNDERGROUND CONDUIT | 49 | R3 | -50
COMPANY 075 | 367 | UNDERGROUND CONDUCTORS AND DEVICES | 47 | R2.5 | -45
COMPANY 075 | 368 | LINE TRANSFORMERS | 42 | R2 | -20
COMPANY 075 | 369.1 | SERVICES - OVERHEAD | 60 | R4 | -125
COMPANY 075 | 369.2 | SERVICES - UNDERGROUND | 40 | R5 | -25
COMPANY 075 | 370 | METERS | 51 | R2 | -5
COMPANY 075 | 370.99 | LOAD RESEARCH METERS | 20 | S2.5 | 0
COMPANY 075 | 371 | INSTALLATIONS ON CUSTOMERS' PREMISES | 33 | R1.5 | -15
COMPANY 075 | 373 | STREET LIGHTING AND SIGNAL SYSTEMS | 32 | L0.5 | -20
COMPANY 075 | 390 | STRUCTURES AND IMPROVEMENTS | 40 | R1.5 | -15
COMPANY 075 | 391.1 | OFFICE FURNITURE | 20 | SQ | 0
COMPANY 075 | 391.2 | OFFICE EQUIPMENT | 20 | SQ | 0
COMPANY 075 | 391.3 | COMPUTER HARDWARE | 8 | SQ | 0
COMPANY 075 | 391.4 | COMPUTERS AND SOFTWARE | 9 | SQ | 0
COMPANY 075 | 392.1 | PASSENGER CARS AND VANS | 8 | S2.5 | 15
COMPANY 075 | 392.2 | TRACTORS | 15 | R4 | 15
COMPANY 075 | 392.2 | LIGHT TRUCKS | 10 | S2.5 | 15
COMPANY 075 | 392.3 | MEDIUM TRUCKS | 9 | L3 | 15
COMPANY 075 | 392.4 | HEAVY TRUCKS | 13 | L3 | 15
COMPANY 075 | 392.5 | TRAILERS | 19 | S0 | 15
COMPANY 075 | 393 | STORES EQUIPMENT | 25 | SQ | 0
COMPANY 075 | 394 | TOOLS, SHOP AND GARAGE EQUIPMENT | 25 | SQ | 0
COMPANY 075 | 395 | LABORATORY EQUIPMENT | 30 | SQ | 0
COMPANY 075 | 396 | POWER OPERATED EQUIPMENT | 19 | S1.5 | 15
COMPANY 075 | 397 | COMMUNICATION EQUIPMENT | 27 | SQ | 0
COMPANY 075 | 398 | MISCELLANEOUS EQUIPMENT | 25 | SQ | 0
COMPANY 076 | 302 | FRANCHISES AND CONSENTS | 20 | SQ | 0
COMPANY 076 | 302 | FRANCHISES AND CONSENTS | 20 | SQ | 0
COMPANY 076 | 302 | FRANCHISES AND CONSENTS | 20 | SQ | 0
COMPANY 076 | 303 | MISCELLANEOUS INTANGIBLE PLANT | 5 | SQ | 0
COMPANY 076 | 303 | MISCELLANEOUS INTANGIBLE PLANT - CCS SOFTWARE | - | SQ | 0
COMPANY 076 | 303 | MISCELLANEOUS INTANGIBLE PLANT | 5 | SQ | 0
COMPANY 076 | 303 | MISCELLANEOUS INTANGIBLE PLANT - CCS SOFTWARE | - | SQ | 0
COMPANY 076 | 303 | MISCELLANEOUS INTANGIBLE PLANT | 5 | SQ | 0
COMPANY 076 | 303 | CCS SOFTWARE | - | SQ | 0
COMPANY 076 | 303 | CLOUD SOFTWARE | 5 | SQ | 0
COMPANY 076 | 303 | DMS CLOUD SOFTWARE | 5 | SQ | 0
COMPANY 076 | 303 | CLOUD SOFTWARE - PREPAIDS | 5 | SQ | 0
COMPANY 076 | 303 | DMS CLOUD SOFTWARE - PREPAIDS | 5 | SQ | 0
COMPANY 076 | 311 | STRUCTURES AND IMPROVEMENTS | 100 | R2.5 | (6) - (13)
COMPANY 076 | 311 | STRUCTURES AND IMPROVEMENTS | 105 | R2.5 | 0 - (13)
COMPANY 076 | 311 | STRUCTURES AND IMPROVEMENTS | 100 | R2.5 | (1) - (13)
COMPANY 076 | 311 | STRUCTURES AND IMPROVEMENTS | 95 | R2.5 | (3)-(13)
COMPANY 076 | 311.1 | STRUCTURES AND IMPROVEMENTS - ASH PONDS | 100 | S4 | 0
COMPANY 076 | 311.1 | STRUCTURES AND IMPROVEMENTS - ASH PONDS | 100 | S4 | 0
COMPANY 076 | 312 | BOILER PLANT EQUIPMENT | 65 | R2 | (6) - (13)
COMPANY 076 | 312 | BOILER PLANT EQUIPMENT | 70 | R1.5 | (6) - (13)
COMPANY 076 | 312 | BOILER PLANT EQUIPMENT | 65 | R1.5 | (4) - (13)
COMPANY 076 | 312 | BOILER PLANT EQUIPMENT | 60 | R2 | (3)-(13)
COMPANY 076 | 312.1 | BOILER PLANT EQUIPMENT - ASH PONDS | 100 | S4 | 0
COMPANY 076 | 312.4 | BOILER PLANT EQUIPMENT - ASH PONDS | 100 | S4 | 0
COMPANY 076 | 314 | TURBOGENERATOR UNITS | 70 | R3 | (6) - (13)
COMPANY 076 | 314 | TURBOGENERATOR UNITS | 60 | R2 | (6) - (13)
COMPANY 076 | 314 | TURBOGENERATOR UNITS | 60 | R1.5 | (4) - (13)
COMPANY 076 | 314 | TURBOGENERATOR UNITS | 55 | R1.5 | (3)-(13)
COMPANY 076 | 315 | ACCESSORY ELECTRIC EQUIPMENT | 70 | R3 | (6) - (13)
COMPANY 076 | 315 | ACCESSORY ELECTRIC EQUIPMENT | 70 | R4 | (6) - (13)
COMPANY 076 | 315 | ACCESSORY ELECTRIC EQUIPMENT | 70 | R4 | (4) - (13)
COMPANY 076 | 315 | ACCESSORY ELECTRIC EQUIPMENT | 70 | R4 | (3)-(13)
COMPANY 076 | 316 | MISCELLANEOUS POWER PLANT EQUIPMENT | 75 | R1.5 | (1) - (13)
COMPANY 076 | 316 | MISCELLANEOUS POWER PLANT EQUIPMENT | 75 | R1.5 | 0 - (13)
COMPANY 076 | 316 | MISCELLANEOUS POWER PLANT EQUIPMENT | 70 | R1.5 | (1) - (13)
COMPANY 076 | 316 | MISCELLANEOUS POWER PLANT EQUIPMENT | 65 | R1.5 | (1)-(13)
COMPANY 076 | 330 | LAND AND LAND RIGHTS - RIGHTS | 100 | R4 | 0
COMPANY 076 | 330 | LAND RIGHTS | 100 | S4 | 0
COMPANY 076 | 330 | LAND RIGHTS | 100 | S4 | 0
COMPANY 076 | 331 | STRUCTURES AND IMPROVEMENTS | 90 | S2.5 | -3
COMPANY 076 | 331 | STRUCTURES AND IMPROVEMENTS | 85 | S2.5 | -2
COMPANY 076 | 331 | STRUCTURES AND IMPROVEMENTS | 70 | S0.5 | -2
COMPANY 076 | 332 | RESERVOIRS, DAMS AND WATERWAYS | 105 | S2.5 | -3
COMPANY 076 | 332 | RESERVOIRS, DAMS AND WATERWAYS | 110 | S2.5 | -2
COMPANY 076 | 332 | RESERVOIRS, DAMS AND WATERWAYS | 110 | R3 | -2
COMPANY 076 | 333 | WATER WHEELS, TURBINES AND GENERATORS | 75 | R3 | -3
COMPANY 076 | 333 | WATER WHEELS, TURBINES AND GENERATORS | 75 | R3 | -2
COMPANY 076 | 333 | WATER WHEELS, TURBINES AND GENERATORS | 65 | R2.5 | -2
COMPANY 076 | 334 | ACCESSORY ELECTRIC EQUIPMENT | 40 | L2.5 | -3
COMPANY 076 | 334 | ACCESSORY ELECTRIC EQUIPMENT | 40 | L2.5 | -2
COMPANY 076 | 334 | ACCESSORY ELECTRIC EQUIPMENT | 45 | L2.5 | -2
COMPANY 076 | 335 | MISCELLANEOUS POWER PLANT EQUIPMENT | 40 | S0 | -3
COMPANY 076 | 335 | MISCELLANEOUS POWER PLANT EQUIPMENT | 45 | S0 | -2
COMPANY 076 | 335 | MISCELLANEOUS POWER PLANT EQUIPMENT | 45 | S0.5 | -2
COMPANY 076 | 336 | ROADS, RAILROADS AND BRIDGES | 60 | R4 | -3
COMPANY 076 | 336 | ROADS, RAILROADS AND BRIDGES | 65 | R4 | -2
COMPANY 076 | 336 | ROADS, RAILROADS AND BRIDGES | 70 | R4 | -2
COMPANY 076 | 340 | LAND AND LAND RIGHTS - RIGHTS | - | SQ | 0
COMPANY 076 | 340 | LAND AND LAND RIGHTS - RIGHTS | - | SQ | 0
COMPANY 076 | 340 | LAND RIGHTS | - | SQ | 0
COMPANY 076 | 341 | STRUCTURES AND IMPROVEMENTS | 50 | R2.5 | (6) - (12)
COMPANY 076 | 341 | STRUCTURES AND IMPROVEMENTS | 55 | R2.5 | (6) - (12)
COMPANY 076 | 341 | STRUCTURES AND IMPROVEMENTS | 55 | R3 | (7)-(12)
COMPANY 076 | 341.01 | STRUCTURES AND IMPROVEMENTS - SOLAR | 40 | S3 | (1) - (3)
COMPANY 076 | 341.01 | STRUCTURES AND IMPROVEMENTS | 40 | S3 | (3)-(4)
COMPANY 076 | 342 | FUEL HOLDERS, PRODUCERS AND ACCESSORIES | 45 | R2.5 | (6) - (12)
COMPANY 076 | 342 | FUEL HOLDERS, PRODUCERS AND ACCESSORIES | 50 | R2 | (6) - (12)
COMPANY 076 | 342 | FUEL HOLDERS, PRODUCERS AND ACCESSORIES | 45 | R2.5 | (7)-(12)
COMPANY 076 | 342.99 | FUEL HOLDERS, PRODUCERS AND ACCESSORIES - LINE INSPECTIONS | 8 | S4 | 0
COMPANY 076 | 343 | PRIME MOVERS | 35 | R1.5 | (6) - (12)
COMPANY 076 | 343 | PRIME MOVERS | 40 | R1.5 | (6) - (10)
COMPANY 076 | 343 | PRIME MOVERS | 40 | R1.5 | (7)-(12)
COMPANY 076 | 344 | GENERATORS | 55 | S2.5 | (6) - (12)
COMPANY 076 | 344 | GENERATORS | 60 | S1.5 | (6) - (12)
COMPANY 076 | 344 | GENERATORS | 60 | R2.5 | (7)-(12)
COMPANY 076 | 344.01 | GENERATORS - SOLAR | 25 | S2.5 | (1) - (10)
COMPANY 076 | 344.01 | GENERATORS | 25 | S2.5 | (3)-(5)
COMPANY 076 | 344.02 | GENERATORS | 45 | R3 | -3
COMPANY 076 | 345 | ACCESSORY ELECTRIC EQUIPMENT | 50 | R3 | (6) - (12)
COMPANY 076 | 345 | ACCESSORY ELECTRIC EQUIPMENT | 55 | R3 | (6) - (12)
COMPANY 076 | 345 | ACCESSORY ELECTRIC EQUIPMENT | 55 | R3 | (7)-(12)
COMPANY 076 | 345.01 | ACCESSORY ELECTRIC EQUIPMENT - SOLAR | 45 | R2.5 | (1) - (3)
COMPANY 076 | 345.01 | ACCESSORY ELECTRIC EQUIPMENT | 45 | R2.5 | (3)-(5)
COMPANY 076 | 346 | MISCELLANEOUS POWER PLANT EQUIPMENT | 40 | R2 | (6) - (12)
COMPANY 076 | 346 | MISCELLANEOUS POWER PLANT EQUIPMENT | 45 | R2.5 | (6) - (12)
COMPANY 076 | 346 | MISCELLANEOUS POWER PLANT EQUIPMENT | 45 | R3 | (7)-(12)
COMPANY 076 | 346.01 | MISCELLANEOUS POWER PLANT EQUIPMENT - SOLAR | 40 | R2.5 | (1) - (3)
COMPANY 076 | 346.01 | MISCELLANEOUS POWER PLANT EQUIPMENT | 40 | R2.5 | (3)-(4)
COMPANY 076 | 350 | LAND AND LAND RIGHTS - RIGHTS | 70 | R3 | 0
COMPANY 076 | 350 | LAND RIGHTS | 75 | R3 | 0
COMPANY 076 | 350 | LAND RIGHTS | 75 | R3 | 0
COMPANY 076 | 350 | STRUCTURES AND IMPROVEMENTS - NON-SYSTEM CONTROL | 70 | R3 | -30
COMPANY 076 | 352 | STRUCTURES AND IMPROVEMENTS | 70 | R3 | -25
COMPANY 076 | 352 | STRUCTURES AND IMPROVEMENTS - SYSTEM CONTROL / COMMUNICATION | 65 | R4 | -25
COMPANY 076 | 352 | STRUCTURES AND IMPROVEMENTS | 70 | R3 | -30
COMPANY 076 | 352 | STRUCTURES AND IMPROVEMENTS - SYSTEM CONTROL / COMMUNICATION | 60 | R1.5 | -15
COMPANY 076 | 352 | STRUCTURES AND IMPROVEMENTS - SYSTEM CONTROL/COMMUNICATION | 60 | R3 | -30
COMPANY 076 | 353 | STATION EQUIPMENT | 60 | R2 | -15
COMPANY 076 | 353 | STATION EQUIPMENT | 32 | S1.5 | -15
COMPANY 076 | 353 | STATION EQUIPMENT - NON-SYSTEM CONTROL | 60 | R1.5 | -10
COMPANY 076 | 353 | STATION EQUIPMENT - SYSTEM CONTROL/COMMUNICATION | 30 | S1.5 | -10
COMPANY 076 | 353.2 | STATION EQUIPMENT - SYSTEM CONTROL / COMMUNICATION | 45 | R2 | -15
COMPANY 076 | 354 | TOWERS AND FIXTURES | 70 | R4 | -40
COMPANY 076 | 354 | TOWERS AND FIXTURES | 70 | R4 | -50
COMPANY 076 | 354 | TOWERS AND FIXTURES | 75 | R4 | -50
COMPANY 076 | 355 | POLES AND FIXTURES | 58 | R2 | -75
COMPANY 076 | 355 | POLES AND FIXTURES | 54 | R2 | -80
COMPANY 076 | 355 | POLES AND FIXTURES | 53 | R2 | -80
COMPANY 076 | 356 | OVERHEAD CONDUCTORS AND DEVICES | 65 | R3 | -75
COMPANY 076 | 356 | OVERHEAD CONDUCTORS AND DEVICES | 70 | R2.5 | -80
COMPANY 076 | 356 | OVERHEAD CONDUCTORS AND DEVICES | 70 | R2.5 | -75
COMPANY 076 | 357 | UNDERGROUND CONDUIT | 50 | R4 | 0
COMPANY 076 | 357 | UNDERGROUND CONDUIT | 55 | R4 | 0
COMPANY 076 | 357 | UNDERGROUND CONDUIT | 55 | R4 | 0
COMPANY 076 | 358 | UNDERGROUND CONDUCTORS AND DEVICES | 40 | R3 | 0
COMPANY 076 | 358 | UNDERGROUND CONDUCTORS AND DEVICES | 50 | R2.5 | -5
COMPANY 076 | 358 | UNDERGROUND CONDUCTORS AND DEVICES | 50 | R2.5 | -5
COMPANY 076 | 360 | LAND AND LAND RIGHTS - RIGHTS | 70 | R4 | 0
COMPANY 076 | 360 | LAND RIGHTS | 75 | R4 | 0
COMPANY 076 | 360 | LAND RIGHTS | 75 | R4 | 0
COMPANY 076 | 361 | STRUCTURES AND IMPROVEMENTS | 60 | R2.5 | -25
COMPANY 076 | 361 | STRUCTURES AND IMPROVEMENTS | 65 | R2.5 | -30
COMPANY 076 | 361 | STRUCTURES AND IMPROVEMENTS | 62 | R2 | -30
COMPANY 076 | 362 | STATION EQUIPMENT | 54 | R2 | -20
COMPANY 076 | 362 | STATION EQUIPMENT | 57 | R1.5 | -20
COMPANY 076 | 362 | STATION EQUIPMENT | 56 | R1.5 | -30
COMPANY 076 | 364 | POLES, TOWERS AND FIXTURES | 50 | R1.5 | -50
COMPANY 076 | 364 | POLES, TOWERS AND FIXTURES | 54 | R1.5 | -50
COMPANY 076 | 364 | POLES, TOWERS AND FIXTURES | 57 | R1.5 | -50
COMPANY 076 | 365 | OVERHEAD CONDUCTORS AND DEVICES | 47 | R1.5 | -30
COMPANY 076 | 365 | OVERHEAD CONDUCTORS AND DEVICES | 45 | R1 | -30
COMPANY 076 | 365 | OVERHEAD CONDUCTORS AND DEVICES | 45 | R1 | -30
COMPANY 076 | 366 | UNDERGROUND CONDUIT | 50 | R4 | 0
COMPANY 076 | 366 | UNDERGROUND CONDUIT | 50 | R4 | -5
COMPANY 076 | 366 | UNDERGROUND CONDUIT | 50 | R4 | -5
COMPANY 076 | 367 | UNDERGROUND CONDUCTORS AND DEVICES | 48 | R2 | -20
COMPANY 076 | 367 | UNDERGROUND CONDUCTORS AND DEVICES | 45 | R2.5 | -10
COMPANY 076 | 367 | UNDERGROUND CONDUCTORS AND DEVICES | 45 | R2.5 | -15
COMPANY 076 | 368 | LINE TRANSFORMERS | 46 | R2 | -5
COMPANY 076 | 368 | LINE TRANSFORMERS | 46 | R2 | -5
COMPANY 076 | 368 | LINE TRANSFORMERS | 47 | R2.5 | -5
COMPANY 076 | 369 | SERVICES | 48 | R1.5 | -25
COMPANY 076 | 369 | SERVICES | 48 | R1.5 | -40
COMPANY 076 | 369 | SERVICES | 50 | R2 | -50
COMPANY 076 | 370 | METERS | 28 | L1 | 0
COMPANY 076 | 370 | METERS | 46 | R1 | 0
COMPANY 076 | 370 | METERS - TO BE RETIRED | 34 | R0.5 | 0
COMPANY 076 | 370 | METERS - TO REMAIN IN-SERVICE | 34 | R0.5 | 0
COMPANY 076 | 370.1 | METERS - AMS | 15 | S2.5 | 0
COMPANY 076 | 370.1 | METERS - AMS | 15 | S2.5 | 0
COMPANY 076 | 370.1 | METERS - AMI | 15 | S2.5 | 0
COMPANY 076 | 370.1 | METERS - AMS | 15 | S2.5 | 0
COMPANY 076 | 370.1 | METERS - AMI | 15 | S2.5 | 0
COMPANY 076 | 370.1 | METERS - CT AND PT | 25 | R3 | 0
COMPANY 076 | 370.99 | METERS - CT AND PT | 18 | S3 | 0
COMPANY 076 | 371 | INSTALLATIONS ON CUSTOMERS' PREMISES | 20 | O1 | -10
COMPANY 076 | 371 | INSTALLATIONS ON CUSTOMERS' PREMISES - EV CHARGING STATIONS | 10 | S3 | 0
COMPANY 076 | 371.3 | INSTALLATIONS ON CUSTOMERS' PREMISES - EV CHARGING STATIONS | 10 | S3 | 0
COMPANY 076 | 373 | STREET LIGHTING AND SIGNAL SYSTEMS | 28 | L0.5 | -10
COMPANY 076 | 373 | STREET LIGHTING AND SIGNAL SYSTEMS | 29 | L0.5 | -10
COMPANY 076 | 373 | STREET LIGHTING AND SIGNAL SYSTEMS | 29 | R1 | -10
COMPANY 076 | 390 | STRUCTURES AND IMPROVEMENTS | 50 | S0 | -15
COMPANY 076 | 390 | STRUCTURES AND IMPROVEMENTS - OWNED PROPERTY | 49 | S0 | -15
COMPANY 076 | 390 | OWNED PROPERTY | 46 | S0 | -20
COMPANY 076 | 390.3 | LEASEHOLD IMPROVEMENTS | 33 | R1.5 | -10
COMPANY 076 | 390.3 | STRUCTURES AND IMPROVEMENTS - LEASEHOLD IMPROVEMENTS | 37 | R1 | -10
COMPANY 076 | 390.3 | LEASEHOLD IMPROVEMENTS | 26 | R1.5 | -5
COMPANY 076 | 391 | OFFICE FURNITURE AND EQUIPMENT | 20 | SQ | 0
COMPANY 076 | 391 | OFFICE FURNITURE AND EQUIPMENT | 20 | SQ | 0
COMPANY 076 | 391.1 | OFFICE FURNITURE AND EQUIPMENT | 20 | SQ | 0
COMPANY 076 | 391.2 | OFFICE EQUIPMENT | 5 | SQ | 0
COMPANY 076 | 391.2 | NON PC COMPUTER EQUIPMENT | 5 | SQ | 0
COMPANY 076 | 391.3 | PERSONAL COMPUTERS | 4 | SQ | 0
COMPANY 076 | 391.3 | PERSONAL COMPUTERS | 4 | SQ | 0
COMPANY 076 | 391.3 | NON PC COMPUTER EQUIPMENT | 5 | SQ | 0
COMPANY 076 | 391.3 | PERSONAL COMPUTERS | 4 | SQ | 0
COMPANY 076 | 392.1 | PASSENGER CARS AND VANS | 14 | S2 | 0
COMPANY 076 | 392.1 | TRANSPORTATION EQUIPMENT - CARS AND LIGHT TRUCKS | 16 | S1.5 | 0
COMPANY 076 | 392.1 | CARS AND LIGHT TRUCKS | 16 | S1.5 | 10
COMPANY 076 | 392.2 | LIGHT TRUCKS | 14 | S2 | 0
COMPANY 076 | 392.4 | HEAVY TRUCKS AND OTHER | 19 | L3 | 10
COMPANY 076 | 392.4 | HEAVY TRUCKS | 16 | L2.5 | 0
COMPANY 076 | 392.4 | TRANSPORTATION EQUIPMENT - HEAVY TRUCKS AND OTHER | 14 | L2.5 | 0
COMPANY 076 | 393 | STORES EQUIPMENT | 25 | SQ | 0
COMPANY 076 | 393 | STORES EQUIPMENT | 25 | SQ | 0
COMPANY 076 | 393 | STORES EQUIPMENT | 25 | SQ | 0
COMPANY 076 | 394 | TOOLS, SHOP AND GARAGE EQUIPMENT | 25 | SQ | 0
COMPANY 076 | 394 | TOOLS, SHOP AND GARAGE EQUIPMENT | 25 | SQ | 0
COMPANY 076 | 394 | TOOLS, SHOP AND GARAGE EQUIPMENT | 25 | SQ | 0
COMPANY 076 | 396 | POWER OPERATED EQUIPMENT | 16 | L5 | 0
COMPANY 076 | 396 | POWER OPERATED EQUIPMENT - OTHER | 17 | L5 | 0
COMPANY 076 | 396 | LARGE MACHINERY | 18 | L4 | 10
COMPANY 076 | 396 | OTHER | 18 | L4 | 10
COMPANY 076 | 396.1 | POWER OPERATED EQUIPMENT - LARGE MACHINERY | 17 | L5 | 0
COMPANY 076 | 397 | COMMUNICATION EQUIPMENT - DSM | 10 | SQ | 0
COMPANY 076 | 397 | COMMUNICATION EQUIPMENT - DSM | 10 | SQ | 0
COMPANY 076 | 397.1 | TELEPHONE EQUIPMENT | 10 | SQ | 0
COMPANY 076 | 397.1 | COMMUNICATION EQUIPMENT - RADIO AND TELEPHONE | 10 | SQ | 0
COMPANY 076 | 397.1 | RADIO AND TELEPHONE | 10 | SQ | 0
COMPANY 076 | 397.2 | MICROWAVE, FIBER AND OTHER | 25 | SQ | 0
COMPANY 076 | 397.2 | MICROWAVE EQUIPMENT | 18 | L3 | 0
COMPANY 076 | 397.2 | COMMUNICATION EQUIPMENT - MICROWAVE, FIBER AND OTHER | 19 | L4 | 0
COMPANY 076 | 397.3 | FIBER OPTIC EQUIPMENT | 18 | L3 | 0
COMPANY 076 | 397.99 | DSM |  | FA | 0
COMPANY 076 | 398 | MISCELLANEOUS EQUIPMENT | 15 | SQ | 0
COMPANY 077 | 303 | MISCELLANEOUS INTANGIBLE PLANT | 7 | SQ | 0
COMPANY 077 | 350 | LAND RIGHTS | 75 | R4 | 0
COMPANY 077 | 352 | STRUCTURES AND IMPROVEMENTS | 70 | R4 | -10
COMPANY 077 | 353 | STATION EQUIPMENT | 58 | S0 | -10
COMPANY 077 | 353.2 | STATION EQUIPMENT - SCADA | 35 | R2.5 | 0
COMPANY 077 | 354 | TOWERS AND FIXTURES | 80 | R4 | -20
COMPANY 077 | 355 | POLES AND FIXTURES | 65 | R3 | -60
COMPANY 077 | 356 | OVERHEAD CONDUCTORS AND DEVICES | 70 | R3 | -75
COMPANY 077 | 356.1 | OVERHEAD CONDUCTORS AND DEVICES - CLEARING AND DAMAGES | 75 | R4 | 0
COMPANY 077 | 357 | UNDERGROUND CONDUIT | 50 | S2.5 | 0
COMPANY 077 | 358 | UNDERGROUND CONDUCTORS AND DEVICES | 45 | S2 | -5
COMPANY 077 | 389 | LAND RIGHTS | 70 | R4 | 0
COMPANY 077 | 390 | STRUCTURES AND IMPROVEMENTS | 55 | S0.5 | -15
COMPANY 077 | 391.1 | OFFICE FURNITURE AND EQUIPMENT - FURNITURE | 20 | SQ | 0
COMPANY 077 | 391.2 | OFFICE FURNITURE AND EQUIPMENT - DATA HANDLING EQUIPMENT | 10 | SQ | 0
COMPANY 077 | 391.3 | OFFICE FURNITURE AND EQUIPMENT - COMPUTERS | 5 | SQ | 0
COMPANY 077 | 391.3 | OFFICE FURNITURE AND EQUIPMENT - SMART METERS HARDWARE | 5 | SQ | 0
COMPANY 077 | 391.4 | OFFICE FURNITURE AND EQUIPMENT - INFORMATION SYSTEMS | 7 | SQ | 0
COMPANY 077 | 392.1 | TRANSPORTATION EQUIPMENT - AUTOS | 9 | S2 | 15
COMPANY 077 | 392.2 | TRANSPORTATION EQUIPMENT - LIGHT TRUCKS | 13 | S1 | 10
COMPANY 077 | 392.3 | TRANSPORTATION EQUIPMENT - MEDIUM AND HEAVY TRUCKS | 11 | L3 | 20
COMPANY 077 | 392.4 | TRANSPORTATION EQUIPMENT - EARTH MOVING EQUIPMENT | 15 | L3 | 0
COMPANY 077 | 392.4 | TRANSPORTATION EQUIPMENT - ALL TERRAIN VEHICLES | 10 | S2.5 | 0
COMPANY 077 | 392.5 | TRANSPORTATION EQUIPMENT - TRAILERS | 25 | S1.5 | 5
COMPANY 077 | 393 | STORES EQUIPMENT | 25 | SQ | 0
COMPANY 077 | 394 | TOOLS, SHOP AND GARAGE EQUIPMENT | 20 | SQ | 0
COMPANY 077 | 395 | LABORATORY EQUIPMENT | 20 | SQ | 0
COMPANY 077 | 396 | POWER OPERATED EQUIPMENT | 20 | S0.5 | 5
COMPANY 077 | 397 | COMMUNICATION EQUIPMENT | 10 | SQ | 0
COMPANY 077 | 398 | MISCELLANEOUS EQUIPMENT | 15 | SQ | 0
COMPANY 078 | 303 | MISCELLANEOUS INTANGIBLE PLANT | 10 | SQ | 0
COMPANY 078 | 303 | MISCELLANEOUS INTANGIBLE PLANT | 10 | SQ | 0
COMPANY 078 | 341 | STRUCTURES AND IMPROVEMENTS | - | SQ | -3
COMPANY 078 | 341 | STRUCTURES AND IMPROVEMENTS | - | SQ | -3
COMPANY 078 | 341.01 | STRUCTURES AND IMPROVEMENTS - SOLAR | - | SQ | 0
COMPANY 078 | 342 | FUEL HOLDERS, PRODUCERS AND ACCESSORIES | - | SQ | -3
COMPANY 078 | 342 | FUEL HOLDERS, PRODUCERS AND ACCESSORIES | - | SQ | -3
COMPANY 078 | 344 | GENERATORS | - | SQ | -3
COMPANY 078 | 344 | GENERATORS | - | SQ | -3
COMPANY 078 | 344.01 | GENERATORS - SOLAR | - | SQ | 0
COMPANY 078 | 345.01 | ACCESSORY ELECTRIC EQUIPMENT - SOLAR | - | SQ | 0
COMPANY 078 | 345.01 | ACCESSORY ELECTRIC EQUIPMENT - SOLAR - 20-YEAR | 20 | S2 | 0
COMPANY 078 | 346 | MISCELLANEOUS POWER PLANT EQUIPMENT | - | SQ | -3
COMPANY 078 | 346 | MISCELLANEOUS POWER PLANT EQUIPMENT | - | SQ | -3
COMPANY 078 | 346.01 | MISCELLANEOUS POWER PLANT EQUIPMENT - SOLAR | - | SQ | 0
COMPANY 078 | 360 | LAND AND LAND RIGHTS - RIGHTS | 65 | R4 | 0
COMPANY 078 | 360 | LAND RIGHTS | 65 | R4 | 0
COMPANY 078 | 361 | STRUCTURES AND IMPROVEMENTS | 55 | R3 | -5
COMPANY 078 | 361 | STRUCTURES AND IMPROVEMENTS | 55 | R3 | -5
COMPANY 078 | 362 | STATION EQUIPMENT | 65 | R3 | -10
COMPANY 078 | 362 | STATION EQUIPMENT | 65 | R3 | -10
COMPANY 078 | 364 | POLES, TOWERS AND FIXTURES | 65 | R1 | -50
COMPANY 078 | 364 | POLES, TOWERS AND FIXTURES | 65 | R2 | -50
COMPANY 078 | 365 | OVERHEAD CONDUCTORS AND DEVICES | 55 | R3 | -50
COMPANY 078 | 365 | OVERHEAD CONDUCTORS AND DEVICES | 55 | R3 | -50
COMPANY 078 | 366 | UNDERGROUND CONDUIT | 70 | R4 | -10
COMPANY 078 | 366 | UNDERGROUND CONDUIT | 70 | R4 | -10
COMPANY 078 | 367 | UNDERGROUND CONDUCTORS AND DEVICES | 65 | R3 | -50
COMPANY 078 | 367 | UNDERGROUND CONDUCTORS AND DEVICES | 60 | R3 | -50
COMPANY 078 | 368 | LINE TRANSFORMERS | 52 | R0.5 | -10
COMPANY 078 | 368 | LINE TRANSFORMERS | 50 | R1 | -10
COMPANY 078 | 369 | SERVICES | 70 | R2 | -25
COMPANY 078 | 369 | SERVICES | 65 | R2 | -25
COMPANY 078 | 370 | METERS | 30 | R0.5 | 0
COMPANY 078 | 370 | METERS | 30 | R0.5 | 0
COMPANY 078 | 371 | INSTALLATIONS ON CUSTOMERS' PREMISES | 35 | R2 | -20
COMPANY 078 | 371 | INSTALLATIONS ON CUSTOMERS' PREMISES | 35 | R2 | -20
COMPANY 078 | 373 | STREET LIGHTING AND SIGNAL SYSTEMS | 50 | R2 | -50
COMPANY 078 | 373 | STREET LIGHTING AND SIGNAL SYSTEMS | 50 | R2 | -50
COMPANY 078 | 389 | LAND AND LAND RIGHTS - RIGHTS | 65 | R4 | 0
COMPANY 078 | 389 | LAND AND LAND RIGHTS - RIGHTS | 65 | R4 | 0
COMPANY 078 | 390 | STRUCTURES AND IMPROVEMENTS | 60 | R3 | -5
COMPANY 078 | 390 | STRUCTURES AND IMPROVEMENTS | 60 | R3 | -5
COMPANY 078 | 391 | OFFICE FURNITURE AND EQUIPMENT | 20 | SQ | 0
COMPANY 078 | 391 | OFFICE FURNITURE AND EQUIPMENT | 20 | SQ | 0
COMPANY 078 | 392 | TRANSPORTATION EQUIPMENT | 14 | L1 | 10
COMPANY 078 | 392 | TRANSPORTATION EQUIPMENT | 14 | L1 | 10
COMPANY 078 | 393 | STORES EQUIPMENT | 20 | SQ | 0
COMPANY 078 | 393 | STORES EQUIPMENT | 20 | SQ | 0
COMPANY 078 | 394 | TOOLS, SHOP AND GARAGE EQUIPMENT | 25 | SQ | 0
COMPANY 078 | 394 | TOOLS, SHOP AND GARAGE EQUIPMENT | 25 | SQ | 0
COMPANY 078 | 396 | POWER OPERATED EQUIPMENT | 14 | L1 | 10
COMPANY 078 | 396 | POWER OPERATED EQUIPMENT | 14 | L1 | 10
COMPANY 078 | 397 | COMMUNICATION EQUIPMENT | 15 | SQ | 0
COMPANY 078 | 397 | COMMUNICATION EQUIPMENT | 15 | SQ | 0
COMPANY 078 | 398 | MISCELLANEOUS EQUIPMENT | 20 | SQ | 0
COMPANY 079 | 303 | MISCELLANEOUS INTANGIBLE PLANT - 3 YEAR | 3 | SQ | 0
COMPANY 079 | 303 | MISCELLANEOUS INTANGIBLE PLANT - 5 YEAR | 5 | SQ | 0
COMPANY 079 | 303 | MISCELLANEOUS INTANGIBLE PLANT - 7 YEAR | 5 | SQ | 0
COMPANY 079 | 303 | MISCELLANEOUS INTANGIBLE PLANT - 10 YEAR | 10 | SQ | 0
COMPANY 079 | 303 | MISCELLANEOUS INTANGIBLE PLANT - 20 YEAR | 10 | SQ | 0
COMPANY 079 | 361 | STRUCTURES AND IMPROVEMENTS | 44 | S1 | -5
COMPANY 079 | 362 | STATION EQUIPMENT | 40 | S4 | -20
COMPANY 079 | 364 | POLES, TOWERS AND FIXTURES | 44 | R2.5 | -60
COMPANY 079 | 365 | OVERHEAD CONDUCTORS AND DEVICES | 43 | R2 | -40
COMPANY 079 | 366 | UNDERGROUND CONDUIT | 56 | R4 | -10
COMPANY 079 | 367 | UNDERGROUND CONDUCTORS AND DEVICES | 46 | R3 | -40
COMPANY 079 | 368 | LINE TRANSFORMERS | 37 | R3 | -30
COMPANY 079 | 369 | SERVICES | 45 | R4 | -75
COMPANY 079 | 370 | METERS | 22 | R4 | -10
COMPANY 079 | 371 | INSTALLATIONS ON CUSTOMERS' PREMISES | 10 | SQ | 0
COMPANY 079 | 373 | STREET LIGHTING AND SIGNAL SYSTEMS | 30 | R3 | -10
COMPANY 079 | 390 | STRUCTURES AND IMPROVEMENTS | 65 | R4 | -5
COMPANY 079 | 391 | OFFICE FURNITURE AND EQUIPMENT | 25 | S6 | 0
COMPANY 079 | 391.1 | OFFICE FURNITURE AND EQUIPMENT - SOFTWARE AND DESKTOP COMPUTERS | 5 | SQ | 0
COMPANY 079 | 391.2 | OFFICE FURNITURE AND EQUIPMENT - LAPTOP COMPUTERS | 5 | SQ | 0
COMPANY 079 | 392 | TRANSPORTATION EQUIPMENT | 12 | L1.5 | 10
COMPANY 079 | 393 | STORES EQUIPMENT | 30 | R2.5 | 0
COMPANY 079 | 394 | TOOLS, SHOP AND GARAGE EQUIPMENT | 24 | L1 | 0
COMPANY 079 | 395 | LABORATORY EQUIPMENT | 33 | R3 | 0
COMPANY 079 | 396 | POWER OPERATED EQUIPMENT | 15 | L1.5 | 10
COMPANY 079 | 397 | COMMUNICATION EQUIPMENT | 24 | S5 | 0
COMPANY 079 | 397.1 | COMMUNICATION EQUIPMENT - SITE SPECIFIC | 24 | S5 | 0
COMPANY 079 | 398 | MISCELLANEOUS EQUIPMENT | 10 | S6 | 0
COMPANY 080 | 303 | MISCELLANEOUS INTANGIBLE PLANT - SOFTWARE | 5 | SQ | 0
COMPANY 080 | 303 | MISCELLANEOUS INTANGIBLE PLANT - COMPUTER SOFTWARE | 5 | SQ | 0
COMPANY 080 | 303 | MISCELLANEOUS INTANGIBLE PLANT - CCS SOFTWARE | - | SQ | 0
COMPANY 080 | 303 | DMS CLOUD SOFTWARE | 5 | SQ | 0
COMPANY 080 | 303 | DMS CLOUD SOFTWARE - PREPAIDS | 5 | SQ | 0
COMPANY 080 | 311 | STRUCTURES AND IMPROVEMENTS | 95 | R2.5 | (10) - (25)
COMPANY 080 | 311 | STRUCTURES AND IMPROVEMENTS | 95 | R2.5 | (10) - (25)
COMPANY 080 | 311 | STRUCTURES AND IMPROVEMENTS | 95 | R2.5 | (5) - (30)
COMPANY 080 | 311 | STRUCTURES AND IMPROVEMENTS | 90 | R2.5 | (5)-(10)
COMPANY 080 | 311.1 | STRUCTURES AND IMPROVEMENTS - ASH PONDS | 100 | S4 | 0
COMPANY 080 | 311.1 | STRUCTURES AND IMPROVEMENTS - ASH PONDS | 100 | S4 | 0
COMPANY 080 | 312 | BOILER PLANT EQUIPMENT | 54 | R1.5 | (10) - (16)
COMPANY 080 | 312 | BOILER PLANT EQUIPMENT | 60 | R1 | (10) - (14)
COMPANY 080 | 312 | BOILER PLANT EQUIPMENT | 57 | R1 | (7) - (11)
COMPANY 080 | 312 | BOILER PLANT EQUIPMENT | 57 | S0 | (6)-(10)
COMPANY 080 | 312.1 | BOILER PLANT EQUIPMENT - ASH PONDS | 100 | S4 | 0
COMPANY 080 | 312.4 | ASH AND COAL HANDLING EQUIPMENT | 100 | S4 | 0
COMPANY 080 | 312.4 | BOILER PLANT EQUIPMENT - ASH PONDS | 100 | S4 | 0
COMPANY 080 | 312.6 | UNIT COAL TRAIN | 25 | R2.5 | 0
COMPANY 080 | 314 | TURBOGENERATOR UNITS | 60 | R2.5 | (10) - (16)
COMPANY 080 | 314 | TURBOGENERATOR UNITS | 60 | R2.5 | (10) - (14)
COMPANY 080 | 314 | TURBOGENERATOR UNITS | 62 | R2 | (7) - (11)
COMPANY 080 | 314 | TURBOGENERATOR UNITS | 55 | R2.5 | (6)-(10)
COMPANY 080 | 315 | ACCESSORY ELECTRIC EQUIPMENT | 60 | R3 | (10) - (16)
COMPANY 080 | 315 | ACCESSORY ELECTRIC EQUIPMENT | 65 | R3 | (10) - (14)
COMPANY 080 | 315 | ACCESSORY ELECTRIC EQUIPMENT | 70 | R3 | (7) - (11)
COMPANY 080 | 315 | ACCESSORY ELECTRIC EQUIPMENT | 65 | R3 | (6)-(10)
COMPANY 080 | 316 | MISCELLANEOUS POWER PLANT EQUIPMENT | 50 | R2.5 | (5) - (16)
COMPANY 080 | 316 | MISCELLANEOUS POWER PLANT EQUIPMENT | 45 | R2.5 | (2) - (14)
COMPANY 080 | 316 | MISCELLANEOUS POWER PLANT EQUIPMENT | 43 | R2.5 | (5) - (11)
COMPANY 080 | 316 | MISCELLANEOUS POWER PLANT EQUIPMENT | 43 | R2.5 | (5)-(10)
COMPANY 080 | 331 | STRUCTURES AND IMPROVEMENTS | 100 | S2 | -2
COMPANY 080 | 331 | STRUCTURES AND IMPROVEMENTS | 95 | R2 | -2
COMPANY 080 | 331 | STRUCTURES AND IMPROVEMENTS | 95 | R1.5 | -2
COMPANY 080 | 332 | RESERVOIRS, DAMS AND WATERWAYS | 100 | S2.5 | -2
COMPANY 080 | 332 | RESERVOIRS, DAMS AND WATERWAYS | 90 | R2.5 | -2
COMPANY 080 | 332 | RESERVOIRS, DAMS AND WATERWAYS | 90 | R2.5 | -2
COMPANY 080 | 333 | WATER WHEELS, TURBINES AND GENERATORS | 100 | R3 | -2
COMPANY 080 | 333 | WATER WHEELS, TURBINES AND GENERATORS | 80 | R3 | -2
COMPANY 080 | 333 | WATER WHEELS, TURBINES AND GENERATORS | 80 | R4 | -2
COMPANY 080 | 334 | ACCESSORY ELECTRIC EQUIPMENT | 80 | R4 | -2
COMPANY 080 | 334 | ACCESSORY ELECTRIC EQUIPMENT | 80 | R4 | -2
COMPANY 080 | 334 | ACCESSORY ELECTRIC EQUIPMENT | 75 | R4 | -2
COMPANY 080 | 335 | MISCELLANEOUS POWER PLANT EQUIPMENT | 80 | R2.5 | -2
COMPANY 080 | 335 | MISCELLANEOUS POWER PLANT EQUIPMENT | 70 | R3 | -2
COMPANY 080 | 335 | MISCELLANEOUS POWER PLANT EQUIPMENT | 65 | R3 | -2
COMPANY 080 | 336 | ROADS, RAILROADS AND BRIDGES | 80 | S4 | -2
COMPANY 080 | 336 | ROADS, RAILROADS AND BRIDGES | 80 | S4 | -2
COMPANY 080 | 336 | ROADS, RAILROADS AND BRIDGES | 80 | S4 | -2
COMPANY 080 | 341 | STRUCTURES AND IMPROVEMENTS | 55 | R4 | (4) - (9)
COMPANY 080 | 341 | STRUCTURES AND IMPROVEMENTS | 60 | R4 | (6) - (11)
COMPANY 080 | 341 | STRUCTURES AND IMPROVEMENTS | 60 | R4 | (7)-(11)
COMPANY 080 | 341.01 | STRUCTURES AND IMPROVEMENTS - SOLAR | 40 | S3 | (1) - (3)
COMPANY 080 | 341.01 | STRUCTURES AND IMPROVEMENTS | 40 | S3 | (5)-(6)
COMPANY 080 | 342 | FUEL HOLDERS, PRODUCERS AND ACCESSORIES | 55 | R2.5 | (4) - (9)
COMPANY 080 | 342 | FUEL HOLDERS, PRODUCERS AND ACCESSORIES | 55 | R2.5 | (6) - (11)
COMPANY 080 | 342 | FUEL HOLDERS, PRODUCERS AND ACCESSORIES | 55 | R2.5 | (7)-(11)
COMPANY 080 | 342 | FUEL HOLDERS, PRODUCERS AND ACCESSORIES - LINE INSPECTIONS | 8 | S4 | 0
COMPANY 080 | 343 | PRIME MOVERS | 35 | R2 | (6) - (9)
COMPANY 080 | 343 | PRIME MOVERS | 35 | R1.5 | (6) - (11)
COMPANY 080 | 343 | PRIME MOVERS | 35 | R1.5 | (7)-(11)
COMPANY 080 | 344 | GENERATORS | 60 | S3 | (4) - (9)
COMPANY 080 | 344 | GENERATORS | 60 | S3 | (6) - (11)
COMPANY 080 | 344 | GENERATORS | 60 | S3 | (7)-(11)
COMPANY 080 | 344.01 | GENERATORS - SOLAR | 25 | S2.5 | (1) - (10)
COMPANY 080 | 344.01 | GENERATORS | 25 | S2.5 | (5)-(10)
COMPANY 080 | 344.02 | GENERATORS | 45 | R3 | -5
COMPANY 080 | 345 | ACCESSORY ELECTRIC EQUIPMENT | 45 | S2.5 | (4) - (9)
COMPANY 080 | 345 | ACCESSORY ELECTRIC EQUIPMENT | 50 | S2.5 | (6) - (11)
COMPANY 080 | 345 | ACCESSORY ELECTRIC EQUIPMENT | 50 | S2.5 | (7)-(11)
COMPANY 080 | 345.01 | ACCESSORY ELECTRIC EQUIPMENT - SOLAR | 45 | R2.5 | (1) - (5)
COMPANY 080 | 345.01 | ACCESSORY ELECTRIC EQUIPMENT | 45 | R2.5 | (5)-(6)
COMPANY 080 | 346 | MISCELLANEOUS POWER PLANT EQUIPMENT | 50 | R4 | (5) - (9)
COMPANY 080 | 346 | MISCELLANEOUS POWER PLANT EQUIPMENT | 55 | R4 | (6) - (11)
COMPANY 080 | 346 | MISCELLANEOUS POWER PLANT EQUIPMENT | 55 | R4 | (7)-(11)
COMPANY 080 | 346.01 | MISCELLANEOUS POWER PLANT EQUIPMENT - SOLAR | 40 | R2.5 | (1) - (3)
COMPANY 080 | 346.01 | MISCELLANEOUS POWER PLANT EQUIPMENT | 40 | R2.5 | (5)-(6)
COMPANY 080 | 350 | LAND AND LAND RIGHTS - RIGHTS | 50 | R4 | 0
COMPANY 080 | 350 | LAND RIGHTS | 75 | R4 | 0
COMPANY 080 | 350 | LAND RIGHTS | 75 | R4 | 0
COMPANY 080 | 352 | STRUCTURES AND IMPROVEMENTS | 60 | R1.5 | 0
COMPANY 080 | 352 | STRUCTURES AND IMPROVEMENTS | 65 | R2 | -10
COMPANY 080 | 352 | STRUCTURES AND IMPROVEMENTS - NON-SYSTEM CONTROL | 70 | R2 | -15
COMPANY 080 | 352 | STRUCTURES AND IMPROVEMENTS - SYSTEM CONTROL/COMMUNICATION | 60 | R3 | -15
COMPANY 080 | 353 | STATION EQUIPMENT | 60 | R2 | 0
COMPANY 080 | 353 | STATION EQUIPMENT | 60 | R1.5 | -20
COMPANY 080 | 353 | STATION EQUIPMENT | 60 | R1.5 | -20
COMPANY 080 | 354 | TOWERS AND FIXTURES | 70 | R4 | -50
COMPANY 080 | 354 | TOWERS AND FIXTURES | 75 | R4 | -50
COMPANY 080 | 354 | TOWERS AND FIXTURES | 80 | R4 | -50
COMPANY 080 | 355 | POLES AND FIXTURES | 59 | R2 | -75
COMPANY 080 | 355 | POLES AND FIXTURES | 60 | R2 | -80
COMPANY 080 | 355 | POLES AND FIXTURES | 60 | R2 | -80
COMPANY 080 | 356 | OVERHEAD CONDUCTORS AND DEVICES | 55 | R2 | -75
COMPANY 080 | 356 | OVERHEAD CONDUCTORS AND DEVICES | 60 | R2 | -80
COMPANY 080 | 356 | OVERHEAD CONDUCTORS AND DEVICES | 65 | R1.5 | -70
COMPANY 080 | 357 | UNDERGROUND CONDUIT | 55 | R3 | -5
COMPANY 080 | 357 | UNDERGROUND CONDUIT | 55 | S3 | -5
COMPANY 080 | 357 | UNDERGROUND CONDUIT | 55 | S3 | -5
COMPANY 080 | 358 | UNDERGROUND CONDUCTORS AND DEVICES | 40 | R2.5 | -10
COMPANY 080 | 358 | UNDERGROUND CONDUCTORS AND DEVICES | 50 | R3 | -25
COMPANY 080 | 358 | UNDERGROUND CONDUCTORS AND DEVICES | 55 | R2.5 | -25
COMPANY 080 | 361 | STRUCTURES AND IMPROVEMENTS | 48 | S0.5 | -10
COMPANY 080 | 361 | STRUCTURES AND IMPROVEMENTS | 50 | S0.5 | -10
COMPANY 080 | 361 | STRUCTURES AND IMPROVEMENTS | 45 | S1 | -10
COMPANY 080 | 362 | STATION EQUIPMENT | 50 | R1 | -15
COMPANY 080 | 362 | STATION EQUIPMENT | 52 | R1 | -20
COMPANY 080 | 362 | STATION EQUIPMENT | 54 | R1.5 | -20
COMPANY 080 | 364 | POLES, TOWERS AND FIXTURES | 56 | R2 | -80
COMPANY 080 | 364 | POLES, TOWERS AND FIXTURES | 56 | R1.5 | -80
COMPANY 080 | 364 | POLES, TOWERS, AND FIXTURES | 55 | R1.5 | -90
COMPANY 080 | 365 | OVERHEAD CONDUCTORS AND DEVICES | 53 | R1.5 | -75
COMPANY 080 | 365 | OVERHEAD CONDUCTORS AND DEVICES | 52 | R1.5 | -75
COMPANY 080 | 365 | OVERHEAD CONDUCTORS AND DEVICES | 50 | R1 | -75
COMPANY 080 | 366 | UNDERGROUND CONDUIT | 75 | R4 | -30
COMPANY 080 | 366 | UNDERGROUND CONDUIT | 75 | S4 | -40
COMPANY 080 | 366 | UNDERGROUND CONDUIT | 75 | S4 | -50
COMPANY 080 | 367 | UNDERGROUND CONDUCTORS AND DEVICES | 65 | R3 | -40
COMPANY 080 | 367 | UNDERGROUND CONDUCTORS AND DEVICES | 58 | R3 | -50
COMPANY 080 | 367 | UNDERGROUND CONDUCTORS AND DEVICES | 55 | R3 | -45
COMPANY 080 | 368 | LINE TRANSFORMERS | 46 | R3 | -20
COMPANY 080 | 368 | LINE TRANSFORMERS | 47 | R3 | -10
COMPANY 080 | 368 | LINE TRANSFORMERS | 48 | R2.5 | -10
COMPANY 080 | 369.1 | SERVICES - OVERHEAD | 60 | R2.5 | -100
COMPANY 080 | 369.1 | SERVICES - OVERHEAD | 65 | R1 | -100
COMPANY 080 | 369.1 | SERVICES - OVERHEAD | 65 | R2.5 | -100
COMPANY 080 | 369.2 | SERVICES - UNDERGROUND | 47 | S1.5 | -50
COMPANY 080 | 369.2 | SERVICES - UNDERGROUND | 47 | R1.5 | -50
COMPANY 080 | 369.2 | SERVICES - UNDERGROUND | 47 | R2 | -55
COMPANY 080 | 370 | METERS | 25 | L1 | 0
COMPANY 080 | 370 | METERS | 37 | R1.5 | 0
COMPANY 080 | 370 | METERS - TO BE RETIRED | 30 | S0.5 | 0
COMPANY 080 | 370 | METERS - TO REMAIN IN-SERVICE | 30 | S0.5 | 0
COMPANY 080 | 370 | METERS - CT AND PT | 20 | R2.5 | 0
COMPANY 080 | 370.01 | METERS - AMS | 15 | S0.5 | 0
COMPANY 080 | 370.01 | METERS - AMI | 15 | S0.5 | 0
COMPANY 080 | 370.1 | METERS - AMI | 15 | S2.5 | 0
COMPANY 080 | 370.1 | METERS - AMS | 15 | S0.5 | 0
COMPANY 080 | 370.1 | METERS - AMI | 15 | S2.5 | 0
COMPANY 080 | 370.99 | METERS - METERING DEVICES | 25 | L1 | 0
COMPANY 080 | 370.99 | METERS - CT AND PT | 18 | S3 | 0
COMPANY 080 | 371.3 | INSTALLATIONS ON CUSTOMERS' PREMISES - EV CHARGING STATIONS | 10 | S3 | 0
COMPANY 080 | 371.3 | INSTALLATIONS ON CUSTOMERS' PREMISES - EV CHARGING STATIONS | 10 | S3 | 0
COMPANY 080 | 373.1 | STREET LIGHTING AND SIGNAL SYSTEMS - OVERHEAD | 27 | S0.5 | -30
COMPANY 080 | 373.1 | STREET LIGHTING AND SIGNAL SYSTEMS - OVERHEAD | 35 | R1.5 | -40
COMPANY 080 | 373.1 | STREET LIGHTING AND SIGNAL SYSTEMS - OVERHEAD | 35 | R1.5 | -45
COMPANY 080 | 373.2 | STREET LIGHTING AND SIGNAL SYSTEMS - UNDERGROUND | 38 | R2.5 | -40
COMPANY 080 | 373.2 | STREET LIGHTING AND SIGNAL SYSTEMS - UNDERGROUND | 35 | R1.5 | -40
COMPANY 080 | 373.2 | STREET LIGHTING AND SIGNAL SYSTEMS - UNDERGROUND | 35 | R1.5 | -45
COMPANY 080 | 389 | LAND AND LAND RIGHTS - RIGHTS | 55 | R4 | 0
COMPANY 080 | 390 | STRUCTURES AND IMPROVEMENTS | 40 | S0.5 | -15
COMPANY 080 | 390 | STRUCTURES AND IMPROVEMENTS - GENERAL OFFICE | 40 | S0.5 | -10
COMPANY 080 | 390 | STRUCTURES AND IMPROVEMENTS - TRANSPORTATION | 30 | L1 | -5
COMPANY 080 | 390 | STRUCTURES AND IMPROVEMENTS - STORES | 55 | R2.5 | -10
COMPANY 080 | 390 | STRUCTURES AND IMPROVEMENTS - SHOPS | 45 | R1 | -10
COMPANY 080 | 390 | STRUCTURES AND IMPROVEMENTS - MICROWAVE | 55 | R4 | -5
COMPANY 080 | 390.2 | STRUCTURES AND IMPROVEMENTS - MICROWAVE | 50 | R4 | -5
COMPANY 080 | 390.2 | STRUCTURES AND IMPROVEMENTS - SHOPS | 45 | R1 | -15
COMPANY 080 | 390.2 | STRUCTURES AND IMPROVEMENTS - STORES | 50 | R3 | -15
COMPANY 080 | 390.99 | STRUCTURES AND IMPROVEMENTS - TRANSPORTATION | 30 | L0.5 | -5
COMPANY 080 | 391.1 | OFFICE FURNITURE | 20 | SQ | 0
COMPANY 080 | 391.1 | OFFICE FURNITURE AND EQUIPMENT - FURNITURE | 20 | SQ | 0
COMPANY 080 | 391.2 | OFFICE EQUIPMENT | 15 | SQ | 0
COMPANY 080 | 391.2 | OFFICE FURNITURE AND EQUIPMENT - EQUIPMENT | 15 | SQ | 0
COMPANY 080 | 391.3 | COMPUTER HARDWARE | 4 | SQ | 0
COMPANY 080 | 391.3 | SECURITY EQUIPMENT | 10 | SQ | 0
COMPANY 080 | 391.3 | OFFICE FURNITURE AND EQUIPMENT - COMPUTER EQUIPMENT | 5 | SQ | 0
COMPANY 080 | 391.3 | OFFICE FURNITURE AND EQUIPMENT - SECURITY EQUIPMENT | 10 | SQ | 0
COMPANY 080 | 391.4 | COMPUTERS AND SOFTWARE | 5 | SQ | 0
COMPANY 080 | 391.4 | OFFICE FURNITURE AND EQUIPMENT - PERSONAL COMPUTER | 4 | SQ | 0
COMPANY 080 | 392.1 | PASSENGER CARS AND VANS | 9 | S2.5 | 0
COMPANY 080 | 392.1 | TRANSPORTATION EQUIPMENT - CARS AND LIGHT TRUCKS | 14 | S2 | 0
COMPANY 080 | 392.1 | TRANSPORTATION EQUIPMENT - CARS AND LIGHT TRUCKS | 9 | S2.5 | 0
COMPANY 080 | 392.1 | CARS AND LIGHT TRUCKS | 16 | S1.5 | 10
COMPANY 080 | 392.4 | HEAVY TRUCKS | 12 | S0.5 | 0
COMPANY 080 | 392.4 | HEAVY TRUCKS AND OTHER | 16 | S1 | 10
COMPANY 080 | 392.4 | TRANSPORTATION EQUIPMENT - HEAVY TRUCKS AND OTHER | 13 | R2 | 0
COMPANY 080 | 392.4 | TRANSPORTATION EQUIPMENT - HEAVY TRUCKS AND OTHER | 13 | S1 | 0
COMPANY 080 | 392.5 | TRANSPORTATION EQUIPMENT - TRAILERS | 23 | S2.5 | 0
COMPANY 080 | 392.5 | TRANSPORTATION EQUIPMENT - TRAILERS | 26 | S0 | 0
COMPANY 080 | 392.5 | TRAILERS | 22 | R2.5 | 10
COMPANY 080 | 392.5 | TRAILERS | 23 | L1.5 | 0
COMPANY 080 | 393 | STORES EQUIPMENT | 25 | SQ | 0
COMPANY 080 | 393 | STORES EQUIPMENT | 25 | SQ | 0
COMPANY 080 | 394 | TOOLS, SHOP AND GARAGE EQUIPMENT | 25 | SQ | 0
COMPANY 080 | 394 | TOOLS, SHOP AND GARAGE EQUIPMENT | 25 | SQ | 0
COMPANY 080 | 394 | TOOLS, SHOP AND GARAGE EQUIPMENT | 25 | SQ | 0
COMPANY 080 | 396 | POWER OPERATED EQUIPMENT | 22 | L4 | 0
COMPANY 080 | 396 | POWER OPERATED EQUIPMENT - OTHER | 23 | S1 | 0
COMPANY 080 | 396 | LARGE MACHINERY | 24 | S0.5 | 10
COMPANY 080 | 396 | OTHER | 24 | S1 | 10
COMPANY 080 | 396.1 | HEAVY EQUIPMENT | 24 | L2.5 | 0
COMPANY 080 | 396.1 | POWER OPERATED EQUIPMENT - LARGE MACHINERY | 22 | S1.5 | 0
COMPANY 080 | 397 | COMMUNICATION EQUIPMENT | 10 | SQ | 0
COMPANY 080 | 397 | COMMUNICATION EQUIPMENT - DSM | 10 | SQ | 0
COMPANY 080 | 397 | COMMUNICATION EQUIPMENT - DSM |  | FA | 0
COMPANY 080 | 397.1 | COMMUNICATION EQUIPMENT - RADIO AND TELEPHONE | 10 | SQ | 0
COMPANY 080 | 397.2 | MICROWAVE EQUIPMENT | 22 | L2 | 0
COMPANY 080 | 397.2 | COMMUNICATION EQUIPMENT - MICROWAVE, FIBER AND OTHER | 20 | L2.5 | 0
COMPANY 081 | 311 | STRUCTURES AND IMPROVEMENTS | 90 | R2.5 | -15
COMPANY 081 | 311 | STRUCTURES AND IMPROVEMENTS | 85 | R2 | (0) - (16)
COMPANY 081 | 312 | BOILER PLANT EQUIPMENT | 75 | S0.5 | -15
COMPANY 081 | 312 | BOILER PLANT EQUIPMENT | 75 | S0 | (0) - (16)
COMPANY 081 | 314 | TURBOGENERATOR UNITS | 65 | R2 | -15
COMPANY 081 | 314 | TURBOGENERATOR UNITS | 60 | S1 | (0) - (16)
COMPANY 081 | 315 | ACCESSORY ELECTRIC EQUIPMENT | 70 | R2.5 | -15
COMPANY 081 | 315 | ACCESSORY ELECTRIC EQUIPMENT | 65 | R1.5 | (0) - (16)
COMPANY 081 | 316 | MISCELLANEOUS POWER PLANT EQUIPMENT | 40 | R2 | -15
COMPANY 081 | 316 | MISCELLANEOUS POWER PLANT EQUIPMENT | 45 | S0 | (0) - (16)
COMPANY 081 | 341 | STRUCTURES AND IMPROVEMENTS | 50 | R2.5 | 0
COMPANY 081 | 341 | STRUCTURES AND IMPROVEMENTS - DISTRIBUTED GENERATION | 45 | R3 | 0
COMPANY 081 | 341 | STRUCTURES AND IMPROVEMENTS | 55 | R2 | (3) - (4)
COMPANY 081 | 341.02 | STRUCTURES AND IMPROVEMENTS - WIND | 50 | R3 | 0
COMPANY 081 | 341.02 | STRUCTURES AND IMPROVEMENTS - WIND | 50 | R3 | 0 - (4)
COMPANY 081 | 342 | FUEL HOLDERS, PRODUCERS AND ACCESSORIES | 55 | R2.5 | -10
COMPANY 081 | 342 | FUEL HOLDERS, PRODUCERS AND ACCESSORIES | 45 | R2 | (3) - (4)
COMPANY 081 | 343 | PRIME MOVERS | 60 | R3 | -10
COMPANY 081 | 343 | PRIME MOVERS | 60 | R3 | (3) - (4)
COMPANY 081 | 343.02 | PRIME MOVERS - WIND | 50 | R2.5 | 0 - (4)
COMPANY 081 | 344 | GENERATORS | 55 | S2 | -5
COMPANY 081 | 344 | GENERATORS - DISTRIBUTED GENERATION - VINTAGE 2016 AND PRIOR | 30 | S2 | -5
COMPANY 081 | 344 | GENERATORS - DISTRIBUTED GENERATION - VINTAGE 2017 AND LATER | 35 | S2.5 | -5
COMPANY 081 | 344 | GENERATORS | 55 | S2 | (3) - (4)
COMPANY 081 | 344.01 | GENERATORS - PHOTOVOLTAIC | 25 | S3 | -2
COMPANY 081 | 344.01 | GENERATORS - SOLAR | 25 | S3 | 0 - (1)
COMPANY 081 | 344.02 | GENERATORS - WIND | 30 | R2.5 | 0
COMPANY 081 | 344.02 | GENERATORS - WIND | 25 | S2 | 0 - (4)
COMPANY 081 | 345 | ACCESSORY ELECTRIC EQUIPMENT | 55 | S3 | -5
COMPANY 081 | 345 | ACCESSORY ELECTRIC EQUIPMENT - DISTRIBUTED GENERATION | 30 | R4 | -5
COMPANY 081 | 345 | ACCESSORY ELECTRIC EQUIPMENT | 55 | R2.5 | (3) - (4)
COMPANY 081 | 345.02 | ACCESSORY ELECTRIC EQUIPMENT - WIND | 30 | S3 | 0
COMPANY 081 | 345.02 | ACCESSORY ELECTRIC EQUIPMENT - WIND | 30 | S2.5 | 0 - (4)
COMPANY 081 | 346 | MISCELLANEOUS POWER PLANT EQUIPMENT | 30 | R1.5 | -5
COMPANY 081 | 346 | MISCELLANEOUS POWER PLANT EQUIPMENT - DISTRIBUTED GENERATION | 30 | R2.5 | 0
COMPANY 081 | 346 | MISCELLANEOUS POWER PLANT EQUIPMENT | 35 | R1 | (3) - (4)
COMPANY 081 | 346.02 | MISCELLANEOUS POWER PLANT EQUIPMENT - WIND | 25 | R2.5 | 0
COMPANY 081 | 346.02 | MISCELLANEOUS POWER PLANT EQUIPMENT - WIND | 30 | R2.5 | 0 - (4)
COMPANY 081 | 361 | STRUCTURES AND IMPROVEMENTS | 60 | R2.5 | -5
COMPANY 081 | 362 | STATION EQUIPMENT | 53 | S0.5 | -5
COMPANY 081 | 364 | POLES, TOWERS AND FIXTURES | 40 | R0.5 | -60
COMPANY 081 | 365 | OVERHEAD CONDUCTORS AND DEVICES | 42 | O1 | -15
COMPANY 081 | 366 | UNDERGROUND CONDUIT | 70 | R2.5 | -5
COMPANY 081 | 367 | UNDERGROUND CONDUCTORS AND DEVICES | 40 | S0 | 0
COMPANY 081 | 368 | LINE TRANSFORMERS | 45 | S1 | -10
COMPANY 081 | 369.1 | SERVICES - OVERHEAD | 40 | R0.5 | -70
COMPANY 081 | 369.2 | SERVICES - UNDERGROUND | 55 | R3 | -15
COMPANY 081 | 370 | METERS | 29 | R1.5 | 0
COMPANY 081 | 371 | INSTALLATIONS ON CUSTOMERS' PREMISES | 30 | R1.5 | 0
COMPANY 081 | 372 | LEASED PROPERTY ON CUSTOMERS' PREMISES | 4 | L2.5 | 0
COMPANY 081 | 373 | STREET LIGHTING AND SIGNAL SYSTEMS | 28 | R0.5 | -5
COMPANY 082 | 344.01 | STRUCTURES AND IMPROVEMENTS - SOLAR | 25 | S1.5 | 0
COMPANY 082 | 345.01 | ACCESSORY ELECTRIC EQUIPMENT - SOLAR | 10 | L2.5 | 0
COMPANY 082 | 345.01 | ACCESSORY ELECTRIC EQUIPMENT - SOLAR | 8 | L3 | 0
COMPANY 083 | 303 | MISCELLANEOUS INTANGIBLE PLANT | 5 | SQ | 0
COMPANY 083 | 350 | LAND AND LAND RIGHTS - RIGHTS | 80 | R1.5 | 0
COMPANY 083 | 353 | STATION EQUIPMENT | 55 | R2.5 | -5
COMPANY 083 | 355 | POLES AND FIXTURES | 55 | R3 | -35
COMPANY 083 | 355.1 | POLES AND FIXTURES - RIGHT OF WAY CLEARING | 80 | S5 | 0
COMPANY 083 | 356 | OVERHEAD CONDUCTORS AND DEVICES | 50 | R3 | -15
COMPANY 083 | 360 | LAND AND LAND RIGHTS - RIGHTS | 80 | S5 | 0
COMPANY 083 | 361 | STRUCTURES AND IMPROVEMENTS | 45 | R3 | 0
COMPANY 083 | 362 | STATION EQUIPMENT | 45 | R2 | -5
COMPANY 083 | 364 | POLES, TOWERS AND FIXTURES | 43 | R0.5 | -25
COMPANY 083 | 365 | OVERHEAD CONDUCTORS AND DEVICES | 50 | R2 | -30
COMPANY 083 | 366 | UNDERGROUND CONDUIT | 60 | R3 | 0
COMPANY 083 | 367 | UNDERGROUND CONDUCTORS AND DEVICES | 45 | R2.5 | -5
COMPANY 083 | 368 | LINE TRANSFORMERS | 38 | R2 | -10
COMPANY 083 | 369 | SERVICES | 44 | R1 | -65
COMPANY 083 | 370 | METERS | 30 | R2 | -2
COMPANY 083 | 370.1 | METERS - AMR | 15 | S2 | -2
COMPANY 083 | 371 | INSTALLATIONS ON CUSTOMERS' PREMISES | 20 | R0.5 | -15
COMPANY 083 | 373 | STREET LIGHTING AND SIGNAL SYSTEMS | 29 | R1 | -10
COMPANY 083 | 390 | STRUCTURES AND IMPROVEMENTS | 45 | R3 | 0
COMPANY 083 | 391.1 | OFFICE FURNITURE | 20 | SQ | 0
COMPANY 083 | 391.2 | OFFICE EQUIPMENT | 7 | SQ | 0
COMPANY 083 | 392 | TRANSPORTATION EQUIPMENT | 7 | L2 | 15
COMPANY 083 | 393 | STORES EQUIPMENT | 20 | SQ | 0
COMPANY 083 | 394 | TOOLS, SHOP AND GARAGE EQUIPMENT | 20 | SQ | 0
COMPANY 083 | 395 | LABORATORY EQUIPMENT | 15 | SQ | 0
COMPANY 083 | 396 | POWER OPERATED EQUIPMENT | 12 | L2 | 15
COMPANY 083 | 397 | COMMUNICATION EQUIPMENT | 24 | R4 | 0
COMPANY 083 | 398 | MISCELLANEOUS EQUIPMENT | 20 | SQ | 0
COMPANY 084 | 311 | STRUCTURES AND IMPROVEMENTS | 120 | S0 | -10
COMPANY 084 | 311 | STRUCTURES AND IMPROVEMENTS | 80 | S0 | -19
COMPANY 084 | 312 | BOILER PLANT EQUIPMENT | 60 | S0 | -10
COMPANY 084 | 312 | BOILER PLANT EQUIPMENT | 75 | R2 | -19
COMPANY 084 | 314 | TURBOGENERATOR UNITS | 100 | S0 | -10
COMPANY 084 | 314 | TURBOGENERATOR UNITS | 100 | S0 | -19
COMPANY 084 | 315 | ACCESSORY ELECTRIC EQUIPMENT | 80 | R2 | -10
COMPANY 084 | 315 | ACCESSORY ELECTRIC EQUIPMENT | 80 | R2 | -19
COMPANY 084 | 316 | MISCELLANEOUS POWER PLANT EQUIPMENT | 70 | L0 | -10
COMPANY 084 | 316 | MISCELLANEOUS POWER PLANT EQUIPMENT | 70 | L0 | -19
COMPANY 084 | 341 | STRUCTURES AND IMPROVEMENTS | 70 | S0 | -3
COMPANY 084 | 341 | STRUCTURES AND IMPROVEMENTS | 70 | S0 | -3
COMPANY 084 | 344 | GENERATORS | 70 | S0.5 | -3
COMPANY 084 | 344 | GENERATORS | 65 | S0.5 | -3
COMPANY 084 | 346 | MISCELLANEOUS POWER PLANT EQUIPMENT | - | SQ | -3
COMPANY 084 | 346 | MISCELLANEOUS POWER PLANT EQUIPMENT | 30 | L3 | -3
COMPANY 084 | 350 | LAND AND LAND RIGHTS - RIGHTS | 70 | R5 | 0
COMPANY 084 | 350 | LAND AND LAND RIGHTS - RIGHTS | 70 | R5 | 0
COMPANY 084 | 353 | STATION EQUIPMENT | 55 | R3 | -3
COMPANY 084 | 353 | STATION EQUIPMENT | 58 | R3 | -15
COMPANY 084 | 354 | TOWERS AND FIXTURES | 60 | R4 | -20
COMPANY 084 | 354 | TOWERS AND FIXTURES | 65 | R4 | -40
COMPANY 084 | 355 | POLES AND FIXTURES | 50 | R2 | -50
COMPANY 084 | 355 | POLES AND FIXTURES | 54 | R2.5 | -90
COMPANY 084 | 356 | OVERHEAD CONDUCTORS AND DEVICES | 55 | R3 | -35
COMPANY 084 | 356 | OVERHEAD CONDUCTORS AND DEVICES | 62 | R3 | -90
COMPANY 084 | 359 | ROADS AND TRAILS | 50 | S2 | 0
COMPANY 084 | 359 | ROADS AND TRAILS | 50 | R2 | 0
COMPANY 084 | 360 | LAND AND LAND RIGHTS - RIGHTS | 70 | R5 | 0
COMPANY 084 | 360 | LAND AND LAND RIGHTS - RIGHTS | 70 | R5 | 0
COMPANY 084 | 362 | STATION EQUIPMENT | 47 | R3 | -3
COMPANY 084 | 362 | STATION EQUIPMENT | 45 | R3 | -15
COMPANY 084 | 364 | POLES, TOWERS AND FIXTURES | 43 | R1.5 | -50
COMPANY 084 | 364 | POLES, TOWERS AND FIXTURES | 45 | R1.5 | -65
COMPANY 084 | 365 | OVERHEAD CONDUCTORS AND DEVICES | 51 | R2.5 | -60
COMPANY 084 | 365 | OVERHEAD CONDUCTORS AND DEVICES | 50 | R2.5 | -65
COMPANY 084 | 367 | UNDERGROUND CONDUCTORS AND DEVICES | 45 | R3 | -10
COMPANY 084 | 367 | UNDERGROUND CONDUCTORS AND DEVICES | 50 | R3 | -15
COMPANY 084 | 368 | LINE TRANSFORMERS | 35 | R2.5 | -15
COMPANY 084 | 368 | LINE TRANSFORMERS | 36 | R2.5 | -22
COMPANY 084 | 368.99 | TRANSFORMER INSTALLATIONS | 35 | R2.5 | -15
COMPANY 084 | 368.99 | TRANSFORMER INSTALLATIONS | 33 | R2.5 | -35
COMPANY 084 | 369.1 | SERVICES - OVERHEAD | 48 | R3 | -50
COMPANY 084 | 369.1 | SERVICES - OVERHEAD | 48 | R3 | -65
COMPANY 084 | 369.2 | SERVICES - UNDERGROUND | 45 | R3 | -10
COMPANY 084 | 369.2 | SERVICES - UNDERGROUND | 50 | R3 | -10
COMPANY 084 | 370 | METERS | 20 | R3 | -3
COMPANY 084 | 370 | METERS | 22 | S2 | -2
COMPANY 084 | 370.2 | METERS - INSTALLATIONS | 30 | L3 | 0
COMPANY 084 | 370.2 | METERS - INSTALLATIONS | 30 | L3 | -5
COMPANY 084 | 373 | STREET LIGHTING AND SIGNAL SYSTEMS | 25 | R1.5 | -15
COMPANY 084 | 373 | STREET LIGHTING AND SIGNAL SYSTEMS | 27 | R2 | -25
COMPANY 084 | 373.2 | STREET LIGHTING AND SIGNAL SYSTEMS - UNDERGROUND | 25 | R1.5 | -10
COMPANY 084 | 373.2 | STREET LIGHTING AND SIGNAL SYSTEMS - UNDERGROUND | 27 | R2 | -10
COMPANY 084 | 390 | STRUCTURES AND IMPROVEMENTS | 40 | R1 | 0
COMPANY 084 | 390 | STRUCTURES AND IMPROVEMENTS | 40 | R1 | -10
COMPANY 084 | 391.2 | OFFICE EQUIPMENT | 15 | SQ | 0
COMPANY 084 | 391.2 | OFFICE FURNITURE AND EQUIPMENT - EQUIPMENT | 15 | SQ | 0
COMPANY 084 | 391.4 | COMPUTERS AND SOFTWARE | 5 | SQ | 0
COMPANY 084 | 391.4 | LARGE APPLICATION SOFTWARE | 10 | SQ | 0
COMPANY 084 | 391.4 | OFFICE FURNITURE AND EQUIPMENT - COMPUTER HARDWARE | 5 | SQ | 0
COMPANY 084 | 391.4 | OFFICE FURNITURE AND EQUIPMENT - COMPUTER SOFTWARE | 10 | SQ | 0
COMPANY 084 | 392 | TRANSPORTATION EQUIPMENT | 12 | R3 | 10
COMPANY 084 | 392 | TRANSPORTATION EQUIPMENT | 13 | S2 | 7
COMPANY 084 | 394 | TOOLS, SHOP AND GARAGE EQUIPMENT | 20 | SQ | 0
COMPANY 084 | 394 | TOOLS, SHOP AND GARAGE EQUIPMENT | 20 | SQ | 0
COMPANY 084 | 397 | COMMUNICATION EQUIPMENT | 20 | S4 | -5
COMPANY 084 | 397 | COMMUNICATION EQUIPMENT | 20 | S4 | -5
COMPANY 084 | 397.6 | COMMUNICATION EQUIPMENT - SCADA | 15 | S2 | 0
COMPANY 084 | 397.6 | COMMUNICATION EQUIPMENT - SCADA | 15 | S2 | -5
COMPANY 085 | 311 | STRUCTURES AND IMPROVEMENTS | - | SQ | -10
COMPANY 085 | 311 | STRUCTURES AND IMPROVEMENTS | - | SQ | -15
COMPANY 085 | 312 | BOILER PLANT EQUIPMENT | - | SQ | -10
COMPANY 085 | 312 | BOILER PLANT EQUIPMENT | - | SQ | -15
COMPANY 085 | 314 | TURBOGENERATOR UNITS | - | SQ | -10
COMPANY 085 | 314 | TURBOGENERATOR UNITS | - | SQ | -15
COMPANY 085 | 315 | ACCESSORY ELECTRIC EQUIPMENT | - | SQ | -10
COMPANY 085 | 315 | ACCESSORY ELECTRIC EQUIPMENT | - | SQ | -15
COMPANY 085 | 316 | MISCELLANEOUS POWER PLANT EQUIPMENT | 20 | SQ | 0
COMPANY 085 | 316 | MISCELLANEOUS POWER PLANT EQUIPMENT | 20 | SQ | 0
COMPANY 085 | 341 | STRUCTURES AND IMPROVEMENTS | - | SQ | -5
COMPANY 085 | 341 | STRUCTURES AND IMPROVEMENTS | - | SQ | -5
COMPANY 085 | 342 | FUEL HOLDERS, PRODUCERS AND ACCESSORIES | - | SQ | -5
COMPANY 085 | 342 | FUEL HOLDERS, PRODUCERS AND ACCESSORIES | - | SQ | -5
COMPANY 085 | 343 | PRIME MOVERS | - | SQ | -5
COMPANY 085 | 343 | PRIME MOVERS | - | SQ | -5
COMPANY 085 | 344 | GENERATORS | - | SQ | -5
COMPANY 085 | 344 | GENERATORS | - | SQ | -5
COMPANY 085 | 345 | ACCESSORY ELECTRIC EQUIPMENT | - | SQ | -5
COMPANY 085 | 345 | ACCESSORY ELECTRIC EQUIPMENT | - | SQ | -5
COMPANY 085 | 346 | MISCELLANEOUS POWER PLANT EQUIPMENT | 20 | SQ | 0
COMPANY 085 | 346 | MISCELLANEOUS POWER PLANT EQUIPMENT | 20 | SQ | 0
COMPANY 085 | 350 | LAND AND LAND RIGHTS - RIGHTS OF WAY | 60 | R5 | 0
COMPANY 085 | 350 | LAND AND LAND RIGHTS - RIGHTS OF WAY | 60 | R5 | 0
COMPANY 085 | 352 | STRUCTURES AND IMPROVEMENTS | 50 | R4 | -5
COMPANY 085 | 352 | STRUCTURES AND IMPROVEMENTS | 50 | R4 | -5
COMPANY 085 | 353 | STATION EQUIPMENT | 55 | R4 | -15
COMPANY 085 | 353 | STATION EQUIPMENT | 55 | R3 | -35
COMPANY 085 | 354 | TOWERS AND FIXTURES | 50 | R2 | -40
COMPANY 085 | 354 | TOWERS AND FIXTURES | 50 | R2 | -30
COMPANY 085 | 355 | POLES AND FIXTURES | 50 | R2 | -40
COMPANY 085 | 355 | POLES AND FIXTURES | 50 | R3 | -80
COMPANY 085 | 356 | OVERHEAD CONDUCTORS AND DEVICES | 47 | R1.5 | -50
COMPANY 085 | 356 | OVERHEAD CONDUCTORS AND DEVICES | 50 | R1.5 | -60
COMPANY 085 | 357 | UNDERGROUND CONDUIT | 60 | R3 | 0
COMPANY 085 | 357 | UNDERGROUND CONDUIT | 60 | R3 | 0
COMPANY 085 | 358 | UNDERGROUND CONDUCTORS AND DEVICES | 50 | R3 | 0
COMPANY 085 | 358 | UNDERGROUND CONDUCTORS AND DEVICES | 50 | R3 | 0
COMPANY 085 | 360 | LAND AND LAND RIGHTS - RIGHTS OF WAY | 50 | R5 | 0
COMPANY 085 | 360 | LAND AND LAND RIGHTS - RIGHTS OF WAY | 50 | R5 | 0
COMPANY 085 | 361 | STRUCTURES AND IMPROVEMENTS | 50 | R3 | 0
COMPANY 085 | 361 | STRUCTURES AND IMPROVEMENTS | 50 | R3 | -10
COMPANY 085 | 362 | STATION EQUIPMENT | 55 | R3 | -10
COMPANY 085 | 362 | STATION EQUIPMENT | 50 | R3 | -40
COMPANY 085 | 363 | STORAGE BATTERY EQUIPMENT | 10 | R2 | 0
COMPANY 085 | 364 | POLES, TOWERS AND FIXTURES | 44 | R1 | -60
COMPANY 085 | 364 | POLES, TOWERS AND FIXTURES | 45 | R1 | -100
COMPANY 085 | 365 | OVERHEAD CONDUCTORS AND DEVICES | 46 | O1 | -30
COMPANY 085 | 365 | OVERHEAD CONDUCTORS AND DEVICES | 45 | R2.5 | -100
COMPANY 085 | 366 | UNDERGROUND CONDUIT | 50 | R3 | -75
COMPANY 085 | 366 | UNDERGROUND CONDUIT | 48 | R1 | -20
COMPANY 085 | 367 | UNDERGROUND CONDUCTORS AND DEVICES | 45 | R2.5 | -20
COMPANY 085 | 367 | UNDERGROUND CONDUCTORS AND DEVICES | 55 | R3 | -100
COMPANY 085 | 368 | LINE TRANSFORMERS | 37 | L0.5 | -20
COMPANY 085 | 368 | LINE TRANSFORMERS | 35 | L1 | -40
COMPANY 085 | 369.1 | SERVICES - OVERHEAD | 38 | R1 | -100
COMPANY 085 | 369.1 | SERVICES - OVERHEAD | 55 | R3 | -130
COMPANY 085 | 369.2 | SERVICES - UNDERGROUND | 45 | R2.5 | -25
COMPANY 085 | 369.2 | SERVICES - UNDERGROUND | 60 | R1.5 | -80
COMPANY 085 | 370 | METERS | 37 | R2.5 | 0
COMPANY 085 | 370 | METERS | 20 | R1.5 | -15
COMPANY 085 | 373 | STREET LIGHTING AND SIGNAL SYSTEMS | 34 | R2 | -30
COMPANY 085 | 373 | STREET LIGHTING AND SIGNAL SYSTEMS | 35 | R2 | -30
COMPANY 085 | 389 | LAND AND LAND RIGHTS - RIGHTS OF WAY | 50 | R5 | 0
COMPANY 085 | 389 | LAND AND LAND RIGHTS - RIGHTS OF WAY | 50 | R5 | 0
COMPANY 085 | 390 | STRUCTURES AND IMPROVEMENTS | 50 | R3 | 0
COMPANY 085 | 390 | STRUCTURES AND IMPROVEMENTS | 50 | R3 | -5
COMPANY 085 | 391 | OFFICE FURNITURE AND EQUIPMENT | 15 | SQ | 0
COMPANY 085 | 391 | OFFICE FURNITURE AND EQUIPMENT | 15 | SQ | 0
COMPANY 085 | 391.3 | DATA HANDLING EQUIPMENT | 10 | SQ | 0
COMPANY 085 | 391.3 | INFORMATION SYSTEMS | 5 | SQ | 0
COMPANY 085 | 391.3 | INFORMATION SYSTEMS | 5 | SQ | 0
COMPANY 085 | 391.3 | DATA HANDLING EQUIPMENT | 10 | SQ | 0
COMPANY 085 | 392.1 | PASSENGER CARS AND VANS | 8 | L3 | 5
COMPANY 085 | 392.1 | CARS AND LIGHT TRUCKS | 10 | L3 | 10
COMPANY 085 | 392.4 | HEAVY TRUCKS | 15 | R2.5 | 20
COMPANY 085 | 392.4 | HEAVY TRUCKS | 17 | L4 | 20
COMPANY 085 | 393 | STORES EQUIPMENT | 25 | SQ | 0
COMPANY 085 | 393 | STORES EQUIPMENT | 25 | SQ | 0
COMPANY 085 | 394 | TOOLS, SHOP AND GARAGE EQUIPMENT | 25 | SQ | 0
COMPANY 085 | 394 | TOOLS, SHOP AND GARAGE EQUIPMENT | 25 | SQ | 0
COMPANY 085 | 395 | LABORATORY EQUIPMENT | 15 | SQ | 0
COMPANY 085 | 395 | LABORATORY EQUIPMENT - METERS | 15 | SQ | 0
COMPANY 085 | 395 | LABORATORY EQUIPMENT - AIR MONITORING EQUIPMENT | 15 | SQ | 0
COMPANY 085 | 396 | POWER OPERATED EQUIPMENT | 18 | SQ | 0
COMPANY 085 | 396 | POWER OPERATED EQUIPMENT | 18 | SQ | 0
COMPANY 085 | 397 | COMMUNICATION EQUIPMENT | 15 | SQ | 0
COMPANY 085 | 397 | COMMUNICATION EQUIPMENT | 15 | SQ | 0
COMPANY 085 | 398 | MISCELLANEOUS EQUIPMENT | 15 | SQ | 0
COMPANY 085 | 398 | MISCELLANEOUS EQUIPMENT | 15 | SQ | 0
COMPANY 086 | 303 | MISCELLANEOUS INTANGIBLE PLANT | 7 | SQ | -
COMPANY 086 | 303 | MISCELLANEOUS INTANGIBLE PLANT - SOFTWARE | 7 | SQ | -
COMPANY 086 | 303 | MISCELLANEOUS INTANGIBLE PLANT - SOFTWARE - OTHER | 7 | SQ | -
COMPANY 086 | 303 | MISCELLANEOUS INTANGIBLE PLANT - SOFTWARE - CLOUD | - | SQ | -
COMPANY 086 | 303 | MISCELLANEOUS INTANGIBLE PLANT - SOFTWARE - PROJECT ENTERPRISE | 7 | SQ | -
COMPANY 086 | 303 | MISCELLANEOUS INTANGIBLE PLANT - SOFTWARE - PROJECT EVOLUTION | 7 | SQ | -
COMPANY 086 | 303 | MISCELLANEOUS INTANGIBLE PLANT - SMART METER SOFTWARE | 7 | SQ | -
COMPANY 086 | 350 | LAND AND LAND RIGHTS - RIGHTS | 75 | R4 | -
COMPANY 086 | 350 | LAND RIGHTS | 80 | R4 | -
COMPANY 086 | 352 | STRUCTURES AND IMPROVEMENTS | 65 | R4 | -
COMPANY 086 | 352 | STRUCTURES AND IMPROVEMENTS | 65 | R4 | -
COMPANY 086 | 353 | STATION EQUIPMENT | 56 | R1.5 | -
COMPANY 086 | 353 | STATION EQUIPMENT | 59 | R1.5 | -
COMPANY 086 | 354 | TOWERS AND FIXTURES | 75 | R4 | -
COMPANY 086 | 354 | TOWERS AND FIXTURES | 80 | R4 | -
COMPANY 086 | 355 | POLES AND FIXTURES | 60 | R2 | -
COMPANY 086 | 355 | POLES AND FIXTURES | 65 | R2 | -
COMPANY 086 | 356 | OVERHEAD CONDUCTORS AND DEVICES | 65 | R2.5 | -
COMPANY 086 | 356 | OVERHEAD CONDUCTORS AND DEVICES | 65 | R2.5 | -
COMPANY 086 | 356.1 | OVERHEAD CONDUCTORS AND DEVICES - RIGHT OF WAY CLEARING | 75 | R3 | -
COMPANY 086 | 356.1 | OVERHEAD CONDUCTORS AND DEVICES - CLEARING COSTS AND RIGHTS OF WAY | 75 | R3 | -
COMPANY 086 | 358 | UNDERGROUND CONDUCTORS AND DEVICES | 40 | R2 | -
COMPANY 086 | 358 | UNDERGROUND CONDUCTORS AND DEVICES | 40 | R2 | -
COMPANY 086 | 359 | ROADS AND TRAILS | 75 | R4 | -
COMPANY 086 | 359 | ROADS AND TRAILS | 75 | R3 | -
COMPANY 086 | 360 | LAND AND LAND RIGHTS - RIGHTS | 70 | R4 | -
COMPANY 086 | 360 | LAND RIGHTS | 75 | R4 | -
COMPANY 086 | 360 | LAND RIGHTS | 80 | R4 | -
COMPANY 086 | 361 | STRUCTURES AND IMPROVEMENTS | 65 | R4 | -
COMPANY 086 | 361 | STRUCTURES AND IMPROVEMENTS | 65 | R3 | -
COMPANY 086 | 361 | STRUCTURES AND IMPROVEMENTS | 70 | R3 | -
COMPANY 086 | 361 | STRUCTURES AND IMPROVEMENTS - SUBTRANSMISSION | 70 | R3 | -
COMPANY 086 | 361 | STRUCTURES AND IMPROVEMENTS - SUBTRANSMISSION (ROADS AND TRAILS) | 75 | R3 | -
COMPANY 086 | 362 | STATION EQUIPMENT | 60 | R2 | -
COMPANY 086 | 362 | STATION EQUIPMENT | 60 | R2 | -
COMPANY 086 | 362 | STATION EQUIPMENT | 60 | R2 | -
COMPANY 086 | 362 | STATION EQUIPMENT - SUBTRANSMISSION | 60 | R2 | -
COMPANY 086 | 364 | POLES, TOWERS AND FIXTURES | 60 | R1.5 | -
COMPANY 086 | 364 | POLES, TOWERS AND FIXTURES | 65 | R1.5 | -
COMPANY 086 | 364 | POLES, TOWERS AND FIXTURES | 65 | R1.5 | -
COMPANY 086 | 364 | POLES, TOWERS AND FIXTURES - SUBTRANSMISSION (TOWERS AND FIXTURES) | 80 | R4 | -
COMPANY 086 | 364 | POLES, TOWERS AND FIXTURES - SUBTRANSMISSION (POLES AND FIXTURES) | 65 | R1.5 | -
COMPANY 086 | 365 | OVERHEAD CONDUCTORS AND DEVICES | 55 | R0.5 | -
COMPANY 086 | 365 | OVERHEAD CONDUCTORS AND DEVICES | 52 | R0.5 | -
COMPANY 086 | 365 | OVERHEAD CONDUCTORS AND DEVICES | 60 | O1 | -
COMPANY 086 | 365 | OVERHEAD CONDUCTORS AND DEVICES - SUBTRANSMISSION | 60 | O1 | -
COMPANY 086 | 365.2 | OVERHEAD CONDUCTORS AND DEVICES - RIGHT OF WAY CLEARING | 70 | R4 | -
COMPANY 086 | 365.2 | OVERHEAD CONDUCTORS AND DEVICES - CLEARING COSTS AND RIGHTS OF WAY | 70 | R4 | -
COMPANY 086 | 365.2 | OVERHEAD CONDUCTORS AND DEVICES - CLEARING COSTS AND RIGHTS OF WAY | 70 | R4 | -
COMPANY 086 | 365.2 | OVERHEAD CONDUCTORS AND DEVICES - CLEARING COSTS AND RIGHTS OF WAY - SUBTRANSMISSION | 70 | R4 | -
COMPANY 086 | 366 | UNDERGROUND CONDUIT | 60 | R2 | -
COMPANY 086 | 366 | UNDERGROUND CONDUIT | 65 | R1.5 | -
COMPANY 086 | 366 | UNDERGROUND CONDUIT | 65 | R1.5 | -
COMPANY 086 | 367 | UNDERGROUND CONDUCTORS AND DEVICES | 45 | R2.5 | -
COMPANY 086 | 367 | UNDERGROUND CONDUCTORS AND DEVICES | 48 | R2.5 | -
COMPANY 086 | 367 | UNDERGROUND CONDUCTORS AND DEVICES | 50 | R2 | -
COMPANY 086 | 367 | UNDERGROUND CONDUCTORS AND DEVICES - SUBTRANSMISSION | 50 | R2 | -
COMPANY 086 | 368 | LINE TRANSFORMERS | 38 | R2 | -
COMPANY 086 | 368 | LINE TRANSFORMERS | 40 | R2 | -
COMPANY 086 | 368 | LINE TRANSFORMERS | 43 | R1.5 | -
COMPANY 086 | 369.1 | SERVICES - OVERHEAD | 42 | R1 | -
COMPANY 086 | 369.1 | OVERHEAD SERVICES | 44 | R1 | -
COMPANY 086 | 369.1 | OVERHEAD SERVICES | 44 | R1 | -
COMPANY 086 | 369.2 | SERVICES - UNDERGROUND | 52 | R3 | -
COMPANY 086 | 369.2 | UNDERGROUND SERVICES | 57 | R3 | -
COMPANY 086 | 369.2 | UNDERGROUND SERVICES | 60 | R3 | -
COMPANY 086 | 370 | METERS | 23 | L0 | -
COMPANY 086 | 370.1 | METERS - SMARTGRID | 15 | S2.5 | -
COMPANY 086 | 370.1 | METERS - SMART GRID | 15 | S2 | -
COMPANY 086 | 370.1 | METERS - SMART GRID | 15 | S2 | -
COMPANY 086 | 371 | INSTALLATIONS ON CUSTOMERS' PREMISES | 34 | R0.5 | -
COMPANY 086 | 371 | INSTALLATIONS ON CUSTOMERS' PREMISES - METER SOCKET DEVICES | 25 | R2.5 | -
COMPANY 086 | 371 | INSTALLATIONS ON CUSTOMERS' PREMISES - DUSK TO DAWN LIGHTS | 37 | R0.5 | -
COMPANY 086 | 371 | INSTALLATIONS ON CUSTOMERS' PREMISES - METER SOCKET DEVICES | 25 | R2.5 | -
COMPANY 086 | 371 | INSTALLATIONS ON CUSTOMERS' PREMISES - SURGE SUPPRESSION | 20 | S2.5 | -
COMPANY 086 | 371.1 | INSTALLATIONS ON CUSTOMERS' PREMISES - DUSK TO DAWN LIGHTS | 36 | R0.5 | -
COMPANY 086 | 371.2 | INSTALLATIONS ON CUSTOMERS' PREMISES - SURGE SUPPRESSION | 20 | S2.5 | -
COMPANY 086 | 373 | STREET LIGHTING AND SIGNAL SYSTEMS | 29 | R0.5 | -
COMPANY 086 | 373 | STREET LIGHTING AND SIGNAL SYSTEMS | 28 | R1 | -
COMPANY 086 | 373 | STREET LIGHTING AND SIGNAL SYSTEMS | 28 | R1 | -
COMPANY 086 | 373.3 | STREET LIGHTING AND SIGNAL SYSTEMS - LED | 25 | S0 | -
COMPANY 086 | 373.3 | STREET LIGHTING AND SIGNAL SYSTEMS - LED | 20 | S0 | -
COMPANY 086 | 389 | LAND AND LAND RIGHTS - RIGHTS | 65 | R2.5 | -
COMPANY 086 | 389 | LAND RIGHTS | 70 | R2 | -
COMPANY 086 | 389 | LAND RIGHTS | 70 | R2 | -
COMPANY 086 | 390.1 | STRUCTURES AND IMPROVEMENTS - LARGE | 60 | R2 | -
COMPANY 086 | 390.1 | STRUCTURES AND IMPROVEMENTS - MAJOR | 60 | R2 | -
COMPANY 086 | 390.1 | STRUCTURES AND IMPROVEMENTS - CLEARING AND GRADING - MAJOR | 65 | R4 | -
COMPANY 086 | 390.1 | STRUCTURES AND IMPROVEMENTS | 65 | R2 | -
COMPANY 086 | 390.1 | STRUCTURES AND IMPROVEMENTS - CLEARING AND GRADING | 65 | R4 | -
COMPANY 086 | 390.2 | STRUCTURES AND IMPROVEMENTS - SMALL | 40 | R1.5 | -
COMPANY 086 | 390.2 | STRUCTURES AND IMPROVEMENTS - MINOR | 40 | R1.5 | -
COMPANY 086 | 390.2 | STRUCTURES AND IMPROVEMENTS - CLEARING AND GRADING - MINOR | 30 | R1.5 | -
COMPANY 086 | 390.2 | STRUCTURES AND IMPROVEMENTS | 40 | R1.5 | -
COMPANY 086 | 390.2 | STRUCTURES AND IMPROVEMENTS - CLEARING AND GRADING | 40 | R1.5 | -
COMPANY 086 | 391.1 | OFFICE FURNITURE | 20 | SQ | -
COMPANY 086 | 391.1 | OFFICE FURNITURE AND EQUIPMENT - FURNITURE | 20 | SQ | -
COMPANY 086 | 391.1 | OFFICE FURNITURE AND EQUIPMENT - FURNITURE | 20 | SQ | -
COMPANY 086 | 391.3 | ELECTRONIC DATA PROCESSING | 5 | SQ | -
COMPANY 086 | 391.3 | INFORMATION SYSTEMS | 10 | SQ | -
COMPANY 086 | 391.3 | OFFICE FURNITURE AND EQUIPMENT - DATA PROCESSING - SMART METERS | 5 | SQ | -
COMPANY 086 | 391.3 | OFFICE FURNITURE AND EQUIPMENT - PERSONAL COMPUTERS | 5 | SQ | -
COMPANY 086 | 391.3 | OFFICE FURNITURE AND EQUIPMENT - DATA PROCESSING SMART METERS | 5 | SQ | -
COMPANY 086 | 391.4 | COMPUTERS AND SOFTWARE | 5 | SQ | -
COMPANY 086 | 391.4 | OFFICE FURNITURE AND EQUIPMENT - PERSONAL COMPUTERS | 5 | SQ | -
COMPANY 086 | 392.4 | HEAVY TRUCKS | 12 | L4 | -
COMPANY 086 | 392.4 | TRANSPORTATION EQUIPMENT - HEAVY TRUCKS | 12 | R2 | -
COMPANY 086 | 392.4 | TRANSPORTATION EQUIPMENT - HEAVY TRUCKS | 12 | R4 | -
COMPANY 086 | 392.5 | TRAILERS | 25 | S2 | -
COMPANY 086 | 392.5 | TRANSPORTATION EQUIPMENT - POLE TRAILERS | 32 | S2 | -
COMPANY 086 | 392.5 | TRANSPORTATION EQUIPMENT - VAN TRAILERS | 25 | S2.5 | -
COMPANY 086 | 392.5 | TRANSPORTATION EQUIPMENT - POLE TRAILERS | 34 | S1.5 | -
COMPANY 086 | 392.5 | TRANSPORTATION EQUIPMENT - VAN TRAILERS | 25 | S2.5 | -
COMPANY 086 | 393 | STORES EQUIPMENT | 25 | SQ | -
COMPANY 086 | 393 | STORES EQUIPMENT | 25 | SQ | -
COMPANY 086 | 393 | STORES EQUIPMENT | 35 | SQ | -
COMPANY 086 | 394 | TOOLS, SHOP AND GARAGE EQUIPMENT | 25 | SQ | -
COMPANY 086 | 394 | TOOLS, SHOP AND GARAGE EQUIPMENT | 25 | SQ | -
COMPANY 086 | 394 | TOOLS, SHOP AND GARAGE EQUIPMENT | 35 | SQ | -
COMPANY 086 | 395 | LABORATORY EQUIPMENT | 20 | SQ | -
COMPANY 086 | 395 | LABORATORY EQUIPMENT | 20 | SQ | -
COMPANY 086 | 395 | LABORATORY EQUIPMENT | 20 | SQ | -
COMPANY 086 | 396 | POWER OPERATED EQUIPMENT | 30 | R0.5 | -
COMPANY 086 | 396 | POWER OPERATED EQUIPMENT | 30 | R0.5 | -
COMPANY 086 | 396 | POWER OPERATED EQUIPMENT | 33 | R0.5 | -
COMPANY 086 | 397 | COMMUNICATION EQUIPMENT | 27 | R1 | -
COMPANY 086 | 397 | COMMUNICATION EQUIPMENT | 25 | SQ | -
COMPANY 086 | 397 | COMMUNICATION EQUIPMENT | 25 | SQ | -
COMPANY 086 | 398 | MISCELLANEOUS EQUIPMENT | 20 | SQ | -
COMPANY 086 | 398 | MISCELLANEOUS EQUIPMENT | 20 | SQ | -
COMPANY 086 | 398 | MISCELLANEOUS EQUIPMENT | 20 | SQ | -
COMPANY 087 | 350 | LAND AND LAND RIGHTS - RIGHTS | 75 | R3 | 0
COMPANY 087 | 352 | STRUCTURES AND IMPROVEMENTS | 60 | R4 | -15
COMPANY 087 | 353 | STATION EQUIPMENT | 50 | R2 | -10
COMPANY 087 | 354 | TOWERS AND FIXTURES | 65 | R3 | -60
COMPANY 087 | 354.1 | TOWERS AND FIXTURES - RIGHT OF WAY CLEARING | 75 | R3 | 0
COMPANY 087 | 355 | POLES AND FIXTURES | 55 | R2.5 | -45
COMPANY 087 | 355.1 | POLES AND FIXTURES - RIGHT OF WAY CLEARING | 70 | R5 | 0
COMPANY 087 | 356 | OVERHEAD CONDUCTORS AND DEVICES | 55 | R3 | -40
COMPANY 087 | 359 | ROADS AND TRAILS | 75 | R3 | 0
COMPANY 087 | 391 | OFFICE FURNITURE AND EQUIPMENT | 15 | SQ | 0
COMPANY 087 | 391.4 | COMPUTERS AND SOFTWARE | 4 | SQ | 0
COMPANY 087 | 391.4 | LARGE APPLICATION SOFTWARE | 7 | SQ | 0
COMPANY 087 | 391.4 | SOFTWARE | 5 | SQ | 0
COMPANY 088 | 303 | MISCELLANEOUS INTANGIBLE PLANT | 40 | SQ | 0
COMPANY 088 | 350 | LAND RIGHTS | 75 | R4 | 0
COMPANY 088 | 352 | STRUCTURES AND IMPROVEMENTS | 65 | R2.5 | 0
COMPANY 088 | 353 | STATION EQUIPMENT | 45 | S0 | -10
COMPANY 088 | 354 | TOWERS AND FIXTURES | 70 | R4 | -15
COMPANY 088 | 355 | POLES AND FIXTURES | 60 | R2 | -30
COMPANY 088 | 356 | OVERHEAD CONDUCTORS AND DEVICES | 65 | R3 | -30
COMPANY 088 | 359 | ROADS AND TRAILS | 75 | R4 | 0
COMPANY 088 | 390 | STRUCTURES AND IMPROVEMENTS | 50 | R2.5 | -5
COMPANY 088 | 391 | OFFICE FURNITURE AND EQUIPMENT | 20 | SQ | 0
COMPANY 088 | 391.3 | OFFICE FURNITURE AND EQUIPMENT - COMPUTER HARDWARE | 5 | SQ | 0
COMPANY 088 | 392 | TRANSPORTATION EQUIPMENT | 10 | S2 | 10
COMPANY 088 | 393 | STORES EQUIPMENT | 20 | SQ | 0
COMPANY 088 | 394 | TOOLS, SHOP AND GARAGE EQUIPMENT | 20 | SQ | 0
COMPANY 088 | 396 | POWER OPERATED EQUIPMENT | 15 | S1.5 | 10
COMPANY 088 | 397 | COMMUNICATION EQUIPMENT | 15 | SQ | 0
COMPANY 088 | 398 | MISCELLANEOUS EQUIPMENT | 20 | SQ | 0
COMPANY 089 | 311 | STRUCTURES AND IMPROVEMENTS | 110 | R2.5 | (4) - (14)
COMPANY 089 | 311 | STRUCTURES AND IMPROVEMENTS | 110 | R2.5 | 0 - (2)
COMPANY 089 | 312 | BOILER PLANT EQUIPMENT | 65 | R1.5 | (4) - (14)
COMPANY 089 | 312 | BOILER PLANT EQUIPMENT | 70 | R1.5 | 0 - (2)
COMPANY 089 | 312.6 | BOILER PLANT EQUIPMENT - TRAINS | 20 | S3 | 10
COMPANY 089 | 313 | ENGINES AND GENERATORS | 30 | R2.5 | 10
COMPANY 089 | 314 | TURBOGENERATOR UNITS | 75 | R1.5 | (4) - (14)
COMPANY 089 | 314 | TURBOGENERATOR UNITS | 70 | S1 | 0 - (2)
COMPANY 089 | 315 | ACCESSORY ELECTRIC EQUIPMENT | 65 | R1.5 | (4) - (14)
COMPANY 089 | 315 | ACCESSORY ELECTRIC EQUIPMENT | 65 | R2 | 0 - (2)
COMPANY 089 | 316 | MISCELLANEOUS POWER PLANT EQUIPMENT | 55 | R2 | (4) - (14)
COMPANY 089 | 316 | MISCELLANEOUS POWER PLANT EQUIPMENT | 60 | R2 | 0 - (2)
COMPANY 089 | 331 | STRUCTURES AND IMPROVEMENTS | 100 | S1 | -50
COMPANY 089 | 331 | STRUCTURES AND IMPROVEMENTS | 100 | S1 | -2
COMPANY 089 | 332 | RESERVOIRS, DAMS AND WATERWAYS | 100 | S1 | -50
COMPANY 089 | 332 | RESERVOIRS, DAMS AND WATERWAYS | 100 | S1 | -2
COMPANY 089 | 333 | WATER WHEELS, TURBINES AND GENERATORS | 75 | S2.5 | -50
COMPANY 089 | 333 | WATER WHEELS, TURBINES AND GENERATORS | 75 | S3 | -2
COMPANY 089 | 334 | ACCESSORY ELECTRIC EQUIPMENT | 60 | S1.5 | -50
COMPANY 089 | 334 | ACCESSORY ELECTRIC EQUIPMENT | 65 | S1.5 | -2
COMPANY 089 | 335 | MISCELLANEOUS POWER PLANT EQUIPMENT | 45 | R2.5 | -50
COMPANY 089 | 335 | MISCELLANEOUS POWER PLANT EQUIPMENT | 45 | R2.5 | -2
COMPANY 089 | 340 | LAND AND LAND RIGHTS - RIGHTS | 75 | R3 | 0
COMPANY 089 | 340 | LAND RIGHTS | 70 | R3 | 0
COMPANY 089 | 341 | STRUCTURES AND IMPROVEMENTS | 65 | R4 | -5
COMPANY 089 | 341 | STRUCTURES AND IMPROVEMENTS | 65 | S2.5 | (1) - (10)
COMPANY 089 | 342 | FUEL HOLDERS, PRODUCERS AND ACCESSORIES | 55 | S2.5 | -5
COMPANY 089 | 342 | FUEL HOLDERS, PRODUCERS AND ACCESSORIES | 60 | S2.5 | (1) - (10)
COMPANY 089 | 343 | PRIME MOVERS | 50 | S3 | -5
COMPANY 089 | 344 | GENERATORS | 55 | R4 | -5
COMPANY 089 | 344 | GENERATORS | 60 | S2.5 | (1) - (20)
COMPANY 089 | 344.02 | GENERATORS - WIND | 55 | R2.5 | (1) - (4)
COMPANY 089 | 344.02 | GENERATORS - WIND | 45 | R3 | (1) - (11)
COMPANY 089 | 344.99 | GENERATORS - PORTABLE POWER MODULES | 55 | R4 | 25
COMPANY 089 | 345 | ACCESSORY ELECTRIC EQUIPMENT | 50 | S2.5 | -5
COMPANY 089 | 345 | ACCESSORY ELECTRIC EQUIPMENT | 50 | S1.5 | (1) - (10)
COMPANY 089 | 345.02 | ACCESSORY ELECTRIC EQUIPMENT - WIND | 50 | R3 | (1) - (4)
COMPANY 089 | 345.02 | ACCESSORY ELECTRIC EQUIPMENT - WIND | 50 | S1.5 | (1) - (11)
COMPANY 089 | 346 | MISCELLANEOUS POWER PLANT EQUIPMENT | 50 | S2 | -5
COMPANY 089 | 346 | MISCELLANEOUS POWER PLANT EQUIPMENT | 40 | S2 | (4) - (10)
COMPANY 089 | 346.02 | MISCELLANEOUS POWER PLANT EQUIPMENT - WIND | 40 | S2.5 | (1) - (3)
COMPANY 089 | 346.02 | MISCELLANEOUS POWER PLANT EQUIPMENT - WIND | 40 | S2 | (3) - (6)
COMPANY 089 | 350 | LAND AND LAND RIGHTS - RIGHTS | 75 | R4 | 0
COMPANY 089 | 350 | LAND RIGHTS | 80 | R4 | 0
COMPANY 089 | 352 | STRUCTURES AND IMPROVEMENTS | 65 | R3 | -10
COMPANY 089 | 352 | STRUCTURES AND IMPROVEMENTS | 70 | R3 | -20
COMPANY 089 | 353 | STATION EQUIPMENT | 60 | R1 | -5
COMPANY 089 | 353 | STATION EQUIPMENT | 60 | R1.5 | -10
COMPANY 089 | 354 | TOWERS AND FIXTURES | 75 | R4 | -25
COMPANY 089 | 354 | TOWERS AND FIXTURES | 80 | R4 | -30
COMPANY 089 | 355 | POLES AND FIXTURES | 52 | R2.5 | -30
COMPANY 089 | 355 | POLES AND FIXTURES | 60 | R2 | -40
COMPANY 089 | 356 | OVERHEAD CONDUCTORS AND DEVICES | 57 | R3 | -35
COMPANY 089 | 356 | OVERHEAD CONDUCTORS AND DEVICES | 65 | R3 | -30
COMPANY 089 | 357 | UNDERGROUND CONDUIT | 60 | R4 | -10
COMPANY 089 | 357 | UNDERGROUND CONDUIT | 55 | S2.5 | -5
COMPANY 089 | 358 | UNDERGROUND CONDUCTORS AND DEVICES | 60 | R4 | -10
COMPANY 089 | 358 | UNDERGROUND CONDUCTORS AND DEVICES | 65 | R4 | -5
COMPANY 089 | 359 | ROADS AND TRAILS | 75 | R4 | 0
COMPANY 089 | 359 | ROADS AND TRAILS | 80 | R4 | 0
COMPANY 089 | 360 | LAND AND LAND RIGHTS - RIGHTS | 75 | R4 | 0
COMPANY 089 | 360 | LAND RIGHTS | 80 | R4 | 0
COMPANY 089 | 361 | STRUCTURES AND IMPROVEMENTS | 70 | R3 | -20
COMPANY 089 | 361 | STRUCTURES AND IMPROVEMENTS | 70 | R3 | -20
COMPANY 089 | 362 | STATION EQUIPMENT | 60 | R2.5 | -10
COMPANY 089 | 362 | STATION EQUIPMENT | 65 | R2 | -15
COMPANY 089 | 363 | BATTERY STORAGE EQUIPMENT | 15 | L3 | 0
COMPANY 089 | 364 | POLES, TOWERS AND FIXTURES | 54 | R3 | -60
COMPANY 089 | 364 | POLES, TOWERS AND FIXTURES | 57 | R3 | -60
COMPANY 089 | 365 | OVERHEAD CONDUCTORS AND DEVICES | 52 | R1.5 | -50
COMPANY 089 | 365 | OVERHEAD CONDUCTORS AND DEVICES | 55 | R1 | -60
COMPANY 089 | 366 | UNDERGROUND CONDUIT | 65 | R4 | -50
COMPANY 089 | 366 | UNDERGROUND CONDUIT | 75 | R3 | -30
COMPANY 089 | 367 | UNDERGROUND CONDUCTORS AND DEVICES | 55 | R2 | -30
COMPANY 089 | 367 | UNDERGROUND CONDUCTORS AND DEVICES | 57 | R1 | -30
COMPANY 089 | 368 | LINE TRANSFORMERS | 45 | R2 | -5
COMPANY 089 | 368 | LINE TRANSFORMERS | 47 | R1.5 | -10
COMPANY 089 | 369 | SERVICES | 65 | R4 | -100
COMPANY 089 | 369 | SERVICES | 70 | R4 | -120
COMPANY 089 | 370 | METERS | 20 | L1.5 | -5
COMPANY 089 | 370 | METERS | 22 | L1.5 | -10
COMPANY 089 | 371 | INSTALLATIONS ON CUSTOMERS' PREMISES | 34 | S0.5 | -30
COMPANY 089 | 371 | INSTALLATIONS ON CUSTOMERS' PREMISES | 36 | S0.5 | -30
COMPANY 089 | 373 | STREET LIGHTING AND SIGNAL SYSTEMS | 40 | R1.5 | -30
COMPANY 089 | 373 | STREET LIGHTING AND SIGNAL SYSTEMS | 32 | L0.5 | -20
COMPANY 089 | 389 | LAND AND LAND RIGHTS - RIGHTS | 70 | R4 | 0
COMPANY 089 | 389 | LAND RIGHTS | 75 | R4 | 0
COMPANY 089 | 390 | STRUCTURES AND IMPROVEMENTS | 42 | S0 | -5
COMPANY 089 | 390 | STRUCTURES AND IMPROVEMENTS | 42 | R0.5 | -5
COMPANY 089 | 391 | OFFICE FURNITURE AND EQUIPMENT | 10 | SQ | 0
COMPANY 089 | 391 | OFFICE FURNITURE AND EQUIPMENT | 10 | SQ | 0
COMPANY 089 | 391.3 | OFFICE FURNITURE AND EQUIPMENT - COMPUTER | 5 | SQ | 0
COMPANY 089 | 391.4 | COMPUTERS AND SOFTWARE | 5 | SQ | 0
COMPANY 089 | 392.1 | PASSENGER CARS AND VANS | 10 | L3 | 10
COMPANY 089 | 392.1 | TRANSPORTATION EQUIPMENT - CARS | 11 | S2 | 10
COMPANY 089 | 392.2 | LIGHT TRUCKS | 15 | L2.5 | 10
COMPANY 089 | 392.2 | TRANSPORTATION EQUIPMENT - CLASS 2 | 14 | L2.5 | 10
COMPANY 089 | 392.3 | TRANSPORTATION EQUIPMENT - CLASS 3 | 14 | L2.5 | 10
COMPANY 089 | 392.4 | HEAVY TRUCKS | 14 | L3 | 10
COMPANY 089 | 392.4 | TRANSPORTATION EQUIPMENT - CLASS 4 | 15 | L3 | 10
COMPANY 089 | 392.4 | TRANSPORTATION EQUIPMENT - CLASS 7 | 15 | L3 | 10
COMPANY 089 | 392.5 | TRAILERS | 26 | S0.5 | 10
COMPANY 089 | 392.5 | TRANSPORTATION EQUIPMENT - TRAILERS | 27 | S0.5 | 10
COMPANY 089 | 392.6 | AIRPLANES | 10 | S1 | 40
COMPANY 089 | 392.6 | TRANSPORTATION EQUIPMENT - PLANES | 9 | L2.5 | 50
COMPANY 089 | 393 | STORES EQUIPMENT | 10 | SQ | 0
COMPANY 089 | 393 | STORES EQUIPMENT | 10 | SQ | 0
COMPANY 089 | 394 | TOOLS, SHOP AND GARAGE EQUIPMENT | 15 | SQ | 0
COMPANY 089 | 394 | TOOLS, SHOP, AND GARAGE EQUIPMENT | 15 | SQ | 0
COMPANY 089 | 395 | LABORATORY EQUIPMENT | 10 | SQ | 0
COMPANY 089 | 395 | LABORATORY EQUIPMENT | 10 | SQ | 0
COMPANY 089 | 396 | POWER OPERATED EQUIPMENT | 16 | L1 | 20
COMPANY 089 | 396 | POWER OPERATED EQUIPMENT | 18 | L1 | 15
COMPANY 089 | 397 | COMMUNICATION EQUIPMENT | 15 | SQ | 0
COMPANY 089 | 397 | COMMUNICATION EQUIPMENT | 15 | SQ | 0
COMPANY 089 | 397.1 | TELEPHONE AND DATA COLLECTION EQUIPMENT | 8 | SQ | 0
COMPANY 089 | 397.1 | COMMUNICATION EQUIPMENT - PHONES | 8 | SQ | 0
COMPANY 089 | 398 | MISCELLANEOUS EQUIPMENT | 10 | SQ | 0
COMPANY 089 | 398 | MISCELLANEOUS EQUIPMENT | 10 | SQ | 0
COMPANY 090 | 352 | STRUCTURES AND IMPROVEMENTS | 70 | R3 | -5
COMPANY 090 | 353 | STATION EQUIPMENT | 54 | R1 | -20
COMPANY 090 | 354 | TOWERS AND FIXTURES | 75 | R3 | -20
COMPANY 090 | 355 | POLES AND FIXTURES | 60 | R2 | -30
COMPANY 090 | 356 | OVERHEAD CONDUCTORS AND DEVICES | 59 | R1 | -50
COMPANY 090 | 356.1 | OVERHEAD CONDUCTORS AND DEVICES - CLEARING | 75 | R3 | 0
COMPANY 090 | 358 | UNDERGROUND CONDUCTORS AND DEVICES | 45 | R2 | -10
COMPANY 090 | 359 | ROADS AND TRAILS | 70 | R3 | 0
COMPANY 091 | 303 | MISCELLANEOUS INTANGIBLE PLANT | 7 | SQ | 0
COMPANY 091 | 311 | STRUCTURES AND IMPROVEMENTS | 105 | R3 | (7) - (10)
COMPANY 091 | 312 | BOILER PLANT EQUIPMENT | 65 | S0 | (7) - (10)
COMPANY 091 | 314 | TURBOGENERATOR UNITS | 65 | S0.5 | (7) - (10)
COMPANY 091 | 315 | ACCESSORY ELECTRIC EQUIPMENT | 65 | R2.5 | (7) - (10)
COMPANY 091 | 316 | MISCELLANEOUS POWER PLANT EQUIPMENT | 65 | R1.5 | (7) - (10)
COMPANY 091 | 352 | STRUCTURES AND IMPROVEMENTS | 55 | R2.5 | -10
COMPANY 091 | 352 | STRUCTURES AND IMPROVEMENTS | 65 | R3 | -25
COMPANY 091 | 353 | STATION EQUIPMENT | 55 | R2 | -10
COMPANY 091 | 353 | STATION EQUIPMENT | 60 | R1.5 | -15
COMPANY 091 | 353.2 | STATION EQUIPMENT - SCADA | 15 | S1.5 | 0
COMPANY 091 | 354 | TOWERS AND FIXTURES | 70 | R4 | -30
COMPANY 091 | 354 | TOWERS AND FIXTURES | 75 | R4 | -30
COMPANY 091 | 355 | POLES AND FIXTURES | 60 | R2.5 | -35
COMPANY 091 | 355 | POLES AND FIXTURES | 65 | R2 | -70
COMPANY 091 | 356 | OVERHEAD CONDUCTORS AND DEVICES | 60 | R2 | -50
COMPANY 091 | 356 | OVERHEAD CONDUCTORS AND DEVICES | 65 | R2 | -70
COMPANY 091 | 356.1 | OVERHEAD CONDUCTORS AND DEVICES - RIGHT OF WAY CLEARING | 75 | R4 | 0
COMPANY 091 | 356.1 | OVERHEAD CONDUCTORS AND DEVICES - CLEARING | 75 | R4 | 0
COMPANY 091 | 357 | UNDERGROUND CONDUIT | 55 | S2.5 | -5
COMPANY 091 | 358 | UNDERGROUND CONDUCTORS AND DEVICES | 50 | R2.5 | -20
COMPANY 091 | 359 | ROADS AND TRAILS | 65 | R4 | 0
COMPANY 091 | 360 | LAND AND LAND RIGHTS - RIGHTS | 75 | R4 | 0
COMPANY 091 | 361 | STRUCTURES AND IMPROVEMENTS | 55 | R2.5 | -10
COMPANY 091 | 361 | STRUCTURES AND IMPROVEMENTS | 65 | R3 | -25
COMPANY 091 | 362 | STATION EQUIPMENT | 55 | R2 | -10
COMPANY 091 | 362 | STATION EQUIPMENT | 60 | R1.5 | -15
COMPANY 091 | 362.1 | STATION EQUIPMENT - SCADA | 15 | S1.5 | 0
COMPANY 091 | 364 | POLES, TOWERS AND FIXTURES | 60 | R4 | -50
COMPANY 091 | 364 | POLES, TOWERS AND FIXTURES | 65 | R4 | -80
COMPANY 091 | 365 | OVERHEAD CONDUCTORS AND DEVICES | 55 | R1.5 | -45
COMPANY 091 | 365 | OVERHEAD CONDUCTORS AND DEVICES | 65 | R1.5 | -80
COMPANY 091 | 365.2 | OVERHEAD CONDUCTORS AND DEVICES - RIGHT OF WAY CLEARING | 75 | R4 | 0
COMPANY 091 | 365.2 | OVERHEAD CONDUCTORS AND DEVICES - CLEARING | 75 | R4 | 0
COMPANY 091 | 366 | UNDERGROUND CONDUIT | 60 | R2.5 | -20
COMPANY 091 | 366 | UNDERGROUND CONDUIT | 65 | R3 | -25
COMPANY 091 | 367 | UNDERGROUND CONDUCTORS AND DEVICES | 40 | S2.5 | -30
COMPANY 091 | 367 | UNDERGROUND CONDUCTORS AND DEVICES | 48 | S1.5 | -40
COMPANY 091 | 368.1 | LINE TRANSFORMERS - OVERHEAD | 43 | R2 | -10
COMPANY 091 | 368.1 | LINE TRANSFORMERS - OVERHEAD | 47 | R1.5 | -20
COMPANY 091 | 368.2 | LINE TRANSFORMERS - UNDERGROUND | 34 | R4 | -10
COMPANY 091 | 368.2 | LINE TRANSFORMERS - UNDERGROUND | 47 | R1.5 | -20
COMPANY 091 | 369.1 | SERVICES -OVERHEAD | 50 | R4 | -50
COMPANY 091 | 369.1 | SERVICES - OVERHEAD | 55 | R4 | -75
COMPANY 091 | 369.2 | SERVICES - UNDERGROUND | 45 | S4 | -50
COMPANY 091 | 369.2 | SERVICES - UNDERGROUND | 55 | R4 | -75
COMPANY 091 | 370 | METERS | 38 | R2.5 | -10
COMPANY 091 | 370 | METERS | 36 | R2.5 | -20
COMPANY 091 | 371 | INSTALLATIONS ON CUSTOMERS' PREMISES | 28 | S0.5 | -25
COMPANY 091 | 371 | INSTALLATIONS ON CUSTOMERS' PREMISES | 25 | O1 | -30
COMPANY 091 | 373 | STREET LIGHTING AND SIGNAL SYSTEMS | 30 | S0 | -40
COMPANY 091 | 373 | STREET LIGHTING AND SIGNAL SYSTEMS | 32 | O1 | -40
COMPANY 091 | 390 | STRUCTURES AND IMPROVEMENTS | 55 | R1.5 | -5
COMPANY 091 | 390 | STRUCTURES AND IMPROVEMENTS | 50 | S0 | -10
COMPANY 091 | 391.1 | OFFICE FURNITURE | 20 | SQ | 0
COMPANY 091 | 391.1 | OFFICE FURNITURE AND EQUIPMENT - FURNITURE AND EQUIPMENT | 20 | SQ | 0
COMPANY 091 | 391.3 | DATA HANDLING | 10 | SQ | 0
COMPANY 091 | 391.3 | INFORMATION SYSTEMS | 10 | SQ | 0
COMPANY 091 | 391.3 | OFFICE FURNITURE AND EQUIPMENT - DATA HANDLING | 10 | SQ | 0
COMPANY 091 | 391.3 | OFFICE FURNITURE AND EQUIPMENT - COMPUTERS | 5 | SQ | 0
COMPANY 091 | 391.4 | COMPUTERS AND SOFTWARE | 5 | SQ | 0
COMPANY 091 | 391.4 | OFFICE FURNITURE AND EQUIPMENT - INFORMATION SYSTEMS | 10 | SQ | 0
COMPANY 091 | 392 | TRANSPORTATION EQUIPMENT - OTHER | 25 | S2 | 10
COMPANY 091 | 392.1 | PASSENGER CARS AND VANS | 7 | S3 | 10
COMPANY 091 | 392.1 | TRANSPORTATION EQUIPMENT - AUTOS | 8 | S3 | 15
COMPANY 091 | 392.2 | TRANSPORTATION EQUIPMENT - LIGHT TRUCKS | 12 | S2 | 15
COMPANY 091 | 392.2 | LIGHT TRUCKS | 11.5 | L4 | 10
COMPANY 091 | 392.3 | MEDIUM TRUCKS | 12 | L3 | 10
COMPANY 091 | 392.3 | TRANSPORTATION EQUIPMENT - MEDIUM AND HEAVY TRUCKS | 11 | L1 | 15
COMPANY 091 | 392.4 | TRANSPORTATION EQUIPMENT - ATV | 25 | S1.5 | 0
COMPANY 091 | 392.4 | HEAVY TRUCKS | 12 | L3 | 10
COMPANY 091 | 392.5 | TRANSPORTATION EQUIPMENT - TRAILERS | 22 | L1 | 15
COMPANY 091 | 392.5 | TRAILERS | 20 | L1.5 | 10
COMPANY 091 | 393 | STORES EQUIPMENT | 20 | SQ | 0
COMPANY 091 | 393 | STORES EQUIPMENT | 20 | SQ | 0
COMPANY 091 | 394 | TOOLS, SHOP AND GARAGE EQUIPMENT | 20 | SQ | 0
COMPANY 091 | 394 | TOOLS, SHOP AND GARAGE EQUIPMENT | 20 | SQ | 0
COMPANY 091 | 395 | LABORATORY EQUIPMENT | 20 | SQ | 0
COMPANY 091 | 395 | LABORATORY EQUIPMENT | 20 | SQ | 0
COMPANY 091 | 396 | POWER OPERATED EQUIPMENT | 20 | S2.5 | 15
COMPANY 091 | 396 | POWER OPERATED EQUIPMENT | 22 | S2.5 | 15
COMPANY 091 | 397 | COMMUNICATION EQUIPMENT | 10 | SQ | 0
COMPANY 091 | 397 | COMMUNICATION EQUIPMENT | 10 | SQ | 0
COMPANY 091 | 398 | MISCELLANEOUS EQUIPMENT | 15 | SQ | 0
COMPANY 091 | 398 | MISCELLANEOUS EQUIPMENT | 15 | SQ | 0
COMPANY 092 | 303 | MISCELLANEOUS INTANGIBLE PLANT | 7 | SQ | 0
COMPANY 092 | 350 | LAND AND LAND RIGHTS - EASEMENTS | 80 | R4 | 0
COMPANY 092 | 352 | STRUCTURES AND IMPROVEMENTS | 75 | R3 | -30
COMPANY 092 | 353 | STATION EQUIPMENT | 65 | R2 | -15
COMPANY 092 | 354 | TOWERS AND FIXTURES | 80 | R4 | -50
COMPANY 092 | 355 | POLES AND FIXTURES | 65 | R2 | -70
COMPANY 092 | 356 | OVERHEAD CONDUCTORS AND DEVICES | 65 | R2 | -75
COMPANY 092 | 356.1 | OVERHEAD CONDUCTORS AND DEVICES - CLEARING | 80 | R4 | 0
COMPANY 092 | 357 | UNDERGROUND CONDUIT | 55 | S2.5 | -5
COMPANY 092 | 358 | UNDERGROUND CONDUCTORS AND DEVICES | 55 | R1.5 | -20
COMPANY 092 | 359 | ROADS AND TRAILS | 65 | R4 | 0
COMPANY 092 | 360 | LAND AND LAND RIGHTS - EASEMENTS | 80 | R4 | 0
COMPANY 092 | 361 | STRUCTURES AND IMPROVEMENTS | 75 | R3 | -30
COMPANY 092 | 362 | STATION EQUIPMENT | 65 | R2 | -15
COMPANY 092 | 364 | POLES, TOWERS AND FIXTURES | 70 | R4 | -100
COMPANY 092 | 365 | OVERHEAD CONDUCTORS AND DEVICES | 65 | R1.5 | -100
COMPANY 092 | 365.2 | OVERHEAD CONDUCTORS AND DEVICES - CLEARING | 80 | R4 | 0
COMPANY 092 | 366 | UNDERGROUND CONDUIT | 70 | R3 | -25
COMPANY 092 | 367 | UNDERGROUND CONDUCTORS AND DEVICES | 52 | S1 | -50
COMPANY 092 | 368.1 | LINE TRANSFORMERS - OVERHEAD | 49 | R1.5 | -20
COMPANY 092 | 368.2 | LINE TRANSFORMERS - UNDERGROUND | 49 | R1.5 | -20
COMPANY 092 | 369.1 | SERVICES - OVERHEAD | 57 | R4 | -80
COMPANY 092 | 369.2 | SERVICES - UNDERGROUND | 57 | R4 | -80
COMPANY 092 | 370 | METERS | 36 | R2.5 | -25
COMPANY 092 | 371 | INSTALLATIONS ON CUSTOMERS' PREMISES | 30 | O1 | -40
COMPANY 092 | 373 | STREET LIGHTING AND SIGNAL SYSTEMS | 32 | O1 | -25
COMPANY 092 | 389 | LAND AND LAND RIGHTS - EASEMENTS | 75 | R4 | 0
COMPANY 092 | 390 | STRUCTURES AND IMPROVEMENTS | 60 | S0 | -15
COMPANY 092 | 390.3 | STRUCTURES AND IMPROVEMENTS - LEASED | - | SQ | 0
COMPANY 092 | 391 | OFFICE FURNITURE AND EQUIPMENT | 20 | SQ | 0
COMPANY 092 | 391.3 | OFFICE FURNITURE AND EQUIPMENT - DATA HANDLING | 10 | SQ | 0
COMPANY 092 | 391.3 | OFFICE FURNITURE AND EQUIPMENT - COMPUTERS | 5 | SQ | 0
COMPANY 092 | 391.4 | OFFICE FURNITURE AND EQUIPMENT - INFORMATION SYSTEMS | 10 | SQ | 0
COMPANY 092 | 392 | TRANSPORTATION EQUIPMENT - UNCLASSIFIED | 5 | L1.5 | 10
COMPANY 092 | 392.1 | TRANSPORTATION EQUIPMENT - AUTOS | 8 | S3 | 10
COMPANY 092 | 392.2 | TRANSPORTATION EQUIPMENT - LIGHT TRUCKS | 12 | S1.5 | 10
COMPANY 092 | 392.4 | TRANSPORTATION EQUIPMENT - MEDIUM AND HEAVY TRUCKS | 11 | L1 | 10
COMPANY 092 | 392.5 | TRANSPORTATION EQUIPMENT - TRAILERS | 21 | R0.5 | 10
COMPANY 092 | 392.99 | TRANSPORTATION EQUIPMENT - ATV | 25 | S0.5 | 10
COMPANY 092 | 393 | STORES EQUIPMENT | 20 | SQ | 0
COMPANY 092 | 394 | TOOLS, SHOP AND GARAGE EQUIPMENT | 20 | SQ | 0
COMPANY 092 | 395 | LABORATORY EQUIPMENT | 20 | SQ | 0
COMPANY 092 | 396 | POWER OPERATED EQUIPMENT | 22 | L3 | 5
COMPANY 092 | 397 | COMMUNICATION EQUIPMENT | 10 | SQ | 0
COMPANY 092 | 398 | MISCELLANEOUS EQUIPMENT | 15 | SQ | 0
COMPANY 093 | 303 | MISCELLANEOUS INTANGIBLE PLANT | 7 | SQ | 0
COMPANY 093 | 303 | MISCELLANEOUS INTANGIBLE PLANT | 7 | SQ | 0
COMPANY 093 | 310 | LAND AND LAND RIGHTS - EASEMENTS | 100 | R4 | 0
COMPANY 093 | 310 | LAND AND LAND RIGHTS - EASEMENTS | 100 | R4 | 0
COMPANY 093 | 311 | STRUCTURES AND IMPROVEMENTS | 80 | S0.5 | (6) - (8)
COMPANY 093 | 311 | STRUCTURES AND IMPROVEMENTS | 75 | S0 | (5) - (6)
COMPANY 093 | 312 | BOILER PLANT EQUIPMENT | 50 | S0 | (6) - (8)
COMPANY 093 | 312 | BOILER PLANT EQUIPMENT | 47 | R0.5 | (5) - (6)
COMPANY 093 | 314 | TURBOGENERATOR UNITS | 50 | R1 | (6) - (8)
COMPANY 093 | 314 | TURBOGENERATOR UNITS | 50 | R0.5 | (5) - (6)
COMPANY 093 | 315 | ACCESSORY ELECTRIC EQUIPMENT | 65 | R2 | (6) - (8)
COMPANY 093 | 315 | ACCESSORY ELECTRIC EQUIPMENT | 65 | S1 | (5) - (6)
COMPANY 093 | 316 | MISCELLANEOUS POWER PLANT EQUIPMENT | 70 | R2 | (6) - (8)
COMPANY 093 | 316 | MISCELLANEOUS POWER PLANT EQUIPMENT | 75 | R2 | (5) - (6)
COMPANY 093 | 353.1 | STATION EQUIPMENT - STEP-UP TRANSFORMERS | 60 | R2.5 | -20
COMPANY 093 | 391.3 | OFFICE FURNITURE AND EQUIPMENT - COMPUTERS | 5 | SQ | 0
COMPANY 093 | 391.3 | OFFICE FURNITURE AND EQUIPMENT - COMPUTERS | 5 | SQ | 0
COMPANY 094 | 352 | STRUCTURES AND IMPROVEMENTS | 60 | S1 | -10
COMPANY 094 | 353 | STATION EQUIPMENT | 50 | S0 | -15
COMPANY 094 | 354 | TOWERS AND FIXTURES | 60 | R4 | -50
COMPANY 094 | 355 | POLES AND FIXTURES | 50 | S0.5 | -50
COMPANY 094 | 356 | OVERHEAD CONDUCTORS AND DEVICES | 50 | R1.5 | -50
COMPANY 094 | 357 | UNDERGROUND CONDUIT | 60 | R4 | 0
COMPANY 094 | 358 | UNDERGROUND CONDUCTORS AND DEVICES | 50 | R3 | -10
COMPANY 094 | 359 | ROADS AND TRAILS | 60 | R4 | 0
COMPANY 094 | 361 | STRUCTURES AND IMPROVEMENTS | 60 | R2 | -10
COMPANY 094 | 362 | STATION EQUIPMENT | 55 | S0 | -15
COMPANY 094 | 362.99 | STATION EQUIPMENT - ENERGY MANAGEMENT SYSTEM | 15 | S2.5 | 0
COMPANY 094 | 364 | POLES, TOWERS AND FIXTURES | 45 | S1.5 | -75
COMPANY 094 | 365 | OVERHEAD CONDUCTORS AND DEVICES | 45 | R1 | -30
COMPANY 094 | 365 | OVERHEAD CONDUCTORS AND DEVICES (FERC JURISDICTION) | 50 | R1.5 | -50
COMPANY 094 | 366 | UNDERGROUND CONDUIT - MANHOLES | 60 | S4 | -10
COMPANY 094 | 366 | UNDERGROUND CONDUIT | 60 | S4 | -10
COMPANY 094 | 367 | UNDERGROUND CONDUCTORS AND DEVICES | 40 | R1.5 | -40
COMPANY 094 | 367 | UNDERGROUND CONDUCTORS AND DEVICES (FERC JURISDICTION) | 40 | R3 | 0
COMPANY 094 | 368 | LINE TRANSFORMERS | 40 | S2.5 | -50
COMPANY 094 | 369.1 | SERVICES - OVERHEAD | 50 | R3 | -100
COMPANY 094 | 369.2 | SERVICES - UNDERGROUND | 50 | R3 | -100
COMPANY 094 | 370 | METERS | 20 | S2 | -25
COMPANY 094 | 371 | INSTALLATIONS ON CUSTOMERS' PREMISES | 30 | R1.5 | -10
COMPANY 094 | 373.1 | STREET LIGHTING AND SIGNAL SYSTEMS - OVERHEAD | 30 | R1.5 | -30
COMPANY 094 | 373.2 | STREET LIGHTING AND SIGNAL SYSTEMS - UNDERGROUND | 30 | R1.5 | -30
COMPANY 094 | 390 | STRUCTURES AND IMPROVEMENTS | 50 | R2 | -5
COMPANY 094 | 391 | OFFICE FURNITURE AND EQUIPMENT | 15 | SQ | 0
COMPANY 094 | 393 | STORES EQUIPMENT | 20 | SQ | 0
COMPANY 094 | 394 | TOOLS, SHOP AND GARAGE EQUIPMENT | 20 | SQ | 0
COMPANY 094 | 395 | LABORATORY EQUIPMENT | 15 | SQ | 0
COMPANY 094 | 397 | COMMUNICATION EQUIPMENT - SITE SPECIFIC | 25 | S3 | -5
COMPANY 094 | 397 | COMMUNICATION EQUIPMENT | 20 | SQ | 0
COMPANY 094 | 398 | MISCELLANEOUS EQUIPMENT | 15 | SQ | 0
COMPANY 095 | 303 | MISCELLANEOUS INTANGIBLE PLANT - RRSU UPGRADES | 35 | SQ | 0
COMPANY 095 | 303 | MISCELLANEOUS INTANGIBLE PLANT - SOFTWARE | 5 | SQ | 0
COMPANY 095 | 303 | MISCELLANEOUS INTANGIBLE PLANT - SOFTWARE | 12 | SQ | 0
COMPANY 095 | 303 | MISCELLANEOUS INTANGIBLE PLANT - RRSU UPGRADES | 35 | SQ | 0
COMPANY 095 | 303 | SOFTWARE | 10 | SQ | 0
COMPANY 095 | 303 | RRSU UPGRADES | 35 | SQ | 0
COMPANY 095 | 310 | LAND AND LAND RIGHTS - RIGHTS | - | SQ | 0
COMPANY 095 | 310 | LAND AND LAND RIGHTS - RIGHTS | - | SQ | 0
COMPANY 095 | 310 | LAND RIGHTS | - | SQ | 0
COMPANY 095 | 311 | STRUCTURES AND IMPROVEMENTS | 75 | L1 | (2) - (30)
COMPANY 095 | 311 | STRUCTURES AND IMPROVEMENTS | 75 | L0 | (1) - (12)
COMPANY 095 | 311 | STRUCTURES AND IMPROVEMENTS | 75 | L1 | 0 - (8)
COMPANY 095 | 311 | STRUCTURES AND IMPROVEMENTS | 75 | L0 | (1)-(18)
COMPANY 095 | 312 | BOILER PLANT EQUIPMENT | 75 | R1.5 | (1) - (21)
COMPANY 095 | 312 | BOILER PLANT EQUIPMENT | 75 | R1.5 | 0 - (8)
COMPANY 095 | 312 | BOILER PLANT EQUIPMENT | 55 | S1 | 0 - (12)
COMPANY 095 | 312 | BOILER PLANT EQUIPMENT | 55 | S1 | 0-(15)
COMPANY 095 | 314 | TURBOGENERATOR UNITS | 80 | R1 | (2) - (22)
COMPANY 095 | 314 | TURBOGENERATOR UNITS | 80 | R1 | 0 - (8)
COMPANY 095 | 314 | TURBOGENERATOR UNITS | 60 | S1 | 0 - (12)
COMPANY 095 | 314 | TURBOGENERATOR UNITS | 60 | S1.5 | 0-(14)
COMPANY 095 | 315 | ACCESSORY ELECTRIC EQUIPMENT | 75 | R2.5 | 0 - (20)
COMPANY 095 | 315 | ACCESSORY ELECTRIC EQUIPMENT | 50 | R2 | 0 - (12)
COMPANY 095 | 315 | ACCESSORY ELECTRIC EQUIPMENT | 75 | R2.5 | 0 - (8)
COMPANY 095 | 315 | ACCESSORY ELECTRIC EQUIPMENT | 50 | R2.5 | 0-(13)
COMPANY 095 | 316 | MISCELLANEOUS POWER PLANT EQUIPMENT | 40 | O1 | (1) - (16)
COMPANY 095 | 316 | MISCELLANEOUS POWER PLANT EQUIPMENT | 40 | S0 | 0 - (8)
COMPANY 095 | 316 | MISCELLANEOUS POWER PLANT EQUIPMENT | 40 | O1 | 0 - (8)
COMPANY 095 | 316 | MISCELLANEOUS POWER PLANT EQUIPMENT | 40 | S0 | 0-(9)
COMPANY 095 | 340 | LAND AND LAND RIGHTS - RIGHTS | - | SQ | 0
COMPANY 095 | 340 | LAND AND LAND RIGHTS - RIGHTS | - | SQ | 0
COMPANY 095 | 340 | LAND RIGHTS | - | SQ | 0
COMPANY 095 | 341 | STRUCTURES AND IMPROVEMENTS | 75 | L0 | (2) - (37)
COMPANY 095 | 341 | STRUCTURES AND IMPROVEMENTS | 75 | L0 | (1) - (30)
COMPANY 095 | 341 | STRUCTURES AND IMPROVEMENTS | 75 | L0 | (1)-(26)
COMPANY 095 | 342 | FUEL HOLDERS, PRODUCERS AND ACCESSORIES | 50 | S0 | (3) - (29)
COMPANY 095 | 342 | FUEL HOLDERS, PRODUCERS AND ACCESSORIES | 50 | S0 | (1) - (29)
COMPANY 095 | 342 | FUEL HOLDERS, PRODUCERS AND ACCESSORIES | 50 | S2 | 0-(19)
COMPANY 095 | 343 | PRIME MOVERS | 40 | R2.5 | -7
COMPANY 095 | 343 | PRIME MOVERS | 50 | R0.5 | (2) - (4)
COMPANY 095 | 343 | PRIME MOVERS | 45 | R0.5 | (3)-(6)
COMPANY 095 | 344 | GENERATORS | 40 | R2.5 | (5) - (35)
COMPANY 095 | 344 | GENERATORS | 50 | R0.5 | 0 - (28)
COMPANY 095 | 344 | GENERATORS | 45 | R0.5 | (1)-(23)
COMPANY 095 | 344 | GENERATORS - SOLAR | 25 | S2.5 | 0
COMPANY 095 | 345 | ACCESSORY ELECTRIC EQUIPMENT | 45 | R2.5 | (2) - (37)
COMPANY 095 | 345 | ACCESSORY ELECTRIC EQUIPMENT | 50 | R2 | 0 - (30)
COMPANY 095 | 345 | ACCESSORY ELECTRIC EQUIPMENT | 50 | R2 | 0-(22)
COMPANY 095 | 346 | MISCELLANEOUS POWER PLANT EQUIPMENT | 40 | O1 | 0 - (5)
COMPANY 095 | 346 | MISCELLANEOUS POWER PLANT EQUIPMENT | 40 | S0 | 0 - (24)
COMPANY 095 | 346 | MISCELLANEOUS POWER PLANT EQUIPMENT | 40 | S1.5 | 0-(4)
COMPANY 095 | 346 | MISCELLANEOUS POWER PLANT EQUIPMENT | - | SQ | -12
COMPANY 095 | 346 | MISCELLANEOUS POWER PLANT EQUIPMENT | 25 | R2.5 | 0
COMPANY 095 | 346.01 | MISCELLANEOUS POWER PLANT EQUIPMENT - SOLAR | - | SQ | -9
COMPANY 095 | 348 | ENERGY STORAGE EQUIPMENT | 15 | S3 | 0
COMPANY 095 | 350 | LAND AND LAND RIGHTS - RIGHTS | 65 | R4 | 0
COMPANY 095 | 350 | LAND AND LAND RIGHTS - RIGHTS | 70 | R4 | 0
COMPANY 095 | 350 | LAND RIGHTS | 70 | R4 | 0
COMPANY 095 | 352 | STRUCTURES AND IMPROVEMENTS | 50 | R3 | -5
COMPANY 095 | 352 | STRUCTURES AND IMPROVEMENTS | 60 | R3 | -5
COMPANY 095 | 352 | STRUCTURES AND IMPROVEMENTS | 60 | R3 | -10
COMPANY 095 | 353 | STATION EQUIPMENT | 54 | R2.5 | -10
COMPANY 095 | 353 | STATION EQUIPMENT | 60 | R2 | -5
COMPANY 095 | 353 | STATION EQUIPMENT | 60 | R2 | -5
COMPANY 095 | 354 | TOWERS AND FIXTURES | 60 | R4 | -5
COMPANY 095 | 354 | TOWERS AND FIXTURES | 65 | R4 | -10
COMPANY 095 | 354 | TOWERS AND FIXTURES | 65 | R4 | -10
COMPANY 095 | 355 | POLES AND FIXTURES | 45 | R2 | -20
COMPANY 095 | 355 | POLES AND FIXTURES | 55 | R2 | -20
COMPANY 095 | 355 | POLES AND FIXTURES | 60 | R2.5 | -20
COMPANY 095 | 356 | OVERHEAD CONDUCTORS AND DEVICES | 55 | R1.5 | -30
COMPANY 095 | 356 | OVERHEAD CONDUCTORS AND DEVICES | 60 | R2 | -30
COMPANY 095 | 356 | OVERHEAD CONDUCTORS AND DEVICES | 65 | R2.5 | -30
COMPANY 095 | 357 | UNDERGROUND CONDUIT | 55 | R2 | 0
COMPANY 095 | 357 | UNDERGROUND CONDUIT | 55 | R2 | 0
COMPANY 095 | 357 | UNDERGROUND CONDUIT | 55 | R2 | 0
COMPANY 095 | 358 | UNDERGROUND CONDUCTORS AND DEVICES | 45 | R3 | 0
COMPANY 095 | 358 | UNDERGROUND CONDUCTORS AND DEVICES | 45 | R3 | 0
COMPANY 095 | 358 | UNDERGROUND CONDUCTORS AND DEVICES | 45 | R3 | 0
COMPANY 095 | 359 | ROADS AND TRAILS | 60 | R5 | 0
COMPANY 095 | 359 | ROADS AND TRAILS | 60 | R4 | 0
COMPANY 095 | 359 | ROADS AND TRAILS | 60 | R4 | 0
COMPANY 095 | 360 | LAND AND LAND RIGHTS - RIGHTS | 65 | R4 | 0
COMPANY 095 | 360 | LAND AND LAND RIGHTS - RIGHTS | 65 | R4 | 0
COMPANY 095 | 360 | LAND RIGHTS | 65 | R4 | 0
COMPANY 095 | 361 | STRUCTURES AND IMPROVEMENTS | 50 | R3 | -5
COMPANY 095 | 361 | STRUCTURES AND IMPROVEMENTS | 55 | R3 | -5
COMPANY 095 | 361 | STRUCTURES AND IMPROVEMENTS | 55 | R3 | -5
COMPANY 095 | 362 | STATION EQUIPMENT | 50 | R2.5 | -10
COMPANY 095 | 362 | STATION EQUIPMENT | 60 | R3 | -10
COMPANY 095 | 362 | STATION EQUIPMENT | 60 | R2.5 | -10
COMPANY 095 | 364 | POLES, TOWERS AND FIXTURES | 50 | R1 | -35
COMPANY 095 | 364 | POLES, TOWERS AND FIXTURES | 50 | R1 | -45
COMPANY 095 | 364 | POLES, TOWERS AND FIXTURES | 55 | R0.5 | -45
COMPANY 095 | 365 | OVERHEAD CONDUCTORS AND DEVICES | 55 | R1 | -20
COMPANY 095 | 365 | OVERHEAD CONDUCTORS AND DEVICES | 60 | R2 | -25
COMPANY 095 | 365 | OVERHEAD CONDUCTORS AND DEVICES | 65 | R2 | -25
COMPANY 095 | 366 | UNDERGROUND CONDUIT | 50 | R3 | -20
COMPANY 095 | 366 | UNDERGROUND CONDUIT | 55 | R3 | -20
COMPANY 095 | 366 | UNDERGROUND CONDUIT | 50 | R3 | -20
COMPANY 095 | 367 | UNDERGROUND CONDUCTORS AND DEVICES | 40 | R4 | -15
COMPANY 095 | 367 | UNDERGROUND CONDUCTORS AND DEVICES | 45 | R4 | -20
COMPANY 095 | 367 | UNDERGROUND CONDUCTORS AND DEVICES | 50 | R4 | -20
COMPANY 095 | 368 | LINE TRANSFORMERS | 38 | R2 | 15
COMPANY 095 | 368 | LINE TRANSFORMERS | 40 | R2 | -5
COMPANY 095 | 368 | LINE TRANSFORMERS | 40 | R2 | -10
COMPANY 095 | 369 | SERVICES | 45 | R4 | -50
COMPANY 095 | 369 | SERVICES | 50 | R4 | -50
COMPANY 095 | 369 | SERVICES | 55 | R4 | -60
COMPANY 095 | 370 | METERS | 35 | R1 | -5
COMPANY 095 | 370 | METERS | 35 | R1 | 0
COMPANY 095 | 370 | METERS | 35 | R1 | 0
COMPANY 095 | 370.1 | METERS - AMI | 20 | R5 | -5
COMPANY 095 | 370.1 | METERS - AMI | 20 | R5 | 0
COMPANY 095 | 370.1 | AMI METERS | 20 | R3 | 0
COMPANY 095 | 372 | LEASED PROPERTY ON CUSTOMERS' PREMISES | 30 | R1 | -5
COMPANY 095 | 372 | LEASED PROPERTY ON CUSTOMERS' PREMISES | 30 | R1 | -5
COMPANY 095 | 372 | LEASED PROPERTY ON CUSTOMERS' PREMISES | 30 | R1 | -5
COMPANY 095 | 373 | STREET LIGHTING AND SIGNAL SYSTEMS | 35 | R2 | -5
COMPANY 095 | 373 | STREET LIGHTING AND SIGNAL SYSTEMS | 35 | R2 | -5
COMPANY 095 | 373 | STREET LIGHTING AND SIGNAL SYSTEMS | 35 | R2 | -5
COMPANY 095 | 389 | LAND AND LAND RIGHTS - RIGHTS | 65 | R4 | 0
COMPANY 095 | 389 | LAND AND LAND RIGHTS - RIGHTS | 65 | R4 | 0
COMPANY 095 | 389 | LAND RIGHTS | 65 | R4 | 0
COMPANY 095 | 390 | STRUCTURES AND IMPROVEMENTS | 45 | R2 | -5
COMPANY 095 | 390 | STRUCTURES AND IMPROVEMENTS | 45 | R2 | -10
COMPANY 095 | 390 | STRUCTURES AND IMPROVEMENTS | 40 | R2 | -10
COMPANY 095 | 391 | OFFICE FURNITURE AND EQUIPMENT | 20 | SQ | 0
COMPANY 095 | 391 | OFFICE FURNITURE AND EQUIPMENT | 20 | SQ | 0
COMPANY 095 | 391 | OFFICE FURNITURE AND EQUIPMENT | 20 | SQ | 0
COMPANY 095 | 391.4 | COMPUTERS AND SOFTWARE | 5 | SQ | 0
COMPANY 095 | 391.4 | COMPUTERS AND SOFTWARE | 5 | SQ | 0
COMPANY 095 | 391.4 | COMPUTER EQUIPMENT | 5 | SQ | 0
COMPANY 095 | 392 | TRANSPORTATION EQUIPMENT | 9 | S1 | 15
COMPANY 095 | 392 | TRANSPORTATION EQUIPMENT | 10 | L2 | 15
COMPANY 095 | 392 | TRANSPORTATION EQUIPMENT | 10 | L2 | 10
COMPANY 095 | 393 | STORES EQUIPMENT | 20 | SQ | 0
COMPANY 095 | 393 | STORES EQUIPMENT | 20 | SQ | 0
COMPANY 095 | 393 | STORES EQUIPMENT | 20 | SQ | 0
COMPANY 095 | 394 | TOOLS, SHOP AND GARAGE EQUIPMENT | 20 | SQ | 0
COMPANY 095 | 394 | TOOLS, SHOP AND GARAGE EQUIPMENT | 25 | SQ | 0
COMPANY 095 | 394 | TOOLS, SHOP AND GARAGE EQUIPMENT | 25 | SQ | 0
COMPANY 095 | 395 | LABORATORY EQUIPMENT | 15 | SQ | 0
COMPANY 095 | 395 | LABORATORY EQUIPMENT | 15 | SQ | 0
COMPANY 095 | 395 | LABORATORY EQUIPMENT | 15 | SQ | 0
COMPANY 095 | 396 | POWER OPERATED EQUIPMENT | 14 | L2.5 | 10
COMPANY 095 | 396 | POWER OPERATED EQUIPMENT | 14 | L2.5 | 10
COMPANY 095 | 396 | POWER OPERATED EQUIPMENT | 14 | L2.5 | 10
COMPANY 095 | 397 | COMMUNICATION EQUIPMENT | 15 | SQ | 0
COMPANY 095 | 397 | COMMUNICATION EQUIPMENT | 15 | SQ | 0
COMPANY 095 | 397 | COMMUNICATION EQUIPMENT | 15 | SQ | 0
COMPANY 095 | 398 | MISCELLANEOUS EQUIPMENT | 15 | SQ | 0
COMPANY 095 | 398 | MISCELLANEOUS EQUIPMENT | 15 | SQ | 0
COMPANY 095 | 398 | MISCELLANEOUS EQUIPMENT | 15 | SQ | 0
COMPANY 096 | 311 | STRUCTURES AND IMPROVEMENTS | 30 | L2 | 0
COMPANY 096 | 311 | STRUCTURES AND IMPROVEMENTS | 35 | L1.5 | 0
COMPANY 096 | 331 | STRUCTURES AND IMPROVEMENTS | 90 | R2.5 | -20
COMPANY 096 | 331 | STRUCTURES AND IMPROVEMENTS | 95 | R3 | -20
COMPANY 096 | 332 | RESERVOIRS, DAMS AND WATERWAYS | 80 | R3 | -25
COMPANY 096 | 332 | RESERVOIRS, DAMS AND WATERWAYS | 85 | R3 | -25
COMPANY 096 | 333 | WATER WHEELS, TURBINES AND GENERATORS | 90 | R2.5 | -40
COMPANY 096 | 333 | WATER WHEELS, TURBINES AND GENERATORS | 95 | R2.5 | -40
COMPANY 096 | 334 | ACCESSORY ELECTRIC EQUIPMENT | 50 | R2 | -15
COMPANY 096 | 334 | ACCESSORY ELECTRIC EQUIPMENT | 60 | R2 | -15
COMPANY 096 | 335 | MISCELLANEOUS POWER PLANT EQUIPMENT | 50 | S4 | -10
COMPANY 096 | 335 | MISCELLANEOUS POWER PLANT EQUIPMENT | 55 | S4 | -10
COMPANY 096 | 336 | ROADS, RAILROADS AND BRIDGES | 75 | R4 | 0
COMPANY 096 | 336 | ROADS, RAILROADS AND BRIDGES | 75 | R4 | 0
COMPANY 096 | 341 | STRUCTURES AND IMPROVEMENTS | 55 | R3 | -5
COMPANY 096 | 341 | STRUCTURES AND IMPROVEMENTS | 55 | R3 | -5
COMPANY 096 | 342 | FUEL HOLDERS, PRODUCERS AND ACCESSORIES | 50 | S3 | -10
COMPANY 096 | 342 | FUEL HOLDERS, PRODUCERS AND ACCESSORIES | 50 | S3 | -10
COMPANY 096 | 343 | PRIME MOVERS | 50 | R3 | -5
COMPANY 096 | 343 | PRIME MOVERS | 45 | R3 | -5
COMPANY 096 | 344 | GENERATORS | 50 | R2.5 | -5
COMPANY 096 | 344 | GENERATORS | 50 | R3 | -5
COMPANY 096 | 345 | ACCESSORY ELECTRIC EQUIPMENT | 40 | R2 | -5
COMPANY 096 | 345 | ACCESSORY ELECTRIC EQUIPMENT | 35 | R1.5 | -5
COMPANY 096 | 352 | STRUCTURES AND IMPROVEMENTS | 70 | R4 | -30
COMPANY 096 | 352 | STRUCTURES AND IMPROVEMENTS | 70 | R4 | -30
COMPANY 096 | 353 | STATION EQUIPMENT | 60 | R3 | -15
COMPANY 096 | 353 | STATION EQUIPMENT | 65 | R2.5 | -15
COMPANY 096 | 354 | TOWERS AND FIXTURES | 75 | R4 | -50
COMPANY 096 | 354 | TOWERS AND FIXTURES | 80 | R3 | -50
COMPANY 096 | 355 | POLES AND FIXTURES | 65 | R3 | -40
COMPANY 096 | 355 | POLES AND FIXTURES | 70 | R3 | -50
COMPANY 096 | 356 | OVERHEAD CONDUCTORS AND DEVICES | 65 | R3 | -70
COMPANY 096 | 356 | OVERHEAD CONDUCTORS AND DEVICES | 70 | R3 | -75
COMPANY 096 | 357 | UNDERGROUND CONDUIT | 60 | S4 | 0
COMPANY 096 | 357 | UNDERGROUND CONDUIT | 65 | S4 | 0
COMPANY 096 | 358 | UNDERGROUND CONDUCTORS AND DEVICES | 60 | R4 | -10
COMPANY 096 | 358 | UNDERGROUND CONDUCTORS AND DEVICES | 60 | R5 | -10
COMPANY 096 | 361 | STRUCTURES AND IMPROVEMENTS | 65 | R4 | -30
COMPANY 096 | 361 | STRUCTURES AND IMPROVEMENTS | 70 | R4 | -30
COMPANY 096 | 362 | STATION EQUIPMENT | 60 | R2.5 | -30
COMPANY 096 | 362 | STATION EQUIPMENT | 65 | R2.5 | -30
COMPANY 096 | 364 | POLES, TOWERS AND FIXTURES | 65 | R2 | -60
COMPANY 096 | 364 | POLES, TOWERS AND FIXTURES | 65 | R2 | -70
COMPANY 096 | 365 | OVERHEAD CONDUCTORS AND DEVICES | 65 | R2 | -70
COMPANY 096 | 365 | OVERHEAD CONDUCTORS AND DEVICES | 70 | R2.5 | -75
COMPANY 096 | 365 | OVERHEAD CONDUCTORS AND DEVICES - RECLOSERS | 18 | R2 | -30
COMPANY 096 | 366 | UNDERGROUND CONDUIT | 70 | R3 | -20
COMPANY 096 | 366 | UNDERGROUND CONDUIT - MANHOLES | 50 | R1.5 | -20
COMPANY 096 | 366 | UNDERGROUND CONDUIT | 75 | R3 | -25
COMPANY 096 | 366 | UNDERGROUND CONDUIT - MANHOLES | 30 | R3 | -25
COMPANY 096 | 367 | UNDERGROUND CONDUCTORS AND DEVICES | 65 | R3 | -20
COMPANY 096 | 367 | UNDERGROUND CONDUCTORS AND DEVICES | 65 | R3 | -25
COMPANY 096 | 368 | LINE TRANSFORMERS | 48 | R1.5 | -15
COMPANY 096 | 368 | LINE TRANSFORMERS | 50 | R1.5 | -25
COMPANY 096 | 369 | SERVICES | 52 | R2 | -120
COMPANY 096 | 369 | SERVICES | 52 | R2 | -120
COMPANY 096 | 370 | METERS | 40 | R0.5 | -10
COMPANY 096 | 370 | METERS | 41 | R0.5 | -20
COMPANY 096 | 373 | STREET LIGHTING AND SIGNAL SYSTEMS | 35 | L0 | -25
COMPANY 096 | 373 | STREET LIGHTING AND SIGNAL SYSTEMS | 40 | L0 | -30
COMPANY 096 | 390 | STRUCTURES AND IMPROVEMENTS | 60 | R2.5 | -15
COMPANY 096 | 390 | STRUCTURES AND IMPROVEMENTS | 70 | R2.5 | -15
COMPANY 096 | 391 | OFFICE FURNITURE AND EQUIPMENT | 20 | SQ | 0
COMPANY 096 | 391 | OFFICE FURNITURE AND EQUIPMENT | 20 | SQ | 0
COMPANY 096 | 391.4 | COMPUTERS AND SOFTWARE | 5 | SQ | 0
COMPANY 096 | 391.4 | LANS / WANS | 7 | SQ | 0
COMPANY 096 | 392 | TRANSPORTATION EQUIPMENT | 9 | S4 | 15
COMPANY 096 | 392 | TRANSPORTATION EQUIPMENT | 10 | S3 | 5
COMPANY 096 | 393 | STORES EQUIPMENT | 25 | SQ | 0
COMPANY 096 | 393 | STORES EQUIPMENT | 25 | SQ | 0
COMPANY 096 | 394 | TOOLS, SHOP AND GARAGE EQUIPMENT | 25 | SQ | 0
COMPANY 096 | 394 | TOOLS, SHOP AND GARAGE EQUIPMENT | 25 | SQ | 0
COMPANY 096 | 395 | LABORATORY EQUIPMENT | 20 | SQ | 0
COMPANY 096 | 395 | LABORATORY EQUIPMENT | 20 | SQ | 0
COMPANY 096 | 396 | POWER OPERATED EQUIPMENT | 12 | S2.5 | 10
COMPANY 096 | 397 | COMMUNICATION EQUIPMENT | 15 | SQ | 0
COMPANY 096 | 397 | COMMUNICATION EQUIPMENT | 15 | SQ | 0
COMPANY 096 | 398 | MISCELLANEOUS EQUIPMENT | 20 | SQ | 0
COMPANY 096 | 398 | MISCELLANEOUS EQUIPMENT | 20 | SQ | 0
COMPANY 097 | 330 | LAND AND LAND CLEARING | 75 | R2.5 | 0
COMPANY 097 | 331 | BUILDINGS AND STRUCTURES | 80 | R2.5 | -30
COMPANY 097 | 332 | CANALS, PENSTOCKS, SURGE TANKS AND TAILRACES | 65 | S1.5 | -30
COMPANY 097 | 332 | DAMS AND RESERVOIRS | 75 | S0 | -30
COMPANY 097 | 333 | PRIME MOVERS, GENERATORS AND AUXILIARIES | 68 | R2 | -30
COMPANY 097 | 334 | SWITCHING, METERING AND CONTROL EQUIPMENT | 37 | S0 | -30
COMPANY 097 | 335 | MISCELLANEOUS POWER PLANT EQUIPMENT | 50 | R2.5 | -30
COMPANY 097 | 336 | ROADS, TRAILS, AND BRIDGES | 60 | R3 | -10
COMPANY 097 | 341 | BUILDINGS AND STRUCTURES | 60 | S0 | (5) - (20)
COMPANY 097 | 342 | FUEL HOLDERS | - | SQ | (5) - (65)
COMPANY 097 | 343 | PRIME MOVERS, GENERATORS AND AUXILIARIES | 50 | L1 | 0 - (65)
COMPANY 097 | 344 | ELECTRICAL PLANT | 70 | L0 | 0 - (65)
COMPANY 097 | 346 | MISCELLANEOUS POWER PLANT EQUIPMENT | - | SQ | -20
COMPANY 097 | 350 | ROW CLEARING AND EASEMENT SURVEY | 70 | R4 | 0
COMPANY 097 | 352 | BUILDINGS AND STRUCTURES | 55 | R2.5 | -20
COMPANY 097 | 353 | EQUIPMENT | 48 | R1 | -20
COMPANY 097 | 355 | POLES | 52 | S0.5 | -40
COMPANY 097 | 355 | POLE FIXTURES | 52 | S0.5 | -40
COMPANY 097 | 355 | INSULATORS | 33 | S1 | -40
COMPANY 097 | 356 | OVERHEAD CONDUCTORS | 60 | R3 | -40
COMPANY 097 | 358 | UNDERGROUND CABLES | 50 | R4 | -30
COMPANY 097 | 359 | ROADS, TRAILS AND BRIDGES | 60 | R3 | 0
COMPANY 097 | 362 | VOLTAGE REGULATORS | 42 | S1 | -10
COMPANY 097 | 362 | CAPACITOR BANKS | 42 | S1 | -10
COMPANY 097 | 362 | RECLOSERS | 42 | S1 | -10
COMPANY 097 | 364.1 | POLES AND FIXTURES - WOOD - UNDER 35 FEET | 56 | R1.5 | -40
COMPANY 097 | 364.1 | POLES AND FIXTURES - WOOD - 35 FEET AND OVER | 56 | R1.5 | -40
COMPANY 097 | 364.2 | POLES AND FIXTURES - STEEL TOWERS | 50 | R3 | -40
COMPANY 097 | 364.3 | POLES AND FIXTURES - CONCRETE AND STEEL | 50 | R2.5 | -40
COMPANY 097 | 365 | OVERHEAD CONDUCTORS AND UNDERGROUND CABLES - AERIAL CABLE | 29 | R1 | -30
COMPANY 097 | 365 | OVERHEAD CONDUCTORS AND UNDERGROUND CABLES - DUPLEX, TRIPLEX AND QUADRUPLEX | 53 | R2 | -40
COMPANY 097 | 366 | UNDERGROUND DUCTS AND MANHOLES | 65 | R4 | -10
COMPANY 097 | 367 | OVERHEAD CONDUCTORS AND UNDERGROUND CABLES - BARE COPPER | 56 | R1.5 | -30
COMPANY 097 | 367 | OVERHEAD CONDUCTORS AND UNDERGROUND CABLES - WEATHER-PROOF COPPER | 53 | R2 | -30
COMPANY 097 | 367 | OVERHEAD CONDUCTORS AND UNDERGROUND CABLES - BARE ALUMINUM | 60 | R2.5 | -40
COMPANY 097 | 367 | OVERHEAD CONDUCTORS AND UNDERGROUND CABLES - WEATHER-PROOF ALUMINUM | 36 | R1.5 | -40
COMPANY 097 | 367 | OVERHEAD CONDUCTORS AND UNDERGROUND CABLES - UNDERGROUND CABLES | 48 | R4 | -5
COMPANY 097 | 367 | OVERHEAD CONDUCTORS AND UNDERGROUND CABLES - SPECIAL INSULATED COPPER CABLE | 29 | R1 | -30
COMPANY 097 | 367 | OVERHEAD CONDUCTORS AND UNDERGROUND CABLES - SUBMARINE CABLE | 40 | R3 | -5
COMPANY 097 | 367 | UNDERGROUND SWITCHES AND SWITCHGEAR | 48 | R4 | -5
COMPANY 097 | 368 | TRANSFORMERS AND MOUNTINGS | 42 | S1 | -10
COMPANY 097 | 369.1 | SERVICES OVERHEAD | 53 | R2 | -60
COMPANY 097 | 369.2 | SERVICES UNDERGROUND | 49 | S2.5 | -10
COMPANY 097 | 370.1 | METERS - WATT-HOUR | 18 | S1 | -10
COMPANY 097 | 370.1 | METERS - DEMAND | 18 | S1 | -10
COMPANY 097 | 370.2 | METERS - INSTRUMENT TRANSFORMERS | 36 | R2.5 | -10
COMPANY 097 | 370.2 | METERS - METERING TANKS | 36 | R2.5 | -10
COMPANY 097 | 373 | STREET LIGHTS | 18 | O1 | -10
COMPANY 097 | 390.1 | BUILDINGS AND STRUCTURES - LARGE | 80 | L0 | -5
COMPANY 097 | 390.2 | BUILDINGS AND STRUCTURES - SMALL | 37 | S0 | -15
COMPANY 097 | 391 | OFFICE EQUIPMENT | 25 | SQ | 0
COMPANY 097 | 391.3 | COMPUTERS - HARDWARE | 10 | SQ | 0
COMPANY 097 | 391.4 | COMPUTERS - SOFTWARE | 5 | SQ | 0
COMPANY 097 | 392 | TRANSPORTATION - MISCELLANEOUS | 15 | L1.5 | 15
COMPANY 097 | 392.1 | TRANSPORTATION - PICK-UP TRUCKS, WINDOW VANS | 6.5 | L4 | 14
COMPANY 097 | 392.3 | TRANSPORTATION - LARGE TRUCKS WITH HYDRAULIC DERRICKS | 11 | R3 | 5
COMPANY 097 | 392.3 | TRANSPORTATION - LARGE TRUCKS WITH LINE AND STAKE BODIES | 11 | R3 | 5
COMPANY 097 | 393 | STORE EQUIPMENT | 25 | SQ | 0
COMPANY 097 | 394 | SHOP EQUIPMENT | 25 | SQ | 0
COMPANY 097 | 394 | ENGINEERING EQUIPMENT | 25 | SQ | 0
COMPANY 097 | 395 | LABORATORY AND TESTING EQUIPMENT | 25 | SQ | 0
COMPANY 097 | 397 | TELECOMMUNICATIONS - MOBILE RADIOS | 15 | SQ | 0
COMPANY 097 | 397 | TELECOMMUNICATIONS - PORTABLE RADIOS | 15 | SQ | 0
COMPANY 097 | 397 | TELECOMMUNICATIONS - RADIO SITES - ROADS | 30 | R4 | 0
COMPANY 097 | 397 | TELECOMMUNICATIONS - RADIO SITES - BUILDINGS | 30 | R4 | -5
COMPANY 097 | 397 | TELECOMMUNICATIONS - RADIO EQUIPMENT | 15 | SQ | 0
COMPANY 097 | 397 | TELECOMMUNICATIONS - COMMUNICATION TEST EQUIPMENT | 15 | R3 | 0
COMPANY 097 | 397.1 | TELECOMMUNICATIONS - TELEPHONE AND DATA COLLECTION EQUIPMENT | 10 | L2.5 | 0
COMPANY 097 | 397.3 | TELECOMMUNICATIONS - COMMUNICATION CABLES | 25 | R3 | -5
COMPANY 097 | 397.6 | TELECOMMUNICATIONS - SCADA EQUIPMENT | 15 | L2 | -1
COMPANY 097 | 398 | MISCELLANEOUS EQUIPMENT | 15 | SQ | 0
COMPANY 098 | 311 | STRUCTURES AND IMPROVEMENTS | 100 | R2.5 | (10) - (28)
COMPANY 098 | 311 | STRUCTURES AND IMPROVEMENTS | 110 | R2.5 | (6) - (25)
COMPANY 098 | 311 | STRUCTURES AND IMPROVEMENTS | 110 | R2.5 | (5) - (20)
COMPANY 098 | 311 | STRUCTURES AND IMPROVEMENTS | 110 | R2.5 | (28)-(67)
COMPANY 098 | 312 | BOILER PLANT EQUIPMENT | 48 | S0 | (10) - (28)
COMPANY 098 | 312 | BOILER PLANT EQUIPMENT | 50 | S0 | (6) - (25)
COMPANY 098 | 312 | BOILER PLANT EQUIPMENT | 55 | S0 | (5) - (20)
COMPANY 098 | 312 | BOILER PLANT EQUIPMENT | 55 | R1 | (28)-(67)
COMPANY 098 | 312 | BOILER PLANT - MOBILE FUEL HANDLING AND STORAGE | 25 | R2.5 | (28)-(67)
COMPANY 098 | 312 | BOILER PLANT - SO2 PLANT EQUIPMENT | 55 | R1 | (28)-(67)
COMPANY 098 | 312 | BOILER PLANT - COAL PILE BASE | 60 | R2 | (28)-(67)
COMPANY 098 | 312.1 | SO2 PLANT EQUIPMENT | 48 | S0 | (10) - (25)
COMPANY 098 | 312.1 | SO2 PLANT EQUIPMENT | 50 | S0 | (6) - (11)
COMPANY 098 | 312.1 | BOILER PLANT EQUIPMENT - SO2 PLANT EQUIPMENT | 55 | S0 | (5) - (8)
COMPANY 098 | 312.4 | MOBILE FUEL HANDLING / STORAGE | 48 | S0 | (10) - (26)
COMPANY 098 | 312.4 | MOBILE FUEL HANDLING / STORAGE | 50 | S0 | (6) - (11)
COMPANY 098 | 312.4 | BOILER PLANT EQUIPMENT - MOBILE FUEL HANDLING / STORAGE | 55 | S0 | (5) - (8)
COMPANY 098 | 312.6 | UNIT TRAIN COAL CARS | 25 | R2.5 | 0
COMPANY 098 | 312.6 | UNIT TRAIN COAL CARS | 25 | R2.5 | 0
COMPANY 098 | 312.6 | BOILER PLANT EQUIPMENT - UNIT TRAIN COAL CARS | 25 | R2.5 | 0
COMPANY 098 | 312.6 | BOILER PLANT - UNIT TRAIN COAL CARS | 55 | R1 | 0
COMPANY 098 | 312.99 | COAL PILE BASE | 48 | S0 | (10) - (26)
COMPANY 098 | 312.99 | COAL PILE BASE | 50 | S0 | (6) - (11)
COMPANY 098 | 312.99 | BOILER PLANT EQUIPMENT - COAL PILE BASE | 55 | S0 | (5) - (8)
COMPANY 098 | 314 | TURBOGENERATOR UNITS | 60 | S1 | (10) - (28)
COMPANY 098 | 314 | TURBOGENERATOR UNITS | 60 | S1 | (6) - (25)
COMPANY 098 | 314 | TURBOGENERATOR UNITS | 60 | R2 | (5) - (20)
COMPANY 098 | 314 | TURBOGENERATOR UNITS | 60 | R2 | (28)-(67)
COMPANY 098 | 315 | ACCESSORY ELECTRIC EQUIPMENT | 60 | S0.5 | (10) - (28)
COMPANY 098 | 315 | ACCESSORY ELECTRIC EQUIPMENT | 65 | S0.5 | (6) - (25)
COMPANY 098 | 315 | ACCESSORY ELECTRIC EQUIPMENT | 65 | R2 | (5) - (20)
COMPANY 098 | 315 | ACCESSORY ELECTRIC EQUIPMENT | 70 | R2 | (28)-(67)
COMPANY 098 | 316 | MISCELLANEOUS POWER PLANT EQUIPMENT | 60 | R2 | (10) - (28)
COMPANY 098 | 316 | MISCELLANEOUS POWER PLANT EQUIPMENT | 65 | R2 | (6) - (25)
COMPANY 098 | 316 | MISCELLANEOUS POWER PLANT EQUIPMENT | 70 | R1.5 | (5) - (20)
COMPANY 098 | 316 | MISCELLANEOUS POWER PLANT EQUIPMENT | 70 | R1.5 | (28)-(67)
COMPANY 098 | 331 | STRUCTURES AND IMPROVEMENTS | 80 | R2.5 | (6) - (10)
COMPANY 098 | 331 | STRUCTURES AND IMPROVEMENTS | 80 | R2.5 | (4) - (6)
COMPANY 098 | 331 | STRUCTURES AND IMPROVEMENTS | 70 | S1 | (9) - (10)
COMPANY 098 | 331 | STRUCTURES AND IMPROVEMENTS | 70 | S1 | (8)-(13)
COMPANY 098 | 332 | RESERVOIRS, DAMS AND WATERWAYS | 90 | R3 | (6) - (10)
COMPANY 098 | 332 | RESERVOIRS, DAMS AND WATERWAYS | 90 | R3 | (4) - (6)
COMPANY 098 | 332 | RESERVOIRS, DAMS AND WATERWAYS | 85 | R3 | (9) - (10)
COMPANY 098 | 332 | RESERVOIRS, DAMS AND WATERWAYS | 85 | R2.5 | (8)-(13)
COMPANY 098 | 333 | WATER WHEELS, TURBINES AND GENERATORS | 75 | R2 | (6) - (10)
COMPANY 098 | 333 | WATER WHEELS, TURBINES AND GENERATORS | 75 | R2 | (4) - (6)
COMPANY 098 | 333 | WATER WHEELS, TURBINES AND GENERATORS | 75 | R2 | (9) - (10)
COMPANY 098 | 333 | WATER WHEELS, TURBINES AND GENERATORS | 75 | R2 | (8)-(13)
COMPANY 098 | 334 | ACCESSORY ELECTRIC EQUIPMENT | 50 | L1.5 | (6) - (10)
COMPANY 098 | 334 | ACCESSORY ELECTRIC EQUIPMENT | 50 | L1.5 | (4) - (6)
COMPANY 098 | 334 | ACCESSORY ELECTRIC EQUIPMENT | 55 | L1.5 | (9) - (10)
COMPANY 098 | 334 | ACCESSORY ELECTRIC EQUIPMENT | 55 | L1.5 | (8)-(13)
COMPANY 098 | 335 | MISCELLANEOUS POWER PLANT EQUIPMENT | 45 | L1.5 | (6) - (10)
COMPANY 098 | 335 | MISCELLANEOUS POWER PLANT EQUIPMENT | 45 | L1.5 | (4) - (6)
COMPANY 098 | 335 | MISCELLANEOUS POWER PLANT EQUIPMENT | 55 | S0.5 | (9) - (10)
COMPANY 098 | 335 | MISCELLANEOUS POWER PLANT EQUIPMENT | 60 | S0.5 | (8)-(13)
COMPANY 098 | 341 | STRUCTURES AND IMPROVEMENTS | 50 | S2.5 | (6) - (15)
COMPANY 098 | 341 | STRUCTURES AND IMPROVEMENTS | 50 | S2.5 | (4) - (12)
COMPANY 098 | 341 | STRUCTURES AND IMPROVEMENTS | 50 | S2.5 | (3) - (6)
COMPANY 098 | 341 | STRUCTURES AND IMPROVEMENTS | 55 | R3 | (4)-(17)
COMPANY 098 | 341.01 | STRUCTURES AND IMPROVEMENTS - SOLAR | 35 | S2.5 | (4)-(17)
COMPANY 098 | 341.01 | STRUCTURES AND IMPROVEMENTS - UTILITY-SCALE SOLAR | 45 | R2.5 | (4)-(17)
COMPANY 098 | 342 | FUEL HOLDERS, PRODUCERS AND ACCESSORIES | 50 | S2.5 | (6) - (15)
COMPANY 098 | 342 | FUEL HOLDERS, PRODUCERS AND ACCESSORIES | 50 | S2.5 | (4) - (12)
COMPANY 098 | 342 | FUEL HOLDERS, PRODUCERS AND ACCESSORIES | 50 | S2.5 | (3) - (6)
COMPANY 098 | 342 | FUEL HOLDERS, PRODUCERS AND ACCESSORIES | 55 | S2 | (4)-(17)
COMPANY 098 | 343 | PRIME MOVERS | 45 | R1.5 | (6) - (15)
COMPANY 098 | 343 | PRIME MOVERS | 50 | R1 | (4) - (12)
COMPANY 098 | 343 | PRIME MOVERS | 50 | R1 | (3) - (6)
COMPANY 098 | 343 | PRIME MOVERS | 50 | R1 | (4)-(17)
COMPANY 098 | 344 | GENERATORS | 55 | R3 | (6) - (15)
COMPANY 098 | 344 | GENERATORS | 55 | R3 | (4) - (12)
COMPANY 098 | 344 | GENERATORS | 55 | R3 | (3) - (6)
COMPANY 098 | 344 | GENERATORS | 55 | R3 | (4)-(17)
COMPANY 098 | 344.01 | GENERATORS - SOLAR | 20 | S2.5 | 0
COMPANY 098 | 344.01 | GENERATORS - SOLAR | 25 | S2.5 | (4)-(17)
COMPANY 098 | 344.01 | GENERATORS - UTILITY-SCALE SOLAR | 45 | R2.5 | (4)-(17)
COMPANY 098 | 345 | ACCESSORY ELECTRIC EQUIPMENT | 55 | R2.5 | (6) - (15)
COMPANY 098 | 345 | ACCESSORY ELECTRIC EQUIPMENT | 55 | R2.5 | (4) - (12)
COMPANY 098 | 345 | ACCESSORY ELECTRIC EQUIPMENT | 50 | S1 | (3) - (6)
COMPANY 098 | 345 | ACCESSORY ELECTRIC EQUIPMENT | 50 | S1 | (4)-(17)
COMPANY 098 | 345.01 | ACCESSORY ELECTRIC EQUIPMENT - SOLAR | 20 | S2.5 | 0
COMPANY 098 | 345.01 | ACCESSORY ELECTRIC EQUIPMENT - SOLAR | 25 | S2.5 | (4)-(17)
COMPANY 098 | 345.01 | ACCESSORY ELECTRIC EQUIPMENT - UTILITY-SCALE SOLAR | 45 | R2.5 | (4)-(17)
COMPANY 098 | 346 | MISCELLANEOUS POWER PLANT EQUIPMENT | 50 | R3 | (6) - (15)
COMPANY 098 | 346 | MISCELLANEOUS POWER PLANT EQUIPMENT | 55 | R3 | (4) - (12)
COMPANY 098 | 346 | MISCELLANEOUS POWER PLANT EQUIPMENT | 55 | R2.5 | (3) - (6)
COMPANY 098 | 346 | MISCELLANEOUS POWER PLANT EQUIPMENT | 55 | R2 | (4)-(17)
COMPANY 098 | 350 | LAND AND LAND RIGHTS - RIGHTS | 65 | R4 | 0
COMPANY 098 | 350 | LAND AND LAND RIGHTS - RIGHTS | 70 | R4 | 0
COMPANY 098 | 350 | LAND RIGHTS | 75 | R4 | 0
COMPANY 098 | 350 | LAND RIGHTS | 80 | R4 | 0
COMPANY 098 | 352 | STRUCTURES AND IMPROVEMENTS | 55 | R1.5 | 0
COMPANY 098 | 352 | STRUCTURES AND IMPROVEMENTS | 60 | R1.5 | -10
COMPANY 098 | 352 | STRUCTURES AND IMPROVEMENTS | 65 | R1.5 | -15
COMPANY 098 | 352 | STRUCTURES AND IMPROVEMENTS | 70 | R1.5 | -20
COMPANY 098 | 353 | STATION EQUIPMENT | 46 | S0 | 0
COMPANY 098 | 353 | STATION EQUIPMENT | 49 | S0 | -10
COMPANY 098 | 353 | STATION EQUIPMENT | 50 | S0 | -15
COMPANY 098 | 353 | STATION EQUIPMENT | 50 | S0.5 | -15
COMPANY 098 | 354 | TOWERS AND FIXTURES | 65 | R4 | -10
COMPANY 098 | 354 | TOWERS AND FIXTURES | 65 | R4 | -25
COMPANY 098 | 354 | TOWERS AND FIXTURES | 70 | R4 | -30
COMPANY 098 | 354 | TOWERS AND FIXTURES | 75 | R3 | -30
COMPANY 098 | 355 | POLES AND FIXTURES | 55 | R1.5 | -40
COMPANY 098 | 355 | POLES AND FIXTURES | 55 | R1.5 | -40
COMPANY 098 | 355 | POLES AND FIXTURES | 60 | R1 | -35
COMPANY 098 | 355 | POLES AND FIXTURES | 60 | R1 | -40
COMPANY 098 | 356 | OVERHEAD CONDUCTORS AND DEVICES | 60 | R2.5 | -35
COMPANY 098 | 356 | OVERHEAD CONDUCTORS AND DEVICES | 65 | R2 | -30
COMPANY 098 | 356 | OVERHEAD CONDUCTORS AND DEVICES | 65 | R2 | -40
COMPANY 098 | 356 | OVERHEAD CONDUCTORS AND DEVICES | 65 | R2 | -45
COMPANY 098 | 357 | UNDERGROUND CONDUIT | 55 | S4 | 0
COMPANY 098 | 357 | UNDERGROUND CONDUIT | 60 | S4 | -5
COMPANY 098 | 357 | UNDERGROUND CONDUIT | 65 | S4 | -5
COMPANY 098 | 357 | UNDERGROUND CONDUIT | 70 | S4 | -5
COMPANY 098 | 358 | UNDERGROUND CONDUCTORS AND DEVICES | 45 | R1 | 0
COMPANY 098 | 358 | UNDERGROUND CONDUCTORS AND DEVICES | 45 | R1 | 0
COMPANY 098 | 358 | UNDERGROUND CONDUCTORS AND DEVICES | 50 | R1.5 | -5
COMPANY 098 | 358 | UNDERGROUND CONDUCTORS AND DEVICES | 50 | R1.5 | -5
COMPANY 098 | 359 | ROADS AND TRAILS | 60 | S4 | 0
COMPANY 098 | 359 | ROADS AND TRAILS | 65 | S4 | 0
COMPANY 098 | 359 | ROADS AND TRAILS | 70 | R4 | 0
COMPANY 098 | 359 | ROADS AND TRAILS | 65 | R4 | 0
COMPANY 098 | 360 | LAND AND LAND RIGHTS - RIGHTS | 65 | R4 | 0
COMPANY 098 | 360 | LAND AND LAND RIGHTS - RIGHTS | 70 | R4 | 0
COMPANY 098 | 360 | LAND RIGHTS | 75 | R4 | 0
COMPANY 098 | 360 | LAND RIGHTS | 80 | R4 | 0
COMPANY 098 | 361 | STRUCTURES AND IMPROVEMENTS | 55 | R1.5 | -15
COMPANY 098 | 361 | STRUCTURES AND IMPROVEMENTS | 60 | R1.5 | -15
COMPANY 098 | 361 | STRUCTURES AND IMPROVEMENTS | 65 | R1.5 | -15
COMPANY 098 | 361 | STRUCTURES AND IMPROVEMENTS | 70 | R1.5 | -20
COMPANY 098 | 362 | STATION EQUIPMENT | 50 | R1.5 | -10
COMPANY 098 | 362 | STATION EQUIPMENT | 52 | R1.5 | -10
COMPANY 098 | 362 | STATION EQUIPMENT | 50 | R1.5 | -15
COMPANY 098 | 362 | STATION EQUIPMENT | 52 | S0 | -15
COMPANY 098 | 364 | POLES, TOWERS AND FIXTURES | 42 | R1 | -45
COMPANY 098 | 364 | POLES, TOWERS AND FIXTURES | 45 | R1 | -50
COMPANY 098 | 364 | POLES, TOWERS AND FIXTURES | 47 | R1 | -55
COMPANY 098 | 364 | CUSTOMER TRANSFORMER STATION | 49 | S0 | -55
COMPANY 098 | 364 | POLES, TOWERS, AND FIXTURES | 48 | R1 | -55
COMPANY 098 | 364.99 | POLES, TOWERS AND FIXTURES - CUSTOMER TRANSFORMER STATION | 45 | S0 | -45
COMPANY 098 | 364.99 | POLES, TOWERS AND FIXTURES - CUSTOMER TRANSFORMER STATION | 48 | S0 | -50
COMPANY 098 | 364.99 | POLES, TOWERS AND FIXTURES - CUSTOMER TRANSFORMER STATION | 50 | S0 | -55
COMPANY 098 | 365 | OVERHEAD CONDUCTORS AND DEVICES | 55 | R1.5 | -60
COMPANY 098 | 365 | OVERHEAD CONDUCTORS AND DEVICES | 57 | R1.5 | -60
COMPANY 098 | 365 | OVERHEAD CONDUCTORS AND DEVICES | 60 | R1.5 | -60
COMPANY 098 | 365 | OVERHEAD CONDUCTORS AND DEVICES | 65 | R1 | -70
COMPANY 098 | 366 | UNDERGROUND CONDUIT | 70 | S3 | -5
COMPANY 098 | 366 | UNDERGROUND CONDUIT | 70 | S3 | -5
COMPANY 098 | 366 | UNDERGROUND CONDUIT | 70 | S2.5 | -5
COMPANY 098 | 366 | UNDERGROUND CONDUIT | 70 | S2.5 | -5
COMPANY 098 | 367 | UNDERGROUND CONDUCTORS AND DEVICES | 50 | R2.5 | -35
COMPANY 098 | 367 | UNDERGROUND CONDUCTORS AND DEVICES | 50 | R2.5 | -30
COMPANY 098 | 367 | UNDERGROUND CONDUCTORS AND DEVICES | 52 | R2.5 | -35
COMPANY 098 | 367 | UNDERGROUND CONDUCTORS AND DEVICES | 53 | R2.5 | -35
COMPANY 098 | 368 | LINE TRANSFORMERS | 43 | S0.5 | 5
COMPANY 098 | 368 | LINE TRANSFORMERS | 46 | S0 | -5
COMPANY 098 | 368 | LINE TRANSFORMERS | 47 | S0 | -10
COMPANY 098 | 368 | LINE TRANSFORMERS | 47 | S0 | -10
COMPANY 098 | 369.1 | SERVICES - OVERHEAD | 45 | R1 | -20
COMPANY 098 | 369.1 | SERVICES - OVERHEAD | 45 | R1 | -25
COMPANY 098 | 369.1 | SERVICES - OVERHEAD | 47 | R1 | -40
COMPANY 098 | 369.1 | OVERHEAD SERVICES | 48 | R1 | -50
COMPANY 098 | 369.2 | SERVICES - UNDERGROUND | 60 | R3 | -20
COMPANY 098 | 369.2 | SERVICES - UNDERGROUND | 60 | R3 | -25
COMPANY 098 | 369.2 | SERVICES - UNDERGROUND | 70 | R3 | -40
COMPANY 098 | 369.2 | UNDERGROUND SERVICES | 75 | R3 | -50
COMPANY 098 | 370 | METERS | 25 | R1 | 0
COMPANY 098 | 370 | METERS | 23 | L0 | -2
COMPANY 098 | 370 | METERS | 24 | L0 | -5
COMPANY 098 | 370 | CUSTOMER METERING STATIONS | 50 | R2 | -5
COMPANY 098 | 370 | METERS | 25 | L0 | -5
COMPANY 098 | 370.99 | METERS - METERING DEVICES | 40 | R2 | 0
COMPANY 098 | 370.99 | METERS - CUSTOMER METERING STATIONS | 45 | R2 | -2
COMPANY 098 | 370.99 | METERS - CUSTOMER METERING STATIONS | 50 | R2 | -5
COMPANY 098 | 371 | INSTALLATIONS ON CUSTOMERS' PREMISES | 18 | O1 | -25
COMPANY 098 | 371 | INSTALLATIONS ON CUSTOMERS' PREMISES | 19 | O1 | -25
COMPANY 098 | 371 | INSTALLATIONS ON CUSTOMERS' PREMISES | 20 | O1 | -30
COMPANY 098 | 371 | INSTALLATIONS ON CUSTOMER PREMISES | 20 | O1 | -30
COMPANY 098 | 373 | STREET LIGHTING AND SIGNAL SYSTEMS | 34 | S0 | -50
COMPANY 098 | 373 | STREET LIGHTING AND SIGNAL SYSTEMS | 33 | S0 | -50
COMPANY 098 | 373 | STREET LIGHTING AND SIGNAL SYSTEMS | 31 | L0 | -30
COMPANY 098 | 373 | STREET LIGHTING AND SIGNAL SYSTEMS | 30 | L0 | -40
COMPANY 098 | 390 | STRUCTURES AND IMPROVEMENTS | 47 | R1.5 | -10
COMPANY 098 | 390 | STRUCTURES AND IMPROVEMENTS | 52 | R1.5 | -10
COMPANY 098 | 390 | STRUCTURES AND IMPROVEMENTS - COMMON PLANT | 48 | S0 | -5
COMPANY 098 | 390 | STRUCTURES AND IMPROVEMENTS | 55 | R1.5 | -10
COMPANY 098 | 390 | STRUCTURES AND IMPROVEMENTS - COMMON PLANT | 50 | S0 | -10
COMPANY 098 | 390 | STRUCTURES AND IMPROVEMENTS | 60 | R1.5 | -10
COMPANY 098 | 391 | OFFICE FURNITURE AND EQUIPMENT | 20 | SQ | 0
COMPANY 098 | 391 | OFFICE FURNITURE AND EQUIPMENT | 20 | SQ | 0
COMPANY 098 | 391 | OFFICE FURNITURE AND EQUIPMENT | 20 | SQ | 0
COMPANY 098 | 391.1 | OFFICE FURNITURE AND EQUIPMENT | 20 | SQ | 0
COMPANY 098 | 391.3 | COMPUTERS AND PERIPHERAL EQUIPMENT | 7 | SQ | 0
COMPANY 098 | 391.3 | COMPUTERS AND PERIPHERAL EQUIPMENT | 7 | SQ | 0
COMPANY 098 | 391.3 | COMPUTERS AND PERIPHERAL EQUIPMENT | 7 | SQ | 0
COMPANY 098 | 391.3 | COMPUTERS AND PERIPHERAL EQUIPMENT | 7 | SQ | 0
COMPANY 098 | 393 | STORES EQUIPMENT | 30 | SQ | 0
COMPANY 098 | 393 | STORES EQUIPMENT | 30 | SQ | 0
COMPANY 098 | 393 | STORES EQUIPMENT | 30 | SQ | 0
COMPANY 098 | 393 | STORES EQUIPMENT | 30 | SQ | 0
COMPANY 098 | 394 | TOOLS, SHOP AND GARAGE EQUIPMENT | 25 | SQ | 0
COMPANY 098 | 394 | TOOLS, SHOP AND GARAGE EQUIPMENT | 25 | SQ | 0
COMPANY 098 | 394 | TOOLS, SHOP AND GARAGE EQUIPMENT | 25 | SQ | 0
COMPANY 098 | 394 | TOOLS, SHOP AND GARAGE EQUIPMENT | 25 | SQ | 0
COMPANY 098 | 395 | LABORATORY EQUIPMENT | 20 | SQ | 0
COMPANY 098 | 395 | LABORATORY EQUIPMENT | 20 | SQ | 0
COMPANY 098 | 395 | LABORATORY EQUIPMENT | 20 | SQ | 0
COMPANY 098 | 395 | LABORATORY EQUIPMENT | 20 | SQ | 0
COMPANY 098 | 397 | COMMUNICATION EQUIPMENT | 15 | SQ | 0
COMPANY 098 | 397 | COMMUNICATION EQUIPMENT | 15 | SQ | 0
COMPANY 098 | 397 | COMMUNICATION EQUIPMENT | 15 | SQ | 0
COMPANY 098 | 397 | COMMUNICATION EQUIPMENT | 15 | SQ | 0
COMPANY 098 | 398 | MISCELLANEOUS EQUIPMENT | 20 | SQ | 0
COMPANY 098 | 398 | MISCELLANEOUS EQUIPMENT | 20 | SQ | 0
COMPANY 098 | 398 | MISCELLANEOUS EQUIPMENT | 20 | SQ | 0
COMPANY 098 | 398 | MISCELLANEOUS EQUIPMENT | 20 | SQ | 0
COMPANY 099 | 310 | LAND AND LAND RIGHTS - RIGHTS | 60 | L2 | (6) - (50)
COMPANY 099 | 310 | LAND AND LAND RIGHTS - RIGHTS | 65 | L1 | 0 - (59)
COMPANY 099 | 311 | STRUCTURES AND IMPROVEMENTS | 60 | L2 | (6) - (50)
COMPANY 099 | 311 | STRUCTURES AND IMPROVEMENTS | 65 | L1 | 0 - (59)
COMPANY 099 | 312 | BOILER PLANT EQUIPMENT | 60 | L2 | (6) - (50)
COMPANY 099 | 312 | BOILER PLANT EQUIPMENT | 65 | L1 | 0 - (59)
COMPANY 099 | 313 | ENGINES AND GENERATORS | 60 | L2 | (6) - (50)
COMPANY 099 | 313 | ENGINES AND GENERATORS | 65 | L1 | 0 - (59)
COMPANY 099 | 314 | TURBOGENERATOR UNITS | 60 | L2 | (6) - (50)
COMPANY 099 | 314 | TURBOGENERATOR UNITS | 65 | L1 | 0 - (59)
COMPANY 099 | 315 | ACCESSORY ELECTRIC EQUIPMENT | 60 | L2 | (6) - (50)
COMPANY 099 | 315 | ACCESSORY ELECTRIC EQUIPMENT | 65 | L1 | 0 - (59)
COMPANY 099 | 316 | MISCELLANEOUS POWER PLANT EQUIPMENT | 60 | L2 | (6) - (50)
COMPANY 099 | 316 | MISCELLANEOUS POWER PLANT EQUIPMENT | 65 | L1 | 0 - (59)
COMPANY 099 | 330 | LAND AND LAND RIGHTS - RIGHTS | 95 | S1.5 | (20) - (445)
COMPANY 099 | 330 | LAND AND LAND RIGHTS - RIGHTS | 75 | S1 | (4) - (117)
COMPANY 099 | 331 | STRUCTURES AND IMPROVEMENTS | 95 | S1.5 | (20) - (445)
COMPANY 099 | 331 | STRUCTURES AND IMPROVEMENTS | 75 | S1 | (4) - (117)
COMPANY 099 | 332 | RESERVOIRS, DAMS AND WATERWAYS | 95 | S1.5 | (20) - (445)
COMPANY 099 | 332 | RESERVOIRS, DAMS AND WATERWAYS | 75 | S1 | (4) - (117)
COMPANY 099 | 333 | WATER WHEELS, TURBINES AND GENERATORS | 95 | S1.5 | (20) - (445)
COMPANY 099 | 333 | WATER WHEELS, TURBINES AND GENERATORS | 75 | S1 | (4) - (117)
COMPANY 099 | 334 | ACCESSORY ELECTRIC EQUIPMENT | 95 | S1.5 | (20) - (445)
COMPANY 099 | 334 | ACCESSORY ELECTRIC EQUIPMENT | 75 | S1 | (4) - (117)
COMPANY 099 | 335 | MISCELLANEOUS POWER PLANT EQUIPMENT | 95 | S1.5 | (20) - (445)
COMPANY 099 | 335 | MISCELLANEOUS POWER PLANT EQUIPMENT | 75 | S1 | (4) - (117)
COMPANY 099 | 336 | ROADS, RAILROADS AND BRIDGES | 95 | S1.5 | (20) - (445)
COMPANY 099 | 336 | ROADS, RAILROADS AND BRIDGES | 75 | S1 | (4) - (117)
COMPANY 099 | 340 | LAND AND LAND RIGHTS - RIGHTS | 90 | S0.5 | (11) - (32)
COMPANY 099 | 340 | LAND AND LAND RIGHTS - RIGHTS | 90 | S0.5 | (1) - (28)
COMPANY 099 | 341 | STRUCTURES AND IMPROVEMENTS | 90 | S0.5 | (11) - (32)
COMPANY 099 | 341 | STRUCTURES AND IMPROVEMENTS | 90 | S0.5 | (1) - (28)
COMPANY 099 | 342 | FUEL HOLDERS, PRODUCERS AND ACCESSORIES | 90 | S0.5 | (11) - (32)
COMPANY 099 | 342 | FUEL HOLDERS, PRODUCERS AND ACCESSORIES | 90 | S0.5 | (1) - (28)
COMPANY 099 | 343 | PRIME MOVERS | 90 | S0.5 | (11) - (32)
COMPANY 099 | 343 | PRIME MOVERS | 90 | S0.5 | (1) - (28)
COMPANY 099 | 344 | GENERATORS | 90 | S0.5 | (11) - (32)
COMPANY 099 | 344 | GENERATORS | 90 | S0.5 | (1) - (28)
COMPANY 099 | 344.02 | GENERATORS - WIND | - | SQ | -50
COMPANY 099 | 344.02 | GENERATORS - WIND | 90 | S0.5 | (1) - (28)
COMPANY 099 | 345 | ACCESSORY ELECTRIC EQUIPMENT | 90 | S0.5 | (11) - (32)
COMPANY 099 | 345 | ACCESSORY ELECTRIC EQUIPMENT | 90 | S0.5 | (1) - (28)
COMPANY 099 | 346 | MISCELLANEOUS POWER PLANT EQUIPMENT | 90 | S0.5 | (11) - (32)
COMPANY 099 | 346 | MISCELLANEOUS POWER PLANT EQUIPMENT | 90 | S0.5 | (1) - (28)
COMPANY 099 | 350.1 | LAND RIGHTS - EASEMENTS | 80 | SQ | 0
COMPANY 099 | 351 | EASEMENTS | 80 | SQ | 0
COMPANY 099 | 353 | STATION EQUIPMENT | 42 | R2.5 | -5
COMPANY 099 | 353 | STATION EQUIPMENT | 44 | R2.5 | -20
COMPANY 099 | 354 | TOWERS AND FIXTURES | 55 | S3 | -35
COMPANY 099 | 354 | TOWERS AND FIXTURES | 60 | R3 | -40
COMPANY 099 | 355 | POLES AND FIXTURES | 47 | R2 | -40
COMPANY 099 | 355 | POLES AND FIXTURES | 45 | S0.5 | -60
COMPANY 099 | 356 | OVERHEAD CONDUCTORS AND DEVICES | 45 | R3 | -10
COMPANY 099 | 356 | OVERHEAD CONDUCTORS AND DEVICES | 44 | R3 | -13
COMPANY 099 | 357 | UNDERGROUND CONDUIT | 65 | S3 | 0
COMPANY 099 | 357 | UNDERGROUND CONDUIT | 65 | S3 | 0
COMPANY 099 | 358 | UNDERGROUND CONDUCTORS AND DEVICES | 40 | R4 | 0
COMPANY 099 | 358 | UNDERGROUND CONDUCTORS AND DEVICES | 45 | S3 | -10
COMPANY 099 | 359 | ROADS AND TRAILS | 65 | SQ | 0
COMPANY 099 | 359 | ROADS, TRAILS AND BRIDGES | 65 | SQ | 0
COMPANY 099 | 360 | LAND AND LAND RIGHTS - RIGHTS | 60 | SQ | 0
COMPANY 099 | 360.1 | LAND RIGHTS - EASEMENTS, SURVEYS AND CLEARING | 60 | SQ | 0
COMPANY 099 | 361 | STRUCTURES AND IMPROVEMENTS | 50 | R2.5 | -5
COMPANY 099 | 361 | STRUCTURES AND IMPROVEMENTS | 50 | R2.5 | -10
COMPANY 099 | 362 | STATION EQUIPMENT | 48 | R1.5 | -5
COMPANY 099 | 362 | STATION EQUIPMENT | 55 | R1.5 | -5
COMPANY 099 | 362.1 | STATION EQUIPMENT - SCADA | 14 | R2.5 | 0
COMPANY 099 | 362.1 | SCADA EQUIPMENT | 15 | S2.5 | -3
COMPANY 099 | 362.2 | REMOTE MONITORING EQUIPMENT | 15 | S2.5 | -3
COMPANY 099 | 362.3 | STATION EQUIPMENT - MISCELLANEOUS | 15 | S2.5 | -3
COMPANY 099 | 364 | POLES, TOWERS AND FIXTURES | 38 | R2.5 | -40
COMPANY 099 | 364 | POLES, TOWERS AND FIXTURES | 45 | R2 | -40
COMPANY 099 | 365 | OVERHEAD CONDUCTORS AND DEVICES | 38 | R2.5 | -15
COMPANY 099 | 365 | OVERHEAD CONDUCTORS AND DEVICES | 42 | R2 | -30
COMPANY 099 | 366 | UNDERGROUND CONDUIT | 65 | S3 | 0
COMPANY 099 | 366 | UNDERGROUND CONDUIT | 70 | S3 | 0
COMPANY 099 | 367 | UNDERGROUND CONDUCTORS AND DEVICES | 43 | R3 | -25
COMPANY 099 | 367 | UNDERGROUND CONDUCTORS AND DEVICES | 40 | R3 | -25
COMPANY 099 | 368 | LINE TRANSFORMERS | 30 | R1 | -20
COMPANY 099 | 368 | LINE TRANSFORMERS | 34 | R1 | -25
COMPANY 099 | 369 | SERVICES | 42 | S3 | -75
COMPANY 099 | 369 | SERVICES | 48 | S2.5 | -75
COMPANY 099 | 370 | METERS | 25 | S2 | 0
COMPANY 099 | 370 | METERS | 20 | S1 | -15
COMPANY 099 | 370.1 | METERS - AMI | 20 | S2 | -15
COMPANY 099 | 373 | STREET LIGHTING AND SIGNAL SYSTEMS | 28 | R2 | -30
COMPANY 099 | 373 | STREET LIGHTING AND SIGNAL SYSTEMS | 18 | R2 | -20
COMPANY 099 | 373.1 | STREET LIGHTING AND SIGNAL SYSTEMS - LED | 20 | S2 | -20
COMPANY 099 | 389 | LAND AND LAND RIGHTS - RIGHTS | 50 | SQ | 0
COMPANY 099 | 389.1 | LAND RIGHTS - GENERAL PLANT | 50 | SQ | 0
COMPANY 099 | 390 | STRUCTURES AND IMPROVEMENTS | 40 | R3 | -5
COMPANY 099 | 390.1 | STRUCTURES AND IMPROVEMENTS | 40 | R3 | -10
COMPANY 099 | 391 | OFFICE FURNITURE AND EQUIPMENT | 20 | SQ | 0
COMPANY 099 | 391.1 | OFFICE FURNITURE AND EQUIPMENT | 20 | SQ | 0
COMPANY 099 | 391.3 | COMPUTER HARDWARE | 5 | SQ | 0
COMPANY 099 | 391.31 | OFFICE FURNITURE AND EQUIPMENT - COMPUTER HARDWARE | 5 | SQ | 0
COMPANY 099 | 391.32 | OFFICE FURNITURE EQUIPMENT - COMPUTER SOFTWARE | 10 | SQ | 0
COMPANY 099 | 391.4 | SOFTWARE | 10 | SQ | 0
COMPANY 099 | 392 | TRANSPORTATION EQUIPMENT | 13 | R0.5 | 10
COMPANY 099 | 392 | TRANSPORTATION EQUIPMENT | 13 | R1 | 8
COMPANY 099 | 393 | STORES EQUIPMENT | 15 | SQ | 0
COMPANY 099 | 394 | TOOLS, SHOP AND GARAGE EQUIPMENT | 20 | SQ | 0
COMPANY 099 | 394 | TOOLS, SHOP AND GARAGE EQUIPMENT | 20 | SQ | 0
COMPANY 099 | 395 | LABORATORY EQUIPMENT | 15 | SQ | 0
COMPANY 099 | 397 | COMMUNICATION EQUIPMENT | 20 | R3 | 0
COMPANY 099 | 397 | COMMUNICATION EQUIPMENT | 20 | R3 | -2
COMPANY 099 | 397.1 | COMMUNICATION EQUIPMENT - SCADA EQUIPMENT | 15 | S1 | -5
COMPANY 099 | 397.2 | REMOTE MONITORING EQUIPMENT | 12 | R2.5 | 0
COMPANY 099 | 397.6 | COMMUNICATION EQUIPMENT - SCADA | 15 | S1 | 0
COMPANY 099 | 397.6 | REMOTE MONITORING EQUIPMENT | 12 | R2.5 | 0
COMPANY 099 | 398 | MISCELLANEOUS EQUIPMENT | 20 | SQ | 0
COMPANY 099 | 398 | MISCELLANEOUS EQUIPMENT | 20 | SQ | 0
COMPANY 099 | 399.26 | ROADS, BRIDGES AND TRAILS (KELLY ROCK) | 200 | SQ | 0
COMPANY 099 | 399.76 | MINING EQUIPMENT (KELLY ROCK) | 40 | S2 | -5
COMPANY 099 | 399.99 | MINING EQUIPMENT | 40 | R2 | -5
COMPANY 099 | 399.99 | ROADS, BRIDGES AND TRAILS | - | SQ | 0
COMPANY 100 | 302 | FRANCHISES AND CONSENTS | 10 | SQ | 0
COMPANY 100 | 303 | MISCELLANEOUS INTANGIBLE PLANT | 5 | SQ | 0
COMPANY 100 | 303 | MISCELLANEOUS INTANGIBLE PLANT - FIBER OPTIC | 15 | SQ | 0
COMPANY 100 | 303 | MISCELLANEOUS INTANGIBLE PLANT - SOFTWARE | 10 | SQ | 0
COMPANY 100 | 352 | STRUCTURES AND IMPROVEMENTS | 55 | S2.5 | -10
COMPANY 100 | 353 | STATION EQUIPMENT | 40 | R2 | -20
COMPANY 100 | 354 | TOWERS AND FIXTURES | 65 | R3 | -25
COMPANY 100 | 355 | POLES AND FIXTURES | 50 | R3 | -30
COMPANY 100 | 356 | OVERHEAD CONDUCTORS AND DEVICES | 50 | R3 | -15
COMPANY 100 | 357 | UNDERGROUND CONDUIT | 50 | S3 | -10
COMPANY 100 | 358 | UNDERGROUND CONDUCTORS AND DEVICES | 50 | S4 | -10
COMPANY 100 | 359 | ROADS AND TRAILS | 55 | R4 | 0
COMPANY 100 | 361 | STRUCTURES AND IMPROVEMENTS | 55 | R2.5 | -10
COMPANY 100 | 362 | STATION EQUIPMENT | 45 | R2.5 | -15
COMPANY 100 | 364 | POLES, TOWERS AND FIXTURES | 48 | R1 | -60
COMPANY 100 | 365 | OVERHEAD CONDUCTORS AND DEVICES | 53 | R1.5 | -50
COMPANY 100 | 366 | UNDERGROUND CONDUIT | 55 | R3 | -35
COMPANY 100 | 367 | UNDERGROUND CONDUCTORS AND DEVICES | 44 | R1 | -45
COMPANY 100 | 368 | LINE TRANSFORMERS | 36 | S0.5 | -25
COMPANY 100 | 369.1 | SERVICES - OVERHEAD | 53 | R2.5 | -45
COMPANY 100 | 369.2 | SERVICES - UNDERGROUND | 60 | R3 | -75
COMPANY 100 | 370 | METERS | 24 | L1 | 0
COMPANY 100 | 373 | STREET LIGHTING AND SIGNAL SYSTEMS | 20 | L0 | -15
COMPANY 100 | 390.1 | STRUCTURES AND IMPROVEMENTS - MAJOR | 100 | S1.5 | -5
COMPANY 100 | 390.2 | STRUCTURES AND IMPROVEMENTS - MINOR | 40 | R2.5 | -5
COMPANY 100 | 390.3 | LEASEHOLD IMPROVEMENTS | 20 | SQ | 0
COMPANY 100 | 391.1 | OFFICE FURNITURE | 15 | SQ | 0
COMPANY 100 | 391.4 | COMPUTERS AND SOFTWARE | 5 | SQ | 0
COMPANY 100 | 392 | TRANSPORTATION EQUIPMENT | 12 | R4 | 0
COMPANY 100 | 393 | STORES EQUIPMENT | 15 | SQ | 0
COMPANY 100 | 394 | TOOLS, SHOP AND GARAGE EQUIPMENT | 15 | SQ | 0
COMPANY 100 | 395 | LABORATORY EQUIPMENT | 15 | SQ | 0
COMPANY 100 | 396 | POWER OPERATED EQUIPMENT | 19 | R1.5 | 0
COMPANY 100 | 397 | COMMUNICATION EQUIPMENT | 15 | SQ | 0
COMPANY 100 | 398 | MISCELLANEOUS EQUIPMENT | 15 | SQ | 0
COMPANY 101 | 303 | MISCELLANEOUS INTANGIBLE PLANT - 10-YEAR | 10 | SQ | 0
COMPANY 101 | 303 | MISCELLANEOUS INTANGIBLE PLANT - 15-YEAR | 15 | SQ | 0
COMPANY 101 | 303 | MISCELLANEOUS INTANGIBLE PLANT - 5-YEAR | 5 | SQ | 0
COMPANY 101 | 303 | MISCELLANEOUS INTANGIBLE PLANT - 10-YEAR | 10 | SQ | 0
COMPANY 101 | 303 | MISCELLANEOUS INTANGIBLE PLANT - 15-YEAR | 15 | SQ | 0
COMPANY 101 | 340 | LAND RIGHTS - SOLAR | 50 | R4 | 0
COMPANY 101 | 341.01 | STRUCTURES AND IMPROVEMENTS - SOLAR | 35 | R3 | 0
COMPANY 101 | 344.01 | STATION EQUIPMENT - SOLAR | 25 | S2.5 | 0
COMPANY 101 | 345.01 | POLES, TOWERS AND FIXTURES - SOLAR | 30 | S1.5 | 0
COMPANY 101 | 360 | LAND RIGHTS | 75 | R3 | 0
COMPANY 101 | 361 | STRUCTURES AND IMPROVEMENTS | 70 | R3 | -15
COMPANY 101 | 361 | STRUCTURES AND IMPROVEMENTS | 75 | R3 | -20
COMPANY 101 | 362 | STATION EQUIPMENT | 60 | R2.5 | -25
COMPANY 101 | 362 | STATION EQUIPMENT | 62 | R2.5 | -35
COMPANY 101 | 362 | STATION EQUIPMENT - SOLAR | 25 | R2.5 | -10
COMPANY 101 | 364 | POLES, TOWERS AND FIXTURES | 58 | S0.5 | -75
COMPANY 101 | 364 | POLES, TOWERS AND FIXTURES | 62 | R1.5 | -100
COMPANY 101 | 365 | OVERHEAD CONDUCTORS AND DEVICES | 48 | R0.5 | -40
COMPANY 101 | 365 | OVERHEAD CONDUCTORS AND DEVICES | 60 | R0.5 | -50
COMPANY 101 | 366 | UNDERGROUND CONDUIT | 75 | R3 | -60
COMPANY 101 | 366 | UNDERGROUND CONDUIT | 75 | R3 | -60
COMPANY 101 | 367 | UNDERGROUND CONDUCTORS AND DEVICES | 45 | R0.5 | -40
COMPANY 101 | 367 | UNDERGROUND CONDUCTORS AND DEVICES | 52 | R0.5 | -40
COMPANY 101 | 368 | LINE TRANSFORMERS | 36 | R1 | -15
COMPANY 101 | 368 | LINE TRANSFORMERS | 37 | R1 | -15
COMPANY 101 | 369.1 | SERVICES - OVERHEAD | 55 | R1.5 | -40
COMPANY 101 | 369.1 | SERVICES - OVERHEAD | 65 | R1 | -75
COMPANY 101 | 369.2 | SERVICES - UNDERGROUND | 60 | R2 | -75
COMPANY 101 | 369.2 | SERVICES - UNDERGROUND | 65 | R1 | -75
COMPANY 101 | 370 | METERS | 23 | R1.5 | -2
COMPANY 101 | 370 | METERS (NON-AMR) | 15 | S2.5 | 0
COMPANY 101 | 370.1 | METERS (AMR) | 24 | S0.5 | 0
COMPANY 101 | 370.2 | METERING EQUIPMENT | 24 | S0.5 | 0
COMPANY 101 | 371 | INSTALLATIONS ON CUSTOMERS' PREMISES | 28 | L0 | -40
COMPANY 101 | 371.3 | INSTALLATIONS ON CUSTOMERS' PREMISES - ELECTRIC VEHICLE CHARGING | 10 | S3 | 0
COMPANY 101 | 373 | STREET LIGHTING AND SIGNAL SYSTEMS | 20 | L0 | -10
COMPANY 101 | 373 | STREET LIGHTING AND SIGNAL SYSTEMS | 22 | L0 | -10
COMPANY 101 | 389 | LAND RIGHTS | 70 | R4 | 0
COMPANY 101 | 390.1 | STRUCTURES AND IMPROVEMENTS - MAJOR | 70 | S0.5 | -10
COMPANY 101 | 390.1 | STRUCTURES AND IMPROVEMENTS - MAJOR | 70 | R1.5 | -10
COMPANY 101 | 390.2 | STRUCTURES AND IMPROVEMENTS - MINOR | 40 | S0 | -10
COMPANY 101 | 390.2 | STRUCTURES AND IMPROVEMENTS - MINOR | 45 | R1 | -10
COMPANY 101 | 390.3 | LEASEHOLD IMPROVEMENTS | - | SQ | 0
COMPANY 101 | 390.3 | STRUCTURES AND IMPROVEMENTS - LEASEHOLDS | 35 | R2.5 | 0
COMPANY 101 | 391.1 | OFFICE FURNITURE | 20 | SQ | 0
COMPANY 101 | 391.1 | OFFICE FURNITURE AND EQUIPMENT | 20 | SQ | 0
COMPANY 101 | 391.2 | OFFICE EQUIPMENT | 20 | SQ | 0
COMPANY 101 | 391.3 | COMPUTER EQUIPMENT | 7 | SQ | 0
COMPANY 101 | 391.4 | COMPUTERS AND SOFTWARE | 7 | SQ | 0
COMPANY 101 | 392 | TRANSPORTATION EQUIPMENT | 17 | S2 | 0
COMPANY 101 | 392 | TRANSPORTATION EQUIPMENT | 16 | L2 | 15
COMPANY 101 | 393 | STORES EQUIPMENT | 25 | SQ | 0
COMPANY 101 | 393 | STORES EQUIPMENT | 25 | SQ | 0
COMPANY 101 | 394 | TOOLS, SHOP AND GARAGE EQUIPMENT | 25 | SQ | 0
COMPANY 101 | 394 | TOOLS, SHOP AND GARAGE EQUIPMENT | 25 | SQ | 0
COMPANY 101 | 395 | LABORATORY EQUIPMENT | 20 | SQ | 0
COMPANY 101 | 395 | LABORATORY EQUIPMENT | 20 | SQ | 0
COMPANY 101 | 396 | POWER OPERATED EQUIPMENT | 20 | L3 | 0
COMPANY 101 | 397 | COMMUNICATION EQUIPMENT | 15 | SQ | 0
COMPANY 101 | 397 | COMMUNICATION EQUIPMENT | 15 | SQ | 0
COMPANY 101 | 397.2 | COMMUNICATION EQUIPMENT - MICROWAVE | 40 | S1 | -5
COMPANY 101 | 397.7 | COMMUNICATION EQUIPMENT - GPS | 5 | SQ | 0
COMPANY 101 | 398 | MISCELLANEOUS EQUIPMENT | 20 | SQ | 0
COMPANY 101 | 398 | MISCELLANEOUS EQUIPMENT | 20 | SQ | 0
COMPANY 102 | 303 | MISCELLANEOUS INTAGIBLE PLANT | 7 | SQ | 0
COMPANY 102 | 303 | MISCELLANEOUS INTANGIBLE PLANT | 7 | SQ | 0
COMPANY 102 | 303 | MISCELLANEOUS INTANGIBLE PLANT - CLOUD SOFTWARE | - | SQ | 0
COMPANY 102 | 352 | STRUCTURES AND IMPROVEMENTS | 60 | R3 | -10
COMPANY 102 | 352 | STRUCTURES AND IMPROVEMENTS | 65 | S3 | -15
COMPANY 102 | 353 | STATION EQUIPMENT | 60 | R2 | -15
COMPANY 102 | 353 | STATION EQUIPMENT | 60 | R2 | -15
COMPANY 102 | 354 | TOWERS AND FIXTURES | 65 | R4 | -20
COMPANY 102 | 354 | TOWERS AND FIXTURES | 70 | R4 | -25
COMPANY 102 | 355 | POLES AND FIXTURES | 55 | R3 | -50
COMPANY 102 | 355 | POLES AND FIXTURES | 60 | R3 | -45
COMPANY 102 | 356 | OVERHEAD CONDUCTORS AND DEVICES | 60 | R2.5 | -25
COMPANY 102 | 356 | OVERHEAD CONDUCTORS AND DEVICES | 60 | R2.5 | -20
COMPANY 102 | 357 | UNDERGROUND CONDUIT | 65 | S2.5 | 0
COMPANY 102 | 357 | UNDERGROUND CONDUIT | 60 | S2.5 | 0
COMPANY 102 | 358 | UNDERGROUND CONDUCTORS AND DEVICES | 45 | S2 | -10
COMPANY 102 | 358 | UNDERGROUND CONDUCTORS AND DEVICES | 50 | S2 | -10
COMPANY 102 | 359 | ROADS AND TRAILS | 65 | R4 | 0
COMPANY 102 | 361 | STRUCTURES AND IMPROVEMENTS | 60 | R3 | -10
COMPANY 102 | 361 | STRUCTURES AND IMPROVEMENTS | 65 | R3 | -15
COMPANY 102 | 361 | STRUCTURES AND IMPROVEMENTS | 70 | R3 | -20
COMPANY 102 | 361 | STRUCTURES AND IMPROVEMENTS - SUBTRANSMISSION | 70 | R3 | -20
COMPANY 102 | 361 | STRUCTURES AND IMPROVEMENTS - SUBTRANSMISSION (ROADS AND TRAILS) | 65 | R4 | 0
COMPANY 102 | 362 | STATION EQUIPMENT | 55 | R2 | -25
COMPANY 102 | 362 | STATION EQUIPMENT | 60 | R2 | -30
COMPANY 102 | 362 | STATION EQUIPMENT | 60 | R2 | -30
COMPANY 102 | 362 | STATION EQUIPMENT - SUBTRANSMISSION | 60 | R2 | -30
COMPANY 102 | 364 | POLES, TOWERS AND FIXTURES | 55 | R2.5 | -65
COMPANY 102 | 364 | POLES, TOWERS AND FIXTURES | 60 | R2.5 | -80
COMPANY 102 | 364 | POLES, TOWERS AND FIXTURES | 63 | R2.5 | -80
COMPANY 102 | 364 | POLES, TOWERS AND FIXTURES - SUBTRANSMISSION (POLES AND FIXTURES) | 63 | R2.5 | -80
COMPANY 102 | 364 | POLES, TOWERS AND FIXTURES - SUBTRANSMISSION (TOWERS AND FIXTURES) | 70 | R4 | -25
COMPANY 102 | 365 | OVERHEAD CONDUCTORS AND DEVICES | 55 | R1.5 | -70
COMPANY 102 | 365 | OVERHEAD CONDUCTORS AND DEVICES | 60 | R1.5 | -75
COMPANY 102 | 365 | OVERHEAD CONDUCTORS AND DEVICES | 65 | R1.5 | -80
COMPANY 102 | 365 | OVERHEAD CONDUCTORS AND DEVICES - SUBTRANSMISSION | 65 | R1.5 | -80
COMPANY 102 | 366 | UNDERGROUND CONDUIT | 70 | R3 | -5
COMPANY 102 | 366 | UNDERGROUND CONDUIT | 70 | R3 | -10
COMPANY 102 | 366 | UNDERGROUND CONDUIT | 70 | R3 | -20
COMPANY 102 | 366 | UNDERGROUND CONDUIT - SUBTRANSMISSION | 70 | R3 | -20
COMPANY 102 | 367 | UNDERGROUND CONDUCTORS AND DEVICES | 55 | R3 | -30
COMPANY 102 | 367 | UNDERGROUND CONDUCTORS AND DEVICES | 60 | R3 | -60
COMPANY 102 | 367 | UNDERGROUND CONDUCTORS AND DEVICES | 60 | R3 | -70
COMPANY 102 | 367 | UNDERGROUND CONDUCTORS AND DEVICES - SUBTRANSMISSION | 60 | R3 | -70
COMPANY 102 | 368 | LINE TRANSFORMERS | 42 | R1.5 | -10
COMPANY 102 | 368 | LINE TRANSFORMERS | 45 | R1.5 | -20
COMPANY 102 | 368 | LINE TRANSFORMERS | 45 | R1.5 | -20
COMPANY 102 | 369 | SERVICES | 60 | R4 | -75
COMPANY 102 | 369 | SERVICES | 65 | R4 | -90
COMPANY 102 | 369 | SERVICES | 65 | R4 | -90
COMPANY 102 | 370 | METERS | 33 | R0.5 | -15
COMPANY 102 | 370 | METERS | 33 | R0.5 | -30
COMPANY 102 | 370 | METERS | 33 | R0.5 | -30
COMPANY 102 | 370.1 | METERS - GRID MOD | 15 | SQ | 0
COMPANY 102 | 370.1 | METERS - GRID MOD | 15 | SQ | 0
COMPANY 102 | 371 | INSTALLATIONS ON CUSTOMERS' PREMISES | 30 | R1 | -35
COMPANY 102 | 371 | INSTALLATIONS ON CUSTOMERS' PREMISES | 35 | R1 | -40
COMPANY 102 | 371 | INSTALLATIONS ON CUSTOMERS' PREMISES | 35 | R1 | -40
COMPANY 102 | 373 | STREET LIGHTING AND SIGNAL SYSTEMS | 28 | R1 | -30
COMPANY 102 | 373 | STREET LIGHTING AND SIGNAL SYSTEMS | 30 | R0.5 | -30
COMPANY 102 | 373 | STREET LIGHTING AND SIGNAL SYSTEMS | 30 | R0.5 | -25
COMPANY 102 | 373.3 | STREET LIGHTING AND SIGNAL SYSTEMS - LED | 25 | R1.5 | -20
COMPANY 102 | 373.3 | STREET LIGHTING AND SIGNAL SYSTEMS - LED | 25 | R1.5 | -20
COMPANY 102 | 390 | STRUCTURES AND IMPROVEMENTS | 50 | R2 | -10
COMPANY 102 | 390 | STRUCTURES AND IMPROVEMENTS | 55 | R2 | -20
COMPANY 102 | 390 | STRUCTURES AND IMPROVEMENTS | 55 | R2 | -20
COMPANY 102 | 391 | OFFICE FURNITURE AND EQUIPMENT | 20 | SQ | 0
COMPANY 102 | 391 | OFFICE FURNITURE AND EQUIPMENT | 20 | SQ | 0
COMPANY 102 | 391.1 | FURNITURE AND EQUIPMENT | 20 | SQ | 0
COMPANY 102 | 391.3 | ELECTRONIC DATA PROCESSING | 5 | SQ | 0
COMPANY 102 | 391.3 | ELECTRONIC DATA PROCESSING | 5 | SQ | 0
COMPANY 102 | 391.3 | ELECTRONIC DATA PROCESSING EQUIPMENT | 5 | SQ | 0
COMPANY 102 | 392 | TRANSPORTATION EQUIPMENT | 13 | L3 | 10
COMPANY 102 | 392 | TRANSPORTATION EQUIPMENT | 13 | L3 | 5
COMPANY 102 | 392 | TRANSPORTATION EQUIPMENT | 13 | L3 | 5
COMPANY 102 | 393 | STORES EQUIPMENT | 30 | SQ | 0
COMPANY 102 | 393 | STORES EQUIPMENT | 30 | SQ | 0
COMPANY 102 | 393 | STORES EQUIPMENT | 30 | SQ | 0
COMPANY 102 | 394 | TOOLS, SHOP AND GARAGE EQUIPMENT | 25 | SQ | 0
COMPANY 102 | 394 | TOOLS, SHOP AND GARAGE EQUIPMENT | 25 | SQ | 0
COMPANY 102 | 394 | TOOLS, SHOP AND GARAGE EQUIPMENT | 25 | SQ | 0
COMPANY 102 | 395 | LABORATORY EQUIPMENT | 25 | SQ | 0
COMPANY 102 | 395 | LABORATORY EQUIPMENT | 25 | SQ | 0
COMPANY 102 | 395 | LABORATORY EQUIPMENT | 25 | SQ | 0
COMPANY 102 | 396 | POWER OPERATED EQUIPMENT | 20 | L2 | 5
COMPANY 102 | 396 | POWER OPERATED EQUIPMENT | 23 | S1.5 | 5
COMPANY 102 | 396 | POWER OPERATED EQUIPMENT | 24 | S1.5 | 5
COMPANY 102 | 397 | COMMUNICATION EQUIPMENT | 15 | SQ | 0
COMPANY 102 | 397 | COMMUNICATION EQUIPMENT | 15 | SQ | 0
COMPANY 102 | 397 | COMMUNICATION EQUIPMENT | 15 | SQ | 0
COMPANY 102 | 398 | MISCELLANEOUS EQUIPMENT | 20 | SQ | 0
COMPANY 102 | 398 | MISCELLANEOUS EQUIPMENT | 20 | SQ | 0
COMPANY 102 | 398 | MISCELLANEOUS EQUIPMENT | 20 | SQ | 0
COMPANY 103 | 302 | FRANCHISES AND CONSENTS | 25 | SQ | 0
COMPANY 103 | 302 | FRANCHISES AND CONSENTS | 25 | SQ | 0
COMPANY 103 | 302 | FRANCHISES AND CONSENTS | 25 | SQ | 0
COMPANY 103 | 302 | FRANCHISES AND CONSENTS | 25 | SQ | 0
COMPANY 103 | 303 | MISCELLANEOUS INTANGIBLE PLANT | 10 | SQ | 0
COMPANY 103 | 303 | MISCELLANEOUS INTANGIBLE PLANT | 10 | SQ | 0
COMPANY 103 | 303 | MISCELLANEOUS INTANGIBLE PLANT | 10 | SQ | 0
COMPANY 103 | 303 | MISCELLANEOUS INTANGIBLE PLANT - SOFTWARE - 5-YEAR | 5 | SQ | 0
COMPANY 103 | 303 | MISCELLANEOUS INTANGIBLE PLANT - SOFTWARE - 10-YEAR | 10 | SQ | 0
COMPANY 103 | 310 | LAND AND LAND RIGHTS - RIGHTS | 100 | S4 | 0
COMPANY 103 | 310 | LAND AND LAND RIGHTS - RIGHTS | 100 | S4 | 0
COMPANY 103 | 310 | LAND RIGHTS | 100 | S4 | 0
COMPANY 103 | 310 | LAND RIGHTS | 100 | S4 | 0
COMPANY 103 | 311 | STRUCTURES AND IMPROVEMENTS | 100 | R1.5 | (11) - (54)
COMPANY 103 | 311 | STRUCTURES AND IMPROVEMENTS | 105 | R1.5 | (14) - (22)
COMPANY 103 | 311 | STRUCTURES AND IMPROVEMENTS | 105 | R1.5 | (14) - (18)
COMPANY 103 | 311 | STRUCTURES AND IMPROVEMENTS | 105 | R1.5 | (4) - (15)
COMPANY 103 | 312 | BOILER PLANT EQUIPMENT | 85 | R0.5 | (11) - (54)
COMPANY 103 | 312 | BOILER PLANT EQUIPMENT | 85 | R0.5 | (14) - (22)
COMPANY 103 | 312 | BOILER PLANT EQUIPMENT | 85 | R0.5 | (14) - (18)
COMPANY 103 | 312 | BOILER PLANT EQUIPMENT | 85 | R1 | (4) - (15)
COMPANY 103 | 314 | TURBOGENERATOR UNITS | 60 | R1 | (11) - (54)
COMPANY 103 | 314 | TURBOGENERATOR UNITS | 55 | R1 | (14) - (22)
COMPANY 103 | 314 | TURBOGENERATOR UNITS | 55 | R1 | (14) - (18)
COMPANY 103 | 314 | TURBOGENERATOR UNITS | 60 | R1 | (4) - (15)
COMPANY 103 | 315 | ACCESSORY ELECTRIC EQUIPMENT | 70 | R2.5 | (11) - (54)
COMPANY 103 | 315 | ACCESSORY ELECTRIC EQUIPMENT | 75 | R2 | (14) - (22)
COMPANY 103 | 315 | ACCESSORY ELECTRIC EQUIPMENT | 75 | R2 | (14) - (18)
COMPANY 103 | 315 | ACCESSORY ELECTRIC EQUIPMENT | 75 | R2.5 | (4) - (15)
COMPANY 103 | 316 | MISCELLANEOUS POWER PLANT EQUIPMENT | 45 | R0.5 | (2) - (54)
COMPANY 103 | 316 | MISCELLANEOUS POWER PLANT EQUIPMENT | 50 | R0.5 | (5) - (22)
COMPANY 103 | 316 | MISCELLANEOUS POWER PLANT EQUIPMENT | 50 | R0.5 | (10) - (18)
COMPANY 103 | 316 | MISCELLANEOUS POWER PLANT EQUIPMENT | 55 | R0.5 | (4) - (15)
COMPANY 103 | 340 | LAND RIGHTS | 75 | S4 | 0
COMPANY 103 | 340 | LAND RIGHTS | 75 | S4 | 0
COMPANY 103 | 341 | STRUCTURES AND IMPROVEMENTS | 45 | S4 | (1) - (16)
COMPANY 103 | 341 | STRUCTURES AND IMPROVEMENTS | 45 | R4 | (4) - (10)
COMPANY 103 | 341 | STRUCTURES AND IMPROVEMENTS | 50 | R3 | (5) - (13)
COMPANY 103 | 341 | STRUCTURES AND IMPROVEMENTS | 55 | R3 | (4) - (12)
COMPANY 103 | 341.01 | STRUCTURES AND IMPROVEMENTS - SOLAR | 40 | S3 | -4
COMPANY 103 | 341.01 | STRUCTURES AND IMPROVEMENTS - SOLAR | 35 | S2 | 0
COMPANY 103 | 341.01 | STRUCTURES AND IMPROVEMENTS - SOLAR | 35 | S2 | 0
COMPANY 103 | 341.02 | STRUCTURES AND IMPROVEMENTS - WIND | 45 | S3 | (2) - (3)
COMPANY 103 | 341.02 | STRUCTURES AND IMPROVEMENTS - WIND | 45 | R3 | (3) - (4)
COMPANY 103 | 341.02 | STRUCTURES AND IMPROVEMENTS - WIND | 45 | S1.5 | (3) - (4)
COMPANY 103 | 342 | FUEL HOLDERS, PRODUCERS AND ACCESSORIES | 55 | R4 | (5) - (9)
COMPANY 103 | 342 | FUEL HOLDERS, PRODUCERS AND ACCESSORIES | 55 | R4 | (6) - (10)
COMPANY 103 | 342 | FUEL HOLDERS, PRODUCERS AND ACCESSORIES | 55 | R4 | (6) - (13)
COMPANY 103 | 342 | FUEL HOLDERS, PRODUCERS AND ACCESSORIES | 55 | R4 | (5) - (12)
COMPANY 103 | 343 | PRIME MOVERS | 35 | R2 | (5) - (16)
COMPANY 103 | 343 | PRIME MOVERS - 5-YEAR LTSA | 5 | SQ | 0
COMPANY 103 | 343 | PRIME MOVERS - 20-YEAR LTSA | 20 | SQ | 0
COMPANY 103 | 343 | PRIME MOVERS | 35 | R2 | (4) - (10)
COMPANY 103 | 343 | PRIME MOVERS - 5-YEAR LTSA | 5 | SQ | 0
COMPANY 103 | 343 | PRIME MOVERS - 20-YEAR LTSA | 20 | SQ | 0
COMPANY 103 | 343 | PRIME MOVERS | 40 | R2 | (5) - (13)
COMPANY 103 | 343 | PRIME MOVERS - 5-YEAR LTSA | 5 | SQ | 0
COMPANY 103 | 343 | PRIME MOVERS - 20-YEAR LTSA | 20 | SQ | 0
COMPANY 103 | 343 | PRIME MOVERS | 40 | R2.5 | (4) - (12)
COMPANY 103 | 344 | GENERATORS | 45 | R2.5 | (5) - (11)
COMPANY 103 | 344 | GENERATORS | 50 | R2 | (4) - (10)
COMPANY 103 | 344 | GENERATORS | 50 | R2 | (5) - (13)
COMPANY 103 | 344 | GENERATORS | 55 | R2 | (4) - (12)
COMPANY 103 | 344.01 | GENERATORS - SOLAR | 30 | S2.5 | -4
COMPANY 103 | 344.01 | GENERATORS - SOLAR | 25 | S2.5 | 0
COMPANY 103 | 344.01 | GENERATORS - SOLAR | 25 | S2.5 | 0
COMPANY 103 | 344.02 | GENERATORS - WIND | 40 | R3 | (1) - (2)
COMPANY 103 | 344.02 | GENERATORS - WIND | 40 | R2.5 | (2) - (3)
COMPANY 103 | 344.02 | GENERATORS - WIND | 40 | R2.5 | (3) - (4)
COMPANY 103 | 344.02 | GENERATORS - WIND | 40 | S0.5 | (3) - (4)
COMPANY 103 | 345 | ACCESSORY ELECTRIC EQUIPMENT | 45 | R2.5 | (5) - (16)
COMPANY 103 | 345 | ACCESSORY ELECTRIC EQUIPMENT | 50 | R2.5 | (4) - (10)
COMPANY 103 | 345 | ACCESSORY ELECTRIC EQUIPMENT | 55 | R2.5 | (5) - (13)
COMPANY 103 | 345 | ACCESSORY ELECTRIC EQUIPMENT | 60 | R2.5 | (4) - (12)
COMPANY 103 | 345.01 | ACCESSORY ELECTRIC EQUIPMENT - SOLAR | 45 | S2.5 | -4
COMPANY 103 | 345.01 | ACCESSORY ELECTRIC EQUIPMENT - SOLAR | 40 | S2.5 | 0
COMPANY 103 | 345.01 | ACCESSORY ELECTRIC EQUIPMENT - SOLAR | 35 | S2.5 | 0
COMPANY 103 | 345.02 | ACCESSORY ELECTRIC EQUIPMENT - WIND | 35 | R3 | (1) - (2)
COMPANY 103 | 345.02 | ACCESSORY ELECTRIC EQUIPMENT - WIND | 35 | R3 | (2) - (3)
COMPANY 103 | 345.02 | ACCESSORY ELECTRIC EQUIPMENT - WIND | 35 | R2.5 | (3) - (4)
COMPANY 103 | 345.02 | ACCESSORY ELECTRIC EQUIPMENT - WIND | 35 | S0 | (3) - (4)
COMPANY 103 | 346 | MISCELLANEOUS POWER PLANT EQUIPMENT | 40 | R2 | (5) - (11)
COMPANY 103 | 346 | MISCELLANEOUS POWER PLANT EQUIPMENT | 40 | R2 | (4) - (10)
COMPANY 103 | 346 | MISCELLANEOUS POWER PLANT EQUIPMENT | 45 | R2 | (5) - (13)
COMPANY 103 | 346 | MISCELLANEOUS POWER PLANT EQUIPMENT | 45 | R2 | (4) - (12)
COMPANY 103 | 346.02 | MISCELLANEOUS POWER PLANT EQUIPMENT - WIND | 35 | R2.5 | (1) - (2)
COMPANY 103 | 346.02 | MISCELLANEOUS POWER PLANT EQUIPMENT - WIND | 35 | R2.5 | (2) - (3)
COMPANY 103 | 346.02 | MISCELLANEOUS POWER PLANT EQUIPMENT - WIND | 35 | R2.5 | (3) - (4)
COMPANY 103 | 346.02 | MISCELLANEOUS POWER PLANT EQUIPMENT - WIND | 35 | R2 | (3) - (4)
COMPANY 103 | 350 | LAND AND LAND RIGHTS - RIGHTS | 75 | R4 | 0
COMPANY 103 | 350 | LAND AND LAND RIGHTS - RIGHTS | 75 | S4 | 0
COMPANY 103 | 350 | LAND RIGHTS | 75 | S4 | 0
COMPANY 103 | 350 | LAND RIGHTS | 75 | S4 | 0
COMPANY 103 | 352 | STRUCTURES AND IMPROVEMENTS | 65 | R4 | -5
COMPANY 103 | 352 | STRUCTURES AND IMPROVEMENTS | 65 | S4 | -5
COMPANY 103 | 352 | STRUCTURES AND IMPROVEMENTS | 65 | S4 | -5
COMPANY 103 | 352 | STRUCTURES AND IMPROVEMENTS | 70 | S3 | -10
COMPANY 103 | 353 | STATION EQUIPMENT | 60 | R2 | -30
COMPANY 103 | 353 | STATION EQUIPMENT | 57 | R2 | -30
COMPANY 103 | 353 | STATION EQUIPMENT | 56 | R2 | -30
COMPANY 103 | 353 | STATION EQUIPMENT | 55 | R1.5 | -30
COMPANY 103 | 353.1 | STATION EQUIPMENT - STEP-UP TRANSFORMERS | 45 | R2 | -10
COMPANY 103 | 353.1 | STATION EQUIPMENT - STEP-UP TRANSFORMERS | 50 | R1.5 | -10
COMPANY 103 | 353.99 | STATION EQUIPMENT - SECURITY | 10 | SQ | 0
COMPANY 103 | 354 | TOWERS AND FIXTURES | 75 | R4 | -15
COMPANY 103 | 354 | TOWERS AND FIXTURES | 75 | R4 | -25
COMPANY 103 | 354 | TOWERS AND FIXTURES | 75 | R4 | -25
COMPANY 103 | 354 | TOWERS AND FIXTURES | 75 | R4 | -35
COMPANY 103 | 355 | POLES AND FIXTURES | 55 | R1 | -60
COMPANY 103 | 355 | POLES AND FIXTURES | 60 | R1 | -70
COMPANY 103 | 355 | POLES AND FIXTURES | 57 | R1.5 | -75
COMPANY 103 | 355 | POLES AND FIXTURES | 60 | R1.5 | -80
COMPANY 103 | 356 | OVERHEAD CONDUCTORS AND DEVICES | 60 | R3 | -50
COMPANY 103 | 356 | OVERHEAD CONDUCTORS AND DEVICES | 65 | R2.5 | -60
COMPANY 103 | 356 | OVERHEAD CONDUCTORS AND DEVICES | 65 | R3 | -60
COMPANY 103 | 356 | OVERHEAD CONDUCTORS AND DEVICES | 70 | R3 | -55
COMPANY 103 | 358 | UNDERGROUND CONDUCTORS AND DEVICES | 40 | S2.5 | 0
COMPANY 103 | 358 | UNDERGROUND CONDUCTORS AND DEVICES | 45 | S2.5 | 0
COMPANY 103 | 358 | UNDERGROUND CONDUCTORS AND DEVICES | 45 | S2.5 | 0
COMPANY 103 | 358 | UNDERGROUND CONDUCTORS AND DEVICES | 45 | S2.5 | 0
COMPANY 103 | 360 | LAND AND LAND RIGHTS - RIGHTS | 65 | S4 | 0
COMPANY 103 | 360 | LAND AND LAND RIGHTS - RIGHTS | 70 | S4 | 0
COMPANY 103 | 360 | LAND RIGHTS | 75 | S4 | 0
COMPANY 103 | 360 | LAND RIGHTS | 75 | S4 | 0
COMPANY 103 | 361 | STRUCTURES AND IMPROVEMENTS | 60 | R2.5 | -10
COMPANY 103 | 361 | STRUCTURES AND IMPROVEMENTS | 65 | R2.5 | -5
COMPANY 103 | 361 | STRUCTURES AND IMPROVEMENTS | 65 | R2.5 | -5
COMPANY 103 | 361 | STRUCTURES AND IMPROVEMENTS | 70 | R2.5 | -10
COMPANY 103 | 362 | STATION EQUIPMENT | 60 | R2.5 | -30
COMPANY 103 | 362 | STATION EQUIPMENT | 60 | R2.5 | -30
COMPANY 103 | 362 | STATION EQUIPMENT | 60 | R2 | -30
COMPANY 103 | 362 | STATION EQUIPMENT | 61 | R2 | -30
COMPANY 103 | 363 | STORAGE BATTERY | 15 | L3 | 0
COMPANY 103 | 364 | POLES, TOWERS AND FIXTURES | 52 | R1 | -60
COMPANY 103 | 364 | POLES, TOWERS AND FIXTURES | 55 | R1 | -65
COMPANY 103 | 364 | POLES, TOWERS AND FIXTURES | 56 | R1 | -60
COMPANY 103 | 364 | POLES, TOWERS AND FIXTURES | 60 | R1 | -70
COMPANY 103 | 365 | OVERHEAD CONDUCTORS AND DEVICES | 53 | R0.5 | -50
COMPANY 103 | 365 | OVERHEAD CONDUCTORS AND DEVICES | 55 | R0.5 | -55
COMPANY 103 | 365 | OVERHEAD CONDUCTORS AND DEVICES | 55 | R0.5 | -55
COMPANY 103 | 365 | OVERHEAD CONDUCTORS AND DEVICES | 60 | R0.5 | -60
COMPANY 103 | 366 | UNDERGROUND CONDUIT | 55 | R2.5 | -25
COMPANY 103 | 366 | UNDERGROUND CONDUIT | 60 | R2 | -20
COMPANY 103 | 366 | UNDERGROUND CONDUIT | 60 | R2.5 | -10
COMPANY 103 | 366 | UNDERGROUND CONDUIT | 65 | R2.5 | -20
COMPANY 103 | 367 | UNDERGROUND CONDUCTORS AND DEVICES | 60 | R2.5 | -25
COMPANY 103 | 367 | UNDERGROUND CONDUCTORS AND DEVICES | 62 | R2.5 | -30
COMPANY 103 | 367 | UNDERGROUND CONDUCTORS AND DEVICES | 64 | R2.5 | -25
COMPANY 103 | 367 | UNDERGROUND CONDUCTORS AND DEVICES | 65 | R2.5 | -50
COMPANY 103 | 368 | LINE TRANSFORMERS | 40 | O1 | -25
COMPANY 103 | 368 | LINE TRANSFORMERS | 42 | O1 | -30
COMPANY 103 | 368 | LINE TRANSFORMERS | 44 | O1 | -50
COMPANY 103 | 368 | LINE TRANSFORMERS | 48 | O1 | -60
COMPANY 103 | 369 | SERVICES | 50 | R4 | -20
COMPANY 103 | 369 | SERVICES | 55 | R4 | -20
COMPANY 103 | 369 | SERVICES | 55 | R4 | -20
COMPANY 103 | 369 | SERVICES | 60 | R4 | -30
COMPANY 103 | 370.1 | METERS - SMART METERS | 15 | S2.5 | -5
COMPANY 103 | 370.1 | METERS - SMART METERS | 15 | S2.5 | -10
COMPANY 103 | 370.1 | METERS - SMART METERS | 15 | S2.5 | -10
COMPANY 103 | 370.1 | METERS - SMART METERS | 17 | R3 | -10
COMPANY 103 | 370.99 | METERS - METERING DEVICES | 14 | L0.5 | -5
COMPANY 103 | 370.99 | METERS - METERING EQUIPMENT | 13 | L0 | -10
COMPANY 103 | 370.99 | METERS - METERING EQUIPMENT | 14 | L0 | -10
COMPANY 103 | 370.99 | METERS - METERING EQUIPMENT | 15 | L0 | -10
COMPANY 103 | 371 | INSTALLATIONS ON CUSTOMERS' PREMISES | 5 | L3 | 0
COMPANY 103 | 371 | INSTALLATIONS ON CUSTOMERS' PREMISES | 7 | R4 | 0
COMPANY 103 | 371 | INSTALLATIONS ON CUSTOMERS' PREMISES | 7 | R4 | 0
COMPANY 103 | 371 | INSTALLATIONS ON CUSTOMERS' PREMISES | 9 | R4 | 0
COMPANY 103 | 373 | STREET LIGHTING AND SIGNAL SYSTEMS | 25 | L1 | -30
COMPANY 103 | 373 | STREET LIGHTING AND SIGNAL SYSTEMS | 27 | L1 | -40
COMPANY 103 | 373 | STREET LIGHTING AND SIGNAL SYSTEMS | 27 | L0.5 | -50
COMPANY 103 | 373 | STREET LIGHTING AND SIGNAL SYSTEMS | 27 | L1 | -50
COMPANY 103 | 389 | LAND AND LAND RIGHTS - RIGHTS | 45 | R4 | 0
COMPANY 103 | 389 | LAND AND LAND RIGHTS - RIGHTS | 50 | R4 | 0
COMPANY 103 | 389 | LAND RIGHTS | 50 | R4 | 0
COMPANY 103 | 389 | LAND RIGHTS | 55 | R4 | 0
COMPANY 103 | 390 | STRUCTURES AND IMPROVEMENTS | 40 | R2.5 | 0
COMPANY 103 | 390 | STRUCTURES AND IMPROVEMENTS | 40 | R2.5 | -5
COMPANY 103 | 390 | STRUCTURES AND IMPROVEMENTS | 45 | R2 | -5
COMPANY 103 | 390 | STRUCTURES AND IMPROVEMENTS | 50 | R1 | -10
COMPANY 103 | 391 | OFFICE FURNITURE AND EQUIPMENT | 15 | SQ | 0
COMPANY 103 | 391 | OFFICE FURNITURE AND EQUIPMENT | 15 | SQ | 0
COMPANY 103 | 391 | OFFICE FURNITURE AND EQUIPMENT | 15 | SQ | 0
COMPANY 103 | 391 | OFFICE FURNITURE AND EQUIPMENT | 15 | SQ | 0
COMPANY 103 | 391.4 | COMPUTERS AND SOFTWARE | 5 | SQ | 0
COMPANY 103 | 391.4 | COMPUTERS AND SOFTWARE | 5 | SQ | 0
COMPANY 103 | 391.4 | COMPUTERS AND SOFTWARE | 5 | SQ | 0
COMPANY 103 | 391.4 | COMPUTERS AND SOFTWARE | 5 | SQ | 0
COMPANY 103 | 392.1 | PASSENGER CARS AND VANS | 9.5 | S2.5 | 10
COMPANY 103 | 392.1 | CARS AND TRUCKS | 10 | S2.5 | 10
COMPANY 103 | 392.1 | CARS AND TRUCKS | 10 | S2.5 | 10
COMPANY 103 | 392.1 | CARS AND TRUCKS | 11 | L3 | 10
COMPANY 103 | 392.4 | HEAVY TRUCKS | 13 | L2.5 | 10
COMPANY 103 | 392.4 | HEAVY TRUCKS | 13 | L2.5 | 10
COMPANY 103 | 392.4 | HEAVY TRUCKS | 13 | L2.5 | 10
COMPANY 103 | 392.4 | HEAVY TRUCKS | 13 | L2.5 | 10
COMPANY 103 | 392.5 | TRAILERS | 23 | S0.5 | 10
COMPANY 103 | 392.5 | TRAILERS | 23 | S0.5 | 10
COMPANY 103 | 392.5 | TRAILERS | 24 | S0.5 | 10
COMPANY 103 | 392.5 | TRAILERS | 24 | S1 | 10
COMPANY 103 | 393 | STORES EQUIPMENT | 25 | SQ | 0
COMPANY 103 | 393 | STORES EQUIPMENT | 25 | SQ | 0
COMPANY 103 | 393 | STORES EQUIPMENT | 25 | SQ | 0
COMPANY 103 | 393 | STORES EQUIPMENT | 25 | SQ | 0
COMPANY 103 | 394 | TOOLS, SHOP AND GARAGE EQUIPMENT | 25 | SQ | 0
COMPANY 103 | 394 | TOOLS, SHOP AND GARAGE EQUIPMENT | 25 | SQ | 0
COMPANY 103 | 394 | TOOLS, SHOP AND GARAGE EQUIPMENT | 25 | SQ | 0
COMPANY 103 | 394 | TOOLS, SHOP AND GARAGE EQUIPMENT | 25 | SQ | 0
COMPANY 103 | 395 | LABORATORY EQUIPMENT | 20 | SQ | 0
COMPANY 103 | 395 | LABORATORY EQUIPMENT | 20 | SQ | 0
COMPANY 103 | 395 | LABORATORY EQUIPMENT | 20 | SQ | 0
COMPANY 103 | 395 | LABORATORY EQUIPMENT | 20 | SQ | 0
COMPANY 103 | 396 | POWER OPERATED EQUIPMENT | 18 | L2 | 15
COMPANY 103 | 396 | POWER OPERATED EQUIPMENT | 18 | L2 | 15
COMPANY 103 | 396 | POWER OPERATED EQUIPMENT | 19 | L2 | 15
COMPANY 103 | 396 | POWER OPERATED EQUIPMENT | 20 | L2 | 15
COMPANY 103 | 397 | COMMUNICATION EQUIPMENT | 10 | SQ | 0
COMPANY 103 | 397 | COMMUNICATION EQUIPMENT | 10 | SQ | 0
COMPANY 103 | 397 | COMMUNICATION EQUIPMENT | 10 | SQ | 0
COMPANY 103 | 397 | COMMUNICATION EQUIPMENT | 10 | SQ | 0
COMPANY 103 | 398 | MISCELLANEOUS EQUIPMENT | 20 | SQ | 0
COMPANY 103 | 398 | MISCELLANEOUS EQUIPMENT | 20 | SQ | 0
COMPANY 103 | 398 | MISCELLANEOUS EQUIPMENT | 20 | SQ | 0
COMPANY 103 | 398 | MISCELLANEOUS EQUIPMENT | 20 | SQ | 0
COMPANY 104 | 303 | MISCELLANEOUS INTANGIBLE PLANT - SOFTWARE | 5 | SQ | 0
COMPANY 104 | 391 | OFFICE FURNITURE AND EQUIPMENT | 15 | SQ | 0
COMPANY 104 | 391.1 | OFFICE FURNITURE | 15 | SQ | 0
COMPANY 104 | 391.4 | COMPUTERS AND SOFTWARE | 5 | SQ | 0
COMPANY 104 | 391.4 | SOFTWARE | 3 | SQ | 0
COMPANY 104 | 392 | TRANSPORTATION EQUIPMENT - OTHER | 10 | S1.5 | 0
COMPANY 104 | 392.1 | PASSENGER CARS AND VANS | 7.5 | R0.5 | 0
COMPANY 104 | 392.2 | LIGHT TRUCKS | 11 | R3 | 0
COMPANY 104 | 392.3 | MEDIUM TRUCKS | 10 | R2 | 0
COMPANY 104 | 392.3 | MOTOR HOME | 18 | R4 | 0
COMPANY 104 | 392.4 | HEAVY TRUCKS | 10 | R4 | 0
COMPANY 104 | 392.5 | TRAILERS | 16 | R2.5 | 0
COMPANY 104 | 393 | STORES EQUIPMENT | 25 | SQ | 0
COMPANY 104 | 395 | LABORATORY EQUIPMENT | 20 | SQ | 0
COMPANY 104 | 396 | POWER OPERATED EQUIPMENT | 20 | R2 | 0
COMPANY 104 | 397 | COMMUNICATION EQUIPMENT | 10 | SQ | 0
COMPANY 104 | 398 | MISCELLANEOUS EQUIPMENT | 20 | SQ | 0
COMPANY 105 | 311 | STRUCTURES AND IMPROVEMENTS | 100 | R2 | -32
COMPANY 105 | 311 | STRUCTURES AND IMPROVEMENTS | 100 | S0.5 | (15) - (31)
COMPANY 105 | 311 | STRUCTURES AND IMPROVEMENTS | 105 | S0.5 | (4) - (23)
COMPANY 105 | 312 | BOILER PLANT EQUIPMENT | 62 | S0.5 | -32
COMPANY 105 | 312 | BOILER PLANT EQUIPMENT | 63 | R1.5 | (15) - (31)
COMPANY 105 | 312 | BOILER PLANT EQUIPMENT | 63 | R1.5 | (11) - (21)
COMPANY 105 | 312.4 | FUEL EQUIPMENT | 35 | R1.5 | 25
COMPANY 105 | 312.4 | BOILER PLANT EQUIPMENT - FUEL EQUIPMENT | 36 | R1.5 | 10
COMPANY 105 | 312.4 | BOILER PLANT EQUIPMENT - FUEL EQUIPMENT | 42 | R1.5 | 10
COMPANY 105 | 314 | TURBOGENERATOR UNITS | 65 | R2 | -32
COMPANY 105 | 314 | TURBOGENERATOR UNITS | 70 | R2 | (15) - (31)
COMPANY 105 | 314 | TURBOGENERATOR UNITS | 70 | R1.5 | (11) - (17)
COMPANY 105 | 315 | ACCESSORY ELECTRIC EQUIPMENT | 50 | R3 | -32
COMPANY 105 | 315 | ACCESSORY ELECTRIC EQUIPMENT | 60 | S1 | (15) - (31)
COMPANY 105 | 315 | ACCESSORY ELECTRIC EQUIPMENT | 65 | R1.5 | (9) - (17)
COMPANY 105 | 316 | MISCELLANEOUS POWER PLANT EQUIPMENT | 48 | S0.5 | -32
COMPANY 105 | 316 | MISCELLANEOUS POWER PLANT EQUIPMENT | 50 | R1.5 | (15) - (31)
COMPANY 105 | 316 | MISCELLANEOUS POWER PLANT EQUIPMENT | 50 | S0 | (7) - (13)
COMPANY 105 | 321 | STRUCTURES AND IMPROVEMENTS | 100 | R2 | -10
COMPANY 105 | 322 | REACTOR PLANT EQUIPMENT | 50 | R2.5 | -20
COMPANY 105 | 323 | TURBOGENERATOR UNITS | 55 | R2 | -5
COMPANY 105 | 324 | ACCESSORY ELECTRIC EQUIPMENT | 50 | S0.5 | -5
COMPANY 105 | 325 | MISCELLANEOUS POWER PLANT EQUIPMENT | 40 | R1.5 | -5
COMPANY 105 | 341 | STRUCTURES AND IMPROVEMENTS | 60 | S0 | -5
COMPANY 105 | 341 | STRUCTURES AND IMPROVEMENTS | 65 | S1.5 | -5
COMPANY 105 | 341 | STRUCTURES AND IMPROVEMENTS | 65 | S1.5 | (2) - (23)
COMPANY 105 | 342 | FUEL HOLDERS, PRODUCERS AND ACCESSORIES | - | SQ | 0
COMPANY 105 | 342 | FUEL HOLDERS, PRODUCERS AND ACCESSORIES | 55 | S1.5 | -10
COMPANY 105 | 342 | FUEL HOLDERS, PRODUCERS AND ACCESSORIES | 55 | S2 | (3) - (16)
COMPANY 105 | 343 | PRIME MOVERS | 60 | R2.5 | 0
COMPANY 105 | 343 | PRIME MOVERS | 50 | L3 | -5
COMPANY 105 | 343 | PRIME MOVERS | 45 | L3 | 0 - (17)
COMPANY 105 | 343.02 | PRIME MOVERS - WIND | 50 | R3 | -5
COMPANY 105 | 343.99 | FUEL CELLS | - | SQ | 0
COMPANY 105 | 344 | GENERATORS | 65 | R2.5 | -5
COMPANY 105 | 344 | GENERATORS | 65 | R3 | -5
COMPANY 105 | 344 | GENERATORS | 65 | R3 | (7) - (19)
COMPANY 105 | 345 | ACCESSORY ELECTRIC EQUIPMENT | 55 | S1.5 | 0
COMPANY 105 | 345 | ACCESSORY ELECTRIC EQUIPMENT | 60 | R3 | -5
COMPANY 105 | 345 | ACCESSORY ELECTRIC EQUIPMENT | 60 | R3 | (2) - (16)
COMPANY 105 | 346 | MISCELLANEOUS POWER PLANT EQUIPMENT | - | SQ | 0
COMPANY 105 | 346 | MISCELLANEOUS POWER PLANT EQUIPMENT | 50 | S2 | 0
COMPANY 105 | 346 | MISCELLANEOUS POWER PLANT EQUIPMENT | 45 | S1.5 | (9) - (22)
COMPANY 105 | 352 | STRUCTURES AND IMPROVEMENTS | 60 | R2.5 | -15
COMPANY 105 | 352 | STRUCTURES AND IMPROVEMENTS | 65 | R3 | -15
COMPANY 105 | 352 | STRUCTURES AND IMPROVEMENTS | 70 | R3 | -20
COMPANY 105 | 353 | STATION EQUIPMENT | 43 | R1.5 | -5
COMPANY 105 | 353 | STATION EQUIPMENT | 43 | R1.5 | -5
COMPANY 105 | 353 | STATION EQUIPMENT | 47 | S1 | -10
COMPANY 105 | 354 | TOWERS AND FIXTURES | 70 | R2 | -25
COMPANY 105 | 354 | TOWERS AND FIXTURES | 75 | R2 | -25
COMPANY 105 | 354 | TOWERS AND FIXTURES | 75 | R2 | -40
COMPANY 105 | 355 | POLES AND FIXTURES | 45 | R2 | -30
COMPANY 105 | 355 | POLES AND FIXTURES | 55 | R2 | -50
COMPANY 105 | 355 | POLES AND FIXTURES - MINT LINE | 50 | SQ | 0
COMPANY 105 | 355 | POLES AND FIXTURES | 60 | R2 | -60
COMPANY 105 | 355 | POLES AND FIXTURES - MINT LINE | 50 | SQ | 0
COMPANY 105 | 356 | OVERHEAD CONDUCTORS AND DEVICES | 48 | R1.5 | -20
COMPANY 105 | 356 | OVERHEAD CONDUCTORS AND DEVICES | 55 | R1.5 | -20
COMPANY 105 | 356 | OVERHEAD CONDUCTORS AND DEVICES - MINT LINE | 50 | SQ | 0
COMPANY 105 | 356 | OVERHEAD CONDUCTORS AND DEVICES | 60 | R2 | -25
COMPANY 105 | 356 | OVERHEAD CONDUCTORS AND DEVICES - MINT LINE | 50 | SQ | 0
COMPANY 105 | 357 | UNDERGROUND CONDUIT | 65 | R3 | 0
COMPANY 105 | 357 | UNDERGROUND CONDUIT | 60 | R4 | 0
COMPANY 105 | 357 | UNDERGROUND CONDUIT | 60 | R4 | 0
COMPANY 105 | 358 | UNDERGROUND CONDUCTORS AND DEVICES | 30 | R3 | 0
COMPANY 105 | 358 | UNDERGROUND CONDUCTORS AND DEVICES | 40 | R3 | -5
COMPANY 105 | 358 | UNDERGROUND CONDUCTORS AND DEVICES | 45 | S1.5 | -5
COMPANY 105 | 361.1 | STRUCTURES AND IMPROVEMENTS - MAJOR | 50 | R2 | -5
COMPANY 105 | 361.1 | STRUCTURES AND IMPROVEMENTS - SERVICE CENTERS | 45 | S1.5 | -15
COMPANY 105 | 361.1 | STRUCTURES AND IMPROVEMENTS - SERVICE CENTERS | 50 | R2.5 | -20
COMPANY 105 | 361.2 | STRUCTURES AND IMPROVEMENTS - MINOR | 45 | R1.5 | -5
COMPANY 105 | 361.2 | STRUCTURES AND IMPROVEMENTS - OTHER STRUCTURES | 50 | R2 | -15
COMPANY 105 | 361.2 | STRUCTURES AND IMPROVEMENTS - OTHER STRUCTURES | 55 | R2.5 | -20
COMPANY 105 | 362 | STATION EQUIPMENT | 50 | R0.5 | -10
COMPANY 105 | 362 | STATION EQUIPMENT | 50 | S1 | -10
COMPANY 105 | 362 | STATION EQUIPMENT | 53 | R2 | -10
COMPANY 105 | 364 | POLES, TOWERS AND FIXTURES | 32 | R1.5 | -15
COMPANY 105 | 364 | POLES, TOWERS AND FIXTURES | 32 | L2.5 | -25
COMPANY 105 | 364 | POLES, TOWERS AND FIXTURES | 37 | R2 | -20
COMPANY 105 | 365 | OVERHEAD CONDUCTORS AND DEVICES | 34 | R1.5 | -15
COMPANY 105 | 365 | OVERHEAD CONDUCTORS AND DEVICES | 35 | R2 | -20
COMPANY 105 | 365 | OVERHEAD CONDUCTORS AND DEVICES | 41 | R2 | -15
COMPANY 105 | 366 | UNDERGROUND CONDUIT - MANHOLES | 60 | R3 | -20
COMPANY 105 | 366 | UNDERGROUND CONDUIT - MANHOLES | 65 | R3 | -30
COMPANY 105 | 366 | UNDERGROUND CONDUIT - MANHOLES | 65 | R4 | -30
COMPANY 105 | 367 | UNDERGROUND CONDUCTORS AND DEVICES | 32 | R2 | -10
COMPANY 105 | 367 | UNDERGROUND CONDUCTORS AND DEVICES | 33 | R2 | -15
COMPANY 105 | 367 | UNDERGROUND CONDUCTORS AND DEVICES | 38 | R2.5 | -20
COMPANY 105 | 368 | LINE TRANSFORMERS | 33 | R2.5 | -15
COMPANY 105 | 368 | LINE TRANSFORMERS | 35 | R2.5 | -25
COMPANY 105 | 368 | LINE TRANSFORMERS | 37 | R2 | -20
COMPANY 105 | 369 | SERVICES | 45 | R3 | -35
COMPANY 105 | 369 | SERVICES | 55 | S2 | -25
COMPANY 105 | 369 | SERVICES | 60 | S2 | -25
COMPANY 105 | 370 | METERS | 28 | R4 | -5
COMPANY 105 | 370 | METERS - STANDARD | 20 | L0.5 | -5
COMPANY 105 | 370 | METERS - STANDARD | 23 | S0 | -5
COMPANY 105 | 370.1 | METERS - AMI / AMR | 15 | S3 | -5
COMPANY 105 | 370.1 | METERS - AMI / AMR | 17 | S3 | -5
COMPANY 105 | 371 | INSTALLATIONS ON CUSTOMERS' PREMISES | 16 | R1 | -15
COMPANY 105 | 371 | INSTALLATIONS ON CUSTOMERS' PREMISES | 21 | R1 | -15
COMPANY 105 | 371 | INSTALLATIONS ON CUSTOMERS' PREMISES | 25 | R1 | -15
COMPANY 105 | 373 | STREET LIGHTING AND SIGNAL SYSTEMS | 29 | R1.5 | -15
COMPANY 105 | 373 | STREET LIGHTING AND SIGNAL SYSTEMS | 33 | R2 | -15
COMPANY 105 | 373 | STREET LIGHTING AND SIGNAL SYSTEMS | 38 | R2 | -15
COMPANY 105 | 390.1 | STRUCTURES AND IMPROVEMENTS - MAJOR | - | SQ | 0
COMPANY 105 | 390.1 | STRUCTURES AND IMPROVEMENTS - ENERGY PLAZA | - | SQ | 0
COMPANY 105 | 390.1 | STRUCTURES AND IMPROVEMENTS - ENERGY PLAZA | 75 | R2.5 | 0
COMPANY 105 | 390.2 | STRUCTURES AND IMPROVEMENTS - MINOR | 33 | S1 | -5
COMPANY 105 | 390.2 | STRUCTURES AND IMPROVEMENTS - OTHER LOCATIONS | 42 | S0.5 | -10
COMPANY 105 | 390.2 | STRUCTURES AND IMPROVEMENTS - OTHER LOCATIONS | 30 | L1.5 | -15
COMPANY 105 | 391 | OFFICE FURNITURE AND EQUIPMENT | 20 | SQ | 0
COMPANY 105 | 391 | OFFICE FURNITURE AND EQUIPMENT | 20 | SQ | 0
COMPANY 105 | 391.2 | COMPUTER EQUIPMENT | 6 | SQ | 0
COMPANY 105 | 391.2 | COMPUTER EQUIPMENT | 6 | SQ | 0
COMPANY 105 | 391.4 | COMPUTERS AND SOFTWARE | 6 | R4 | 0
COMPANY 105 | 392 | TRANSPORTATION EQUIPMENT | 13 | R2 | 15
COMPANY 105 | 392 | TRANSPORTATION EQUIPMENT | 12 | R2.5 | 15
COMPANY 105 | 392 | TRANSPORTATION EQUIPMENT | 12 | L2.5 | 15
COMPANY 105 | 393 | STORES EQUIPMENT | 25 | SQ | 0
COMPANY 105 | 393 | STORES EQUIPMENT | 25 | SQ | 0
COMPANY 105 | 394 | TOOLS, SHOP AND GARAGE EQUIPMENT | 20 | SQ | 0
COMPANY 105 | 394 | TOOLS, SHOP AND GARAGE EQUIPMENT | 20 | SQ | 0
COMPANY 105 | 395 | LABORATORY EQUIPMENT | 10 | SQ | 0
COMPANY 105 | 395 | LABORATORY EQUIPMENT | 10 | SQ | 0
COMPANY 105 | 396 | POWER OPERATED EQUIPMENT | 18 | L0.5 | 35
COMPANY 105 | 396 | POWER OPERATED EQUIPMENT | 16 | L0.5 | 40
COMPANY 105 | 396 | POWER OPERATED EQUIPMENT | 14 | L0.5 | 40
COMPANY 105 | 397 | COMMUNICATION EQUIPMENT | 20 | R1.5 | 0
COMPANY 105 | 397 | COMMUNICATION EQUIPMENT | 15 | SQ | 0
COMPANY 105 | 397 | COMMUNICATION EQUIPMENT | 15 | SQ | 0
COMPANY 106 | 350 | LAND AND LAND RIGHTS - RIGHTS | 65 | h3.00 | 0
COMPANY 106 | 350 | LAND AND LAND RIGHTS - EASEMENTS | 70 | S3 | 0
COMPANY 106 | 350 | LAND AND LAND RIGHTS - EASEMENTS | 70 | R3 | 0
COMPANY 106 | 350 | LAND AND LAND RIGHTS - EASEMENTS | 70 | R3 | 0
COMPANY 106 | 352 | STRUCTURES AND IMPROVEMENTS | 60 | h2.50 | -15
COMPANY 106 | 352 | STRUCTURES AND IMPROVEMENTS | 60 | R2 | -15
COMPANY 106 | 352 | STRUCTURES AND IMPROVEMENTS | 65 | R1.5 | -15
COMPANY 106 | 352 | STRUCTURES AND IMPROVEMENTS | 65 | R1.5 | -10
COMPANY 106 | 353 | STATION EQUIPMENT | 45 | h1.75 | -15
COMPANY 106 | 353 | STATION EQUIPMENT | 45 | S0.5 | -15
COMPANY 106 | 353 | STATION EQUIPMENT | 45 | R1 | -20
COMPANY 106 | 353 | STATION EQUIPMENT | 45 | R1 | -20
COMPANY 106 | 354 | TOWERS AND FIXTURES | 70 | h4.00 | -20
COMPANY 106 | 354 | TOWERS AND FIXTURES | 70 | R4 | -30
COMPANY 106 | 354 | TOWERS AND FIXTURES | 70 | R4 | -30
COMPANY 106 | 354 | TOWERS AND FIXTURES | 70 | R3 | -30
COMPANY 106 | 355 | POLES AND FIXTURES | 53 | h3.00 | -50
COMPANY 106 | 355 | POLES AND FIXTURES | 55 | R3 | -50
COMPANY 106 | 355 | POLES AND FIXTURES | 60 | R3 | -50
COMPANY 106 | 355 | POLES AND FIXTURES - WOOD | 60 | R3 | -50
COMPANY 106 | 355.1 | POLES AND FIXTURES - STEEL | 60 | R3 | -50
COMPANY 106 | 356 | OVERHEAD CONDUCTORS AND DEVICES | 62 | h2.50 | -20
COMPANY 106 | 356 | OVERHEAD CONDUCTORS AND DEVICES | 65 | R1.5 | -20
COMPANY 106 | 356 | OVERHEAD CONDUCTORS AND DEVICES | 65 | R1.5 | -20
COMPANY 106 | 356 | OVERHEAD CONDUCTORS AND DEVICES | 65 | R2 | -20
COMPANY 106 | 356.1 | OVERHEAD CONDUCTORS AND DEVICES - CLEARING | 65 | R1.5 | 0
COMPANY 106 | 356.1 | OVERHEAD CONDUCTORS AND DEVICES - CLEARING | 65 | R1.5 | 0
COMPANY 106 | 356.1 | OVERHEAD CONDUCTORS AND DEVICES - CLEARING | 65 | R2 | 0
COMPANY 106 | 357 | UNDERGROUND CONDUIT | 35 | h2.50 | 0
COMPANY 106 | 357 | UNDERGROUND CONDUIT | 45 | R3 | 0
COMPANY 106 | 357 | UNDERGROUND CONDUIT | 45 | R3 | 0
COMPANY 106 | 357 | UNDERGROUND CONDUIT | 45 | R3 | 0
COMPANY 106 | 358 | UNDERGROUND CONDUCTORS AND DEVICES | 33 | h3.50 | -5
COMPANY 106 | 358 | UNDERGROUND CONDUCTORS AND DEVICES | 35 | S3 | -5
COMPANY 106 | 358 | UNDERGROUND CONDUCTORS AND DEVICES | 35 | S3 | -5
COMPANY 106 | 358 | UNDERGROUND CONDUCTORS AND DEVICES | 35 | S3 | -5
COMPANY 106 | 359 | ROADS AND TRAILS | 65 | h3.00 | 0
COMPANY 106 | 359 | ROADS AND TRAILS | 65 | R4 | 0
COMPANY 106 | 359 | ROADS AND TRAILS | 70 | R4 | 0
COMPANY 106 | 359 | ROADS AND TRAILS | 70 | R4 | 0
COMPANY 106 | 360 | LAND AND LAND RIGHTS - RIGHTS | 65 | h3.00 | 0
COMPANY 106 | 360 | LAND AND LAND RIGHTS - EASEMENTS | 70 | S3 | 0
COMPANY 106 | 360 | LAND AND LAND RIGHTS - EASEMENTS | 70 | S3 | 0
COMPANY 106 | 360 | LAND AND LAND RIGHTS - EASEMENTS | 70 | S3 | 0
COMPANY 106 | 361 | STRUCTURES AND IMPROVEMENTS | 55 | h2.75 | -15
COMPANY 106 | 361 | STRUCTURES AND IMPROVEMENTS | 55 | R3 | -15
COMPANY 106 | 361 | STRUCTURES AND IMPROVEMENTS | 55 | R3 | -15
COMPANY 106 | 361 | STRUCTURES AND IMPROVEMENTS | 60 | R2.5 | -25
COMPANY 106 | 362 | STATION EQUIPMENT | 45 | h1.75 | -10
COMPANY 106 | 362 | STATION EQUIPMENT | 45 | S0.5 | -15
COMPANY 106 | 362 | STATION EQUIPMENT | 50 | S0 | -15
COMPANY 106 | 362 | STATION EQUIPMENT | 50 | S0 | -15
COMPANY 106 | 363 | ENERGY STORAGE EQUIPMENT | 15 | S2.5 | 0
COMPANY 106 | 364 | POLES, TOWERS AND FIXTURES | 55 | h1.50 | -110
COMPANY 106 | 364 | POLES, TOWERS AND FIXTURES | 55 | R1 | -100
COMPANY 106 | 364 | POLES, TOWERS AND FIXTURES | 55 | R0.5 | -100
COMPANY 106 | 364 | POLES, TOWERS AND FIXTURES | 55 | R1 | -110
COMPANY 106 | 365 | OVERHEAD CONDUCTORS AND DEVICES | 65 | h1.75 | -100
COMPANY 106 | 365 | OVERHEAD CONDUCTORS AND DEVICES | 65 | R1.5 | -100
COMPANY 106 | 365 | OVERHEAD CONDUCTORS AND DEVICES | 65 | R1.5 | -100
COMPANY 106 | 365 | OVERHEAD CONDUCTORS AND DEVICES | 65 | R1.5 | -90
COMPANY 106 | 365.1 | OVERHEAD CONDUCTORS AND DEVICES - CAPACITORS | 30 | h1.50 | -40
COMPANY 106 | 365.1 | OVERHEAD CONDUCTORS AND DEVICES - CAPACITORS | 30 | R1 | -40
COMPANY 106 | 365.1 | OVERHEAD CONDUCTORS AND DEVICES - CAPACITORS | 30 | R1 | -40
COMPANY 106 | 365.1 | OVERHEAD CONDUCTORS AND DEVICES - CAPACITORS | 30 | R1 | -35
COMPANY 106 | 366 | UNDERGROUND CONDUIT | 75 | h3.00 | -50
COMPANY 106 | 366 | UNDERGROUND CONDUIT | 75 | R3 | -50
COMPANY 106 | 366 | UNDERGROUND CONDUIT | 75 | R3 | -50
COMPANY 106 | 366 | UNDERGROUND CONDUIT | 75 | R3 | -50
COMPANY 106 | 367 | UNDERGROUND CONDUCTORS AND DEVICES | 65 | h3.00 | -50
COMPANY 106 | 367 | UNDERGROUND CONDUCTORS AND DEVICES | 60 | R4 | -30
COMPANY 106 | 367 | UNDERGROUND CONDUCTORS AND DEVICES | 60 | R4 | -50
COMPANY 106 | 367 | UNDERGROUND CONDUCTORS AND DEVICES | 60 | R4 | -60
COMPANY 106 | 368.1 | LINE TRANSFORMERS - OVERHEAD | 45 | h1.50 | -15
COMPANY 106 | 368.1 | LINE TRANSFORMERS - OVERHEAD | 45 | R0.5 | -15
COMPANY 106 | 368.1 | LINE TRANSFORMERS - OVERHEAD | 50 | R0.5 | -20
COMPANY 106 | 368.1 | LINE TRANSFORMERS - OVERHEAD | 50 | R0.5 | -20
COMPANY 106 | 368.2 | LINE TRANSFORMERS - UNDERGROUND | 45 | h1.50 | -15
COMPANY 106 | 368.2 | LINE TRANSFORMERS - UNDERGROUND | 45 | R0.5 | -15
COMPANY 106 | 368.2 | LINE TRANSFORMERS - UNDERGROUND | 50 | R0.5 | -20
COMPANY 106 | 368.2 | LINE TRANSFORMERS - OVERHEAD INSTALLATIONS | 50 | R0.5 | -20
COMPANY 106 | 368.3 | LINE TRANSFORMERS - UNDERGROUND | 50 | R0.5 | -20
COMPANY 106 | 368.4 | LINE TRANSFORMERS - UNDERGROUND INSTALLATIONS | 50 | R0.5 | -20
COMPANY 106 | 369.1 | SERVICES -OVERHEAD | 60 | h2.50 | -110
COMPANY 106 | 369.1 | SERVICES -OVERHEAD | 65 | R3 | -110
COMPANY 106 | 369.1 | SERVICES -OVERHEAD | 65 | R3 | -110
COMPANY 106 | 369.1 | SERVICES - OVERHEAD | 65 | R3 | -120
COMPANY 106 | 369.2 | SERVICES - UNDERGROUND | 60 | h3.50 | -110
COMPANY 106 | 369.2 | SERVICES - UNDERGROUND | 65 | R3 | -110
COMPANY 106 | 369.2 | SERVICES - UNDERGROUND | 65 | R3 | -110
COMPANY 106 | 369.2 | SERVICES - UNDERGROUND | 65 | R3 | -120
COMPANY 106 | 370 | METERS - ELECTROMECHANICAL | 25 | h1.00 | 0
COMPANY 106 | 370 | METERS - ELECTROMECHANICAL | 25 | L0 | 0
COMPANY 106 | 370.1 | METERS - SOLID STATE | 20 | h1.00 | 0
COMPANY 106 | 370.1 | METERS - SOLID STATE | 20 | S2.5 | 0
COMPANY 106 | 370.1 | METERS - AMI | 20 | S2 | 0
COMPANY 106 | 370.1 | METERS - ELECTROMECHANICAL | 25 | L0 | 0
COMPANY 106 | 370.11 | METERS - SOLID STATE | 20 | S2.5 | 0
COMPANY 106 | 370.12 | METERS - AMI | 20 | S2 | 0
COMPANY 106 | 370.2 | METER INSTALLATIONS - ELECTROMECHANICAL | 25 | L0 | 0
COMPANY 106 | 370.2 | METER INSTALLATIONS - SOLID STATE | 20 | S2.5 | 0
COMPANY 106 | 370.2 | METER INSTALLATIONS - AMI | 20 | S2 | 0
COMPANY 106 | 370.2 | METER INSTALLATIONS - ELECTROMECHANICAL | 25 | L0 | 0
COMPANY 106 | 370.21 | METER INSTALLATIONS - SOLID STATE | 20 | S2.5 | 0
COMPANY 106 | 370.22 | METER INSTALLATIONS - AMI | 20 | S2 | 0
COMPANY 106 | 371 | INSTALLATIONS ON CUSTOMERS' PREMISES | 40 | h2.50 | 0
COMPANY 106 | 371 | INSTALLATIONS ON CUSTOMERS' PREMISES | 35 | R0.5 | 0
COMPANY 106 | 371 | INSTALLATIONS ON CUSTOMERS' PREMISES | 45 | R0.5 | 0
COMPANY 106 | 371 | INSTALLATIONS ON CUSTOMERS' PREMISES | 45 | R1 | 0
COMPANY 106 | 373.1 | STREET LIGHTING AND SIGNAL SYSTEMS - OVERHEAD | 40 | h1.00 | -60
COMPANY 106 | 373.1 | STREET LIGHTING AND SIGNAL SYSTEMS - OVERHEAD | 40 | R0.5 | -50
COMPANY 106 | 373.1 | STREET LIGHTING AND SIGNAL SYSTEMS - OVERHEAD | 45 | R0.5 | -40
COMPANY 106 | 373.1 | STREET LIGHTING AND SIGNAL SYSTEMS - OVERHEAD | 40 | R0.5 | -35
COMPANY 106 | 373.2 | STREET LIGHTING AND SIGNAL SYSTEMS - UNDERGROUND | 40 | h1.00 | -60
COMPANY 106 | 373.2 | STREET LIGHTING AND SIGNAL SYSTEMS - UNDERGROUND | 40 | R0.5 | -50
COMPANY 106 | 373.2 | STREET LIGHTING AND SIGNAL SYSTEMS - UNDERGROUND | 45 | R0.5 | -40
COMPANY 106 | 373.2 | STREET LIGHTING AND SIGNAL SYSTEMS - UNDERGROUND | 40 | R0.5 | -35
COMPANY 106 | 389 | LAND AND LAND RIGHTS - EASEMENTS | 50 | R3 | 0
COMPANY 106 | 389 | LAND AND LAND RIGHTS - EASEMENTS | 50 | R3 | 0
COMPANY 106 | 390 | STRUCTURES AND IMPROVEMENTS | 45 | h1.75 | -20
COMPANY 106 | 390 | STRUCTURES AND IMPROVEMENTS | 45 | S0 | -30
COMPANY 106 | 390 | STRUCTURES AND IMPROVEMENTS | 45 | S0 | -30
COMPANY 106 | 390 | STRUCTURES AND IMPROVEMENTS | 50 | S0 | -30
COMPANY 106 | 391.1 | OFFICE FURNITURE | 20 | SQ | 0
COMPANY 106 | 391.3 | ELECTRONIC DATA PROCESSING | 5 | SQ | 0
COMPANY 106 | 392.1 | PASSENGER CARS AND VANS | 8 | h2.50 | 10
COMPANY 106 | 392.1 | PASSENGER CARS AND VANS | 9 | S1.5 | 10
COMPANY 106 | 392.1 | PASSENGER CARS | 12 | S2.5 | 10
COMPANY 106 | 392.1 | TRANSPORTATION EQUIPMENT - PASSENGER CARS | 12 | S2.5 | 10
COMPANY 106 | 392.2 | LIGHT TRUCKS | 8 | h2.50 | 10
COMPANY 106 | 392.2 | LIGHT TRUCKS | 9 | S1.5 | 10
COMPANY 106 | 392.2 | LIGHT TRUCKS | 10 | S1 | 10
COMPANY 106 | 392.2 | TRANSPORTATION EQUIPMENT - LIGHT TRUCKS | 10 | S1 | 10
COMPANY 106 | 392.3 | TRANSPORTATION EQUIPMENT - HEAVY TRUCKS | 14 | L3 | 5
COMPANY 106 | 392.4 | HEAVY TRUCKS | 12 | h4.00 | 5
COMPANY 106 | 392.4 | HEAVY TRUCKS | 12 | S3 | 5
COMPANY 106 | 392.4 | HEAVY TRUCKS | 14 | L3 | 5
COMPANY 106 | 392.4 | TRANSPORTATION EQUIPMENT - TRAILERS AND MOUNTED EQUIPMENT | 14 | L3 | 5
COMPANY 106 | 392.5 | TRAILERS | 12 | h4.00 | 5
COMPANY 106 | 392.5 | TRAILERS | 12 | S3 | 5
COMPANY 106 | 392.5 | TRAILERS AND TRUCK MOUNTED EQUIPMENT | 14 | L3 | 5
COMPANY 106 | 393 | STORES EQUIPMENT | 20 | SQ | 0
COMPANY 106 | 394 | TOOLS, SHOP AND GARAGE EQUIPMENT | 20 | SQ | 0
COMPANY 106 | 395 | LABORATORY EQUIPMENT | 20 | SQ | 0
COMPANY 106 | 396 | POWER OPERATED EQUIPMENT | 18 | h3.50 | 15
COMPANY 106 | 396 | POWER OPERATED EQUIPMENT | 18 | R3 | 15
COMPANY 106 | 396 | POWER OPERATED EQUIPMENT | 18 | R3 | 15
COMPANY 106 | 396 | POWER OPERATED EQUIPMENT | 18 | R3 | 15
COMPANY 106 | 396.1 | POWER OPERATED EQUIPMENT - NON FLEET | 18 | R3 | 15
COMPANY 106 | 397 | COMMUNICATION EQUIPMENT | 15 | SQ | 0
COMPANY 106 | 398 | MISCELLANEOUS EQUIPMENT | 20 | SQ | 0
COMPANY 107 | 362 | STATION EQUIPMENT | 20 | S3 | -5
COMPANY 107 | 364 | POLES, TOWERS AND FIXTURES | 42 | R0.5 | -95
COMPANY 107 | 364 | POLES, TOWERS AND FIXTURES | 46 | R0.5 | -105
COMPANY 107 | 365 | OVERHEAD CONDUCTORS AND DEVICES | 35 | L2 | -65
COMPANY 107 | 365 | OVERHEAD CONDUCTORS AND DEVICES | 46 | S0.5 | -95
COMPANY 107 | 367 | UNDERGROUND CONDUCTORS AND DEVICES | 30 | R2.5 | -10
COMPANY 107 | 367 | UNDERGROUND CONDUCTORS AND DEVICES | 40 | R2.5 | -30
COMPANY 107 | 368 | LINE TRANSFORMERS | 39 | R1.5 | 0
COMPANY 107 | 368 | LINE TRANSFORMERS | 42 | R1.5 | -15
COMPANY 107 | 369 | SERVICES | 40 | R1 | -80
COMPANY 107 | 369 | SERVICES | 50 | R1.5 | -95
COMPANY 107 | 370 | METERS | 32 | R3 | 0
COMPANY 107 | 370 | METERS | 33 | R3 | -10
COMPANY 107 | 370.1 | METERS - AMI | 15 | S3 | -10
COMPANY 107 | 370.1 | METERS - AMI - RF METERS | 15 | S3 | -10
COMPANY 107 | 370.1 | METERS - AMI COMMUNICATION DEVICES | 15 | S3 | -10
COMPANY 107 | 370.1 | METERS - AMI COMPUTER SOFTWARE | 10 | S4 | 0
COMPANY 107 | 371 | INSTALLATIONS ON CUSTOMERS' PREMISES | 30 | R1 | -35
COMPANY 107 | 371 | INSTALLATIONS ON CUSTOMERS' PREMISES | 34 | R1 | -40
COMPANY 107 | 373 | STREET LIGHTING AND SIGNAL SYSTEMS | 30 | R1 | -35
COMPANY 107 | 373 | STREET LIGHTING AND SIGNAL SYSTEMS | 34 | R1 | -40
COMPANY 108 | 302 | FRANCHISES AND CONSENTS | 40 | SQ | 0
COMPANY 108 | 302 | FRANCHISES AND CONSENTS | - | SQ | 0
COMPANY 108 | 302 | FRANCHISES AND CONSENTS | - | SQ | 0
COMPANY 108 | 303 | MISCELLANEOUS INTANGIBLE PLANT | 5 | SQ | 0
COMPANY 108 | 303 | MISCELLANEOUS INTANGIBLE PLANT - COMPUTER SOFTWARE | 5 | SQ | 0
COMPANY 108 | 303 | COMPUTER SOFTWARE | 5 | SQ | 0
COMPANY 108 | 310 | LAND AND LAND RIGHTS - RIGHTS | - | SQ | 0
COMPANY 108 | 310 | LAND AND LAND RIGHTS - LAND RIGHTS | - | SQ | 0
COMPANY 108 | 310 | LAND RIGHTS | - | SQ | 0
COMPANY 108 | 311 | STRUCTURES AND IMPROVEMENTS | 75 | R1 | 0
COMPANY 108 | 311 | STRUCTURES AND IMPROVEMENTS | 75 | R1 | 0
COMPANY 108 | 311 | STRUCTURES AND IMPROVEMENTS | 75 | R1 | 0
COMPANY 108 | 312 | BOILER PLANT EQUIPMENT | 50 | R1 | 0
COMPANY 108 | 312 | BOILER PLANT EQUIPMENT | 50 | R1 | 0
COMPANY 108 | 312 | BOILER PLANT EQUIPMENT | 50 | R1 | 0
COMPANY 108 | 312.2 | POLLUTION CONTROL EQUIPMENT | 50 | R1 | 0
COMPANY 108 | 312.2 | BOILER PLANT EQUIPMENT - POLLUTION CONTROL EQUIPMENT | 50 | R1 | 0
COMPANY 108 | 312.2 | BOILER PLANT EQUIPMENT - POLLUTION CONTROL | 50 | R1 | 0
COMPANY 108 | 314 | TURBOGENERATOR UNITS | 40 | R2.5 | 0
COMPANY 108 | 314 | TURBOGENERATOR UNITS | 40 | R2.5 | 0
COMPANY 108 | 314 | TURBOGENERATOR UNITS | 40 | R2.5 | 0
COMPANY 108 | 315 | ACCESSORY ELECTRIC EQUIPMENT | 45 | R2.5 | 0
COMPANY 108 | 315 | ACCESSORY ELECTRIC EQUIPMENT | 45 | R2.5 | 0
COMPANY 108 | 315 | ACCESSORY ELECTRIC EQUIPMENT | 45 | R2.5 | 0
COMPANY 108 | 316 | MISCELLANEOUS POWER PLANT EQUIPMENT | 40 | S0.5 | 0
COMPANY 108 | 316 | MISCELLANEOUS POWER PLANT EQUIPMENT | 40 | S0.5 | 0
COMPANY 108 | 316 | MISCELLANEOUS POWER PLANT EQUIPMENT | 40 | S0.5 | 0
COMPANY 108 | 321 | STRUCTURES AND IMPROVEMENTS | 100 | R1 | -1
COMPANY 108 | 322 | REACTOR PLANT EQUIPMENT | 65 | S1 | -1
COMPANY 108 | 323 | TURBOGENERATOR UNITS | 50 | S2 | -1
COMPANY 108 | 324 | ACCESSORY ELECTRIC EQUIPMENT | 75 | R1.5 | 0
COMPANY 108 | 325 | MISCELLANEOUS POWER PLANT EQUIPMENT | 50 | S1 | -1
COMPANY 108 | 330 | LAND AND LAND RIGHTS - RIGHTS | - | SQ | 0
COMPANY 108 | 330 | LAND AND LAND RIGHTS - RIGHTS | - | SQ | 0
COMPANY 108 | 330 | LAND RIGHTS | - | SQ | 0
COMPANY 108 | 331 | STRUCTURES AND IMPROVEMENTS | 80 | R2 | -2
COMPANY 108 | 331 | STRUCTURES AND IMPROVEMENTS | 80 | R2 | -6
COMPANY 108 | 331 | STRUCTURES AND IMPROVEMENTS | 80 | R2 | -22
COMPANY 108 | 332 | RESERVOIRS, DAMS AND WATERWAYS | 120 | R2.5 | -3
COMPANY 108 | 332 | RESERVOIRS, DAMS AND WATERWAYS | 120 | R2.5 | -3
COMPANY 108 | 332 | RESERVOIRS, DAMS AND WATERWAYS | 120 | R2.5 | -8
COMPANY 108 | 333 | WATER WHEELS, TURBINES AND GENERATORS | 80 | R1 | -3
COMPANY 108 | 333 | WATER WHEELS, TURBINES AND GENERATORS | 70 | S0 | -4
COMPANY 108 | 333 | WATERWHEELS, TURBINES AND GENERATORS | 65 | S0 | -9
COMPANY 108 | 334 | ACCESSORY ELECTRIC EQUIPMENT | 65 | R1.5 | -6
COMPANY 108 | 334 | ACCESSORY ELECTRIC EQUIPMENT | 65 | S0.5 | -6
COMPANY 108 | 334 | ACCESSORY ELECTRIC EQUIPMENT | 55 | R1 | -16
COMPANY 108 | 335 | MISCELLANEOUS POWER PLANT EQUIPMENT | 60 | S0.5 | -9
COMPANY 108 | 335 | MISCELLANEOUS POWER PLANT EQUIPMENT | 55 | S0 | -10
COMPANY 108 | 335 | MISCELLANEOUS POWER PLANT EQUIPMENT | 50 | S0 | -17
COMPANY 108 | 336 | ROADS, RAILROADS AND BRIDGES | 80 | S1.5 | -2
COMPANY 108 | 336 | ROADS, RAILROADS AND BRIDGES | 80 | S1 | -3
COMPANY 108 | 336 | ROADS, RAILROADS AND BRIDGES | 80 | S1 | -5
COMPANY 108 | 340 | LAND AND LAND RIGHTS - RIGHTS | - | SQ | 0
COMPANY 108 | 340 | LAND AND LAND RIGHTS - LAND RIGHTS | - | SQ | 0
COMPANY 108 | 340 | LAND RIGHTS | - | SQ | 0
COMPANY 108 | 341 | STRUCTURES AND IMPROVEMENTS | 75 | R1 | 0
COMPANY 108 | 341 | STRUCTURES AND IMPROVEMENTS | 75 | R1 | 0
COMPANY 108 | 341 | STRUCTURES AND IMPROVEMENTS | 75 | R1 | 0
COMPANY 108 | 341.01 | STRUCTURES AND IMPROVEMENTS - SOLAR | - | SQ | 0
COMPANY 108 | 341.01 | STRUCTURES AND IMPROVEMENTS - SOLAR | - | SQ | 0
COMPANY 108 | 342 | FUEL HOLDERS, PRODUCERS AND ACCESSORIES | 50 | R1 | 0
COMPANY 108 | 342 | FUEL HOLDERS, PRODUCERS AND ACCESSORIES | 50 | R1 | 0
COMPANY 108 | 342 | FUEL HOLDERS, PRODUCERS AND ACCESSORIES | 50 | R1 | 0
COMPANY 108 | 343 | PRIME MOVERS | 40 | R2.5 | 0
COMPANY 108 | 343 | PRIME MOVERS | 40 | R2.5 | 0
COMPANY 108 | 343 | PRIME MOVERS | 40 | R2.5 | 0
COMPANY 108 | 344 | GENERATORS | 40 | R2.5 | 0
COMPANY 108 | 344 | GENERATORS | 40 | R2.5 | 0
COMPANY 108 | 344 | GENERATORS | 40 | R2.5 | 0
COMPANY 108 | 344.01 | GENERATORS - SOLAR | - | SQ | 0
COMPANY 108 | 344.01 | GENERATORS - SOLAR | - | SQ | 0
COMPANY 108 | 344.03 | GENERATORS - FUEL CELL | - | SQ | 0
COMPANY 108 | 344.03 | GENERATORS - FUEL CELL | - | SQ | 0
COMPANY 108 | 345 | ACCESSORY ELECTRIC EQUIPMENT | 45 | R2.5 | 0
COMPANY 108 | 345 | ACCESSORY ELECTRIC EQUIPMENT | 45 | R2.5 | 0
COMPANY 108 | 345 | ACCESSORY ELECTRIC EQUIPMENT | 45 | R2.5 | 0
COMPANY 108 | 345.01 | ACCESSORY ELECTRIC EQUIPMENT - SOLAR INVERTERS | 10 | S2.5 | 0
COMPANY 108 | 345.01 | ACCESSORY ELECTRIC EQUIPMENT - SOLAR | - | SQ | 0
COMPANY 108 | 345.01 | ACCESSORY ELECTRIC EQUIPMENT - INVERTERS - SOLAR | 10 | S2.5 | 0
COMPANY 108 | 345.01 | ACCESSORY ELECTRIC EQUIPMENT - SOLAR | - | SQ | 0
COMPANY 108 | 346 | MISCELLANEOUS POWER PLANT EQUIPMENT | 40 | S0.5 | 0
COMPANY 108 | 346 | MISCELLANEOUS POWER PLANT EQUIPMENT | 40 | S0.5 | 0
COMPANY 108 | 346 | MISCELLANEOUS POWER PLANT EQUIPMENT | 40 | S0.5 | 0
COMPANY 108 | 346.01 | MISCELLANEOUS POWER PLANT EQUIPMENT - SOLAR | - | SQ | 0
COMPANY 108 | 346.01 | MISCELLANEOUS POWER PLANT EQUIPMENT - SOLAR | - | SQ | 0
COMPANY 108 | 350 | LAND AND LAND RIGHTS - RIGHTS | 75 | SQ | 0
COMPANY 108 | 350 | LAND AND LAND RIGHTS - LAND RIGHTS | 75 | SQ | 0
COMPANY 108 | 350 | LAND RIGHTS | 75 | SQ | 0
COMPANY 108 | 352 | STRUCTURES AND IMPROVEMENTS | 65 | R3 | -20
COMPANY 108 | 352 | STRUCTURES AND IMPROVEMENTS - NUCLEAR | 65 | R3 | -20
COMPANY 108 | 352 | STRUCTURES AND IMPROVEMENTS | 70 | R3 | -20
COMPANY 108 | 352 | STRUCTURES AND IMPROVEMENTS | 70 | R3 | -20
COMPANY 108 | 352.2 | STRUCTURES AND IMPROVEMENTS - EQUIPMENT | 70 | R3 | -20
COMPANY 108 | 353 | STATION EQUIPMENT | 45 | R2 | -60
COMPANY 108 | 353 | STATION EQUIPMENT | 46 | R2 | -60
COMPANY 108 | 353 | STATION EQUIPMENT | 47 | R2 | -60
COMPANY 108 | 353.1 | STATION EQUIPMENT - STEP UP TRANFORMERS | 55 | R1.5 | -5
COMPANY 108 | 353.1 | STATION EQUIPMENT - STEP UP TRANFORMERS | 55 | R1.5 | -5
COMPANY 108 | 353.1 | STATION EQUIPMENT - STEP UP TRANFORMERS (COMBINED CYCLE) | 55 | R1.5 | -5
COMPANY 108 | 353.1 | STATION EQUIPMENT - STEP UP TRANSFORMERS | 55 | R2 | -5
COMPANY 108 | 353.1 | STATION EQUIPMENT - STEP UP TRANSFORMERS (COMBINED CYCLE) | 55 | R2 | -5
COMPANY 108 | 353.99 | STATION EQUIPMENT - NUCLEAR | 45 | R2 | -60
COMPANY 108 | 354 | TOWERS AND FIXTURES | 75 | R4 | -100
COMPANY 108 | 354 | TOWERS AND FIXTURES | 75 | R4 | -100
COMPANY 108 | 354 | TOWERS AND FIXTURES (COMBINED CYCLE) | 75 | R4 | -100
COMPANY 108 | 354 | TOWERS AND FIXTURES | 75 | R4 | -100
COMPANY 108 | 354 | TOWERS AND FIXTURES (COMBINED CYCLE) | 75 | R4 | -100
COMPANY 108 | 355 | POLES AND FIXTURES | 52 | R2.5 | -80
COMPANY 108 | 355 | POLES AND FIXTURES | 54 | R1.5 | -80
COMPANY 108 | 355 | POLES AND FIXTURES | 56 | R1.5 | -80
COMPANY 108 | 356 | OVERHEAD CONDUCTORS AND DEVICES | 65 | R2 | -100
COMPANY 108 | 356 | OVERHEAD CONDUCTORS AND DEVICES | 65 | R2 | -110
COMPANY 108 | 356 | OVERHEAD CONDUCTORS AND DEVICES (COMBINED CYCLE) | 65 | R2 | -110
COMPANY 108 | 356 | OVERHEAD CONDUCTORS AND DEVICES | 65 | R1.5 | -110
COMPANY 108 | 356 | OVERHEAD CONDUCTORS AND DEVICES (COMBINED CYCLE) | 65 | R1.5 | -110
COMPANY 108 | 357 | UNDERGROUND CONDUIT | 65 | R4 | 0
COMPANY 108 | 357 | UNDERGROUND CONDUIT | 65 | R4 | 0
COMPANY 108 | 357 | UNDERGROUND CONDUIT | 65 | R4 | 0
COMPANY 108 | 358 | UNDERGROUND CONDUCTORS AND DEVICES | 55 | R3 | -10
COMPANY 108 | 358 | UNDERGROUND CONDUCTORS AND DEVICES | 55 | R3 | -10
COMPANY 108 | 358 | UNDERGROUND CONDUCTORS AND DEVICES | 55 | R3 | -10
COMPANY 108 | 359 | ROADS AND TRAILS | 60 | R1.5 | -10
COMPANY 108 | 359 | ROADS AND TRAILS | 60 | R1.5 | -10
COMPANY 108 | 359 | ROADS AND TRAILS | 60 | R1.5 | -10
COMPANY 108 | 360 | LAND AND LAND RIGHTS - RIGHTS | 60 | SQ | 0
COMPANY 108 | 360 | LAND AND LAND RIGHTS - LAND RIGHTS | 60 | SQ | 0
COMPANY 108 | 360 | LAND RIGHTS | 60 | SQ | 0
COMPANY 108 | 361 | STRUCTURES AND IMPROVEMENTS | 65 | R3 | -20
COMPANY 108 | 361 | STRUCTURES AND IMPROVEMENTS | 70 | R3 | -20
COMPANY 108 | 361 | STRUCTURES AND IMPROVEMENTS | 70 | R3 | -20
COMPANY 108 | 361.2 | STRUCTURES AND IMPROVEMENTS - EQUIPMENT | 70 | R3 | -20
COMPANY 108 | 362 | STATION EQUIPMENT | 46 | R1.5 | -50
COMPANY 108 | 362 | STATION EQUIPMENT | 46 | R1.5 | -60
COMPANY 108 | 362 | STATION EQUIPMENT | 50 | R1 | -60
COMPANY 108 | 363 | ENERGY STORAGE EQUIPMENT | 15 | S3 | 0
COMPANY 108 | 363 | STORAGE BATTERY EQUIPMENT | 20 | R2 | 0
COMPANY 108 | 363 | ENERGY STORAGE | 15 | S3 | 0
COMPANY 108 | 363 | ENERGY STORAGE EQUIPMENT | 15 | S3 | -5
COMPANY 108 | 364 | POLES, TOWERS AND FIXTURES | 44 | R1.5 | -175
COMPANY 108 | 364 | POLES, TOWERS AND FIXTURES | 44 | R2 | -175
COMPANY 108 | 364 | POLES, TOWERS AND FIXTURES | 44 | R2 | -175
COMPANY 108 | 365 | OVERHEAD CONDUCTORS AND DEVICES | 46 | R2 | -125
COMPANY 108 | 365 | OVERHEAD CONDUCTORS AND DEVICES | 46 | R2 | -100
COMPANY 108 | 365 | OVERHEAD CONDUCTORS AND DEVICES | 44 | R1.5 | -75
COMPANY 108 | 366 | UNDERGROUND CONDUIT | 62 | R4 | -50
COMPANY 108 | 366 | UNDERGROUND CONDUIT | 65 | R4 | -50
COMPANY 108 | 366 | UNDERGROUND CONDUIT | 70 | R4 | -50
COMPANY 108 | 367 | UNDERGROUND CONDUCTORS AND DEVICES | 47 | R3 | -75
COMPANY 108 | 367 | UNDERGROUND CONDUCTORS AND DEVICES | 50 | R3 | -80
COMPANY 108 | 367 | UNDERGROUND CONDUCTORS AND DEVICES | 52 | R3 | -80
COMPANY 108 | 368.1 | LINE TRANSFORMERS - OVERHEAD | 32 | R2.5 | -40
COMPANY 108 | 368.1 | LINE TRANSFORMERS - OVERHEAD | 32 | R2.5 | -40
COMPANY 108 | 368.1 | LINE TRANSFORMERS - OVERHEAD | 32 | R2.5 | -45
COMPANY 108 | 368.2 | LINE TRANSFORMERS - UNDERGROUND | 31 | R3 | -20
COMPANY 108 | 368.2 | LINE TRANSFORMERS - UNDERGROUND | 33 | R2.5 | -25
COMPANY 108 | 368.2 | LINE TRANSFORMERS - UNDERGROUND | 34 | R2.5 | -35
COMPANY 108 | 369.1 | SERVICES -OVERHEAD | 52 | R2.5 | -125
COMPANY 108 | 369.1 | SERVICES -OVERHEAD | 55 | R2.5 | -125
COMPANY 108 | 369.1 | SERVICES - OVERHEAD | 55 | R2.5 | -125
COMPANY 108 | 369.2 | SERVICES - UNDERGROUND | 45 | R4 | -45
COMPANY 108 | 369.2 | SERVICES - UNDERGROUND | 50 | R4 | -45
COMPANY 108 | 369.2 | SERVICES - UNDERGROUND | 50 | R4 | -45
COMPANY 108 | 370 | METERS | 20 | R1.5 | -20
COMPANY 108 | 370 | METERS | 20 | R2 | -20
COMPANY 108 | 370 | METERS | 15 | R3 | -25
COMPANY 108 | 371 | INSTALLATIONS ON CUSTOMERS' PREMISES | 40 | S1 | 0
COMPANY 108 | 371 | INSTALLATIONS ON CUSTOMERS' PREMISES | 40 | S1 | 0
COMPANY 108 | 371 | INSTALLATIONS ON CUSTOMERS' PREMISES | 40 | S1 | 0
COMPANY 108 | 371.3 | EV CHARGING STATIONS - METERS | 10 | S1 | 0
COMPANY 108 | 371.3 | EV CHARGING STATIONS | 44 | R4 | -45
COMPANY 108 | 371.3 | ELECTRIC VEHICLE CHARGING STATIONS | 10 | S1 | 0
COMPANY 108 | 372 | LEASED PROPERTY ON CUSTOMERS' PREMISES | 25 | L1 | 0
COMPANY 108 | 372 | LEASED PROPERTY ON CUSTOMERS' PREMISES | 25 | L1 | 0
COMPANY 108 | 372 | EVC INFRASTRUCTURE ON CUSTOMERS' PREMISES | 40 | R3 | -45
COMPANY 108 | 372 | LEASED PROPERTY ON CUSTOMERS' PREMISES | 25 | L1 | 0
COMPANY 108 | 373.1 | STREET LIGHTING AND SIGNAL SYSTEMS - OVERHEAD | 30 | R0.5 | -50
COMPANY 108 | 373.1 | STREET LIGHTING AND SIGNAL SYSTEMS - OVERHEAD | 30 | R1 | -50
COMPANY 108 | 373.1 | STREET LIGHTING AND SIGNAL SYSTEMS - OVERHEAD CONDUCTOR | 30 | R1 | -50
COMPANY 108 | 373.2 | STREET LIGHTING AND SIGNAL SYSTEMS - CONDUIT AND CABLE | 32 | S1.5 | -20
COMPANY 108 | 373.2 | STREET LIGHTING AND SIGNAL SYSTEMS - CONDUIT AND CABLE | 35 | S1.5 | -20
COMPANY 108 | 373.2 | STREET LIGHTING AND SIGNAL SYSTEMS - CONDUIT AND CABLE | 35 | S1.5 | -20
COMPANY 108 | 373.3 | STREET LIGHTING AND SIGNAL SYSTEMS - ELECTROLIERS | 30 | S1.5 | -25
COMPANY 108 | 373.3 | STREET LIGHTING AND SIGNAL SYSTEMS - LAMPS AND EQUIPMENT | 25 | L0 | -20
COMPANY 108 | 373.3 | STREET LIGHTING AND SIGNAL SYSTEMS - ELECTROLIERS | 30 | S1.5 | -25
COMPANY 108 | 373.3 | STREET LIGHTING AND SIGNAL SYSTEMS - LAMPS AND EQUIPMENT | 25 | L0 | -20
COMPANY 108 | 373.3 | STREET LIGHTING AND SIGNAL SYSTEMS - LAMPS AND EQUIPMENT | 25 | L0 | -20
COMPANY 108 | 373.3 | STREET LIGHTING AND SIGNAL SYSTEMS - ELECTROLIERS | 30 | S1.5 | -25
COMPANY 108 | 389 | LAND AND LAND RIGHTS - RIGHTS | 60 | SQ | -
COMPANY 108 | 389 | LAND AND LAND RIGHTS - LAND RIGHTS | 60 | SQ | 0
COMPANY 108 | 389 | LAND RIGHTS | 60 | SQ | 0
COMPANY 108 | 390 | STRUCTURES AND IMPROVEMENTS | 50 | R2 | -10
COMPANY 108 | 390 | STRUCTURES AND IMPROVEMENTS | 50 | R2 | -10
COMPANY 108 | 390 | STRUCTURES AND IMPROVEMENTS | 50 | R1.5 | -10
COMPANY 108 | 391 | OFFICE FURNITURE AND EQUIPMENT | 20 | SQ | 0
COMPANY 108 | 391 | OFFICE FURNITURE AND EQUIPMENT | 20 | SQ | 0
COMPANY 108 | 391 | OFFICE FURNITURE AND EQUIPMENT | 20 | SQ | 0
COMPANY 108 | 391.7 | AMI COMMUNICATION NETWORK | 15 | SQ | 0
COMPANY 108 | 394 | TOOLS, SHOP AND GARAGE EQUIPMENT | 25 | SQ | 0
COMPANY 108 | 394 | TOOLS, SHOP AND GARAGE EQUIPMENT | 25 | SQ | 0
COMPANY 108 | 394 | TOOLS, SHOP AND GARAGE EQUIPMENT | 25 | SQ | 0
COMPANY 108 | 395 | LABORATORY EQUIPMENT | 20 | SQ | 0
COMPANY 108 | 395 | LABORATORY EQUIPMENT | 20 | SQ | 0
COMPANY 108 | 395 | LABORATORY EQUIPMENT | 20 | SQ | 0
COMPANY 108 | 396 | POWER OPERATED EQUIPMENT | 20 | SQ | 0
COMPANY 108 | 396 | POWER OPERATED EQUIPMENT | 20 | SQ | 0
COMPANY 108 | 396 | COMMUNICATION EQUIPMENT | 15 | SQ | 0
COMPANY 108 | 397 | COMMUNICATION EQUIPMENT | 15 | SQ | 0
COMPANY 108 | 397 | COMMUNICATION EQUIPMENT | 15 | SQ | 0
COMPANY 108 | 397.7 | COMMUNICATION EQUIPMENT - AMI NETWORK | 20 | SQ | 0
COMPANY 108 | 397.7 | COMMUNICATION EQUIPMENT - AMI NETWORK | 20 | SQ | 0
COMPANY 108 | 398 | MISCELLANEOUS EQUIPMENT | 20 | SQ | 0
COMPANY 108 | 398 | MISCELLANEOUS EQUIPMENT | 20 | SQ | 0
COMPANY 108 | 398 | MISCELLANEOUS EQUIPMENT | 20 | SQ | 0
COMPANY 109 | 310 | LAND AND LAND RIGHTS - RIGHTS | - | SQ | 0
COMPANY 109 | 310 | LAND RIGHTS | - | SQ | 0
COMPANY 109 | 311 | STRUCTURES AND IMPROVEMENTS | 90 | R2 | (1) - (14)
COMPANY 109 | 311 | STRUCTURES AND IMPROVEMENTS | 110 | S0.5 | (1) - (16)
COMPANY 109 | 312 | BOILER PLANT EQUIPMENT | 60 | L1 | (1) - (13)
COMPANY 109 | 312 | BOILER PLANT EQUIPMENT | 65 | L0.5 | (2) - (15)
COMPANY 109 | 314 | TURBOGENERATOR UNITS | 55 | L1 | (1) - (14)
COMPANY 109 | 314 | TURBOGENERATOR UNITS | 50 | S0 | (2) - (14)
COMPANY 109 | 315 | ACCESSORY ELECTRIC EQUIPMENT | 75 | R2.5 | (1) - (13)
COMPANY 109 | 315 | ACCESSORY ELECTRIC EQUIPMENT | 80 | R2.5 | (2) - (15)
COMPANY 109 | 316 | MISCELLANEOUS POWER PLANT EQUIPMENT | 40 | O1 | (5) - (13)
COMPANY 109 | 316 | MISCELLANEOUS POWER PLANT EQUIPMENT | 45 | L0 | (1) - (12)
COMPANY 109 | 330 | LAND AND LAND RIGHTS - RIGHTS | - | SQ | 0
COMPANY 109 | 330 | LAND AND LAND RIGHTS - RIGHTS | - | SQ | 0
COMPANY 109 | 331 | STRUCTURES AND IMPROVEMENTS | 120 | R1.5 | 0 - (7)
COMPANY 109 | 331 | STRUCTURES AND IMPROVEMENTS | 125 | R1 | 0 - (5)
COMPANY 109 | 332 | RESERVOIRS, DAMS AND WATERWAYS | 120 | R2 | 0 - (10)
COMPANY 109 | 332 | RESERVOIRS, DAMS AND WATERWAYS | 125 | R1.5 | 0 - (7)
COMPANY 109 | 333 | WATER WHEELS, TURBINES AND GENERATORS | 90 | L1.5 | 0 - (17)
COMPANY 109 | 333 | WATER WHEELS, TURBINES AND GENERATORS | 95 | S0 | 0 - (12)
COMPANY 109 | 334 | ACCESSORY ELECTRIC EQUIPMENT | 70 | L0 | 0 - (9)
COMPANY 109 | 334 | ACCESSORY ELECTRIC EQUIPMENT | 70 | L0 | 0 - (6)
COMPANY 109 | 335 | MISCELLANEOUS POWER PLANT EQUIPMENT | 75 | R0.5 | 0 - (6)
COMPANY 109 | 335 | MISCELLANEOUS POWER PLANT EQUIPMENT | 75 | R0.5 | 0 - (5)
COMPANY 109 | 336 | ROADS, RAILROADS AND BRIDGES | 120 | R1.5 | 0 - (6)
COMPANY 109 | 336 | ROADS, RAILROADS AND BRIDGES | 100 | S0.5 | 0 - (12)
COMPANY 109 | 341 | STRUCTURES AND IMPROVEMENTS | 70 | S2.5 | (2) - (5)
COMPANY 109 | 341 | STRUCTURES AND IMPROVEMENTS | 70 | S2.5 | (2) - (4)
COMPANY 109 | 341.02 | STRUCTURES AND IMPROVEMENTS - WIND | 70 | R1 | -1
COMPANY 109 | 341.02 | STRUCTURES AND IMPROVEMENTS - WIND | 65 | R2 | -1
COMPANY 109 | 342 | FUEL HOLDERS, PRODUCERS AND ACCESSORIES | 50 | R2 | (1) - (4)
COMPANY 109 | 342 | FUEL HOLDERS, PRODUCERS AND ACCESSORIES | 50 | R2 | (2) - (3)
COMPANY 109 | 343 | PRIME MOVERS | 40 | R1 | (2) - (5)
COMPANY 109 | 343 | PRIME MOVERS - SIMPLE CYCLE | 40 | S0 | -4
COMPANY 109 | 343.02 | PRIME MOVERS - WIND | 60 | R2.5 | -1
COMPANY 109 | 343.02 | PRIME MOVERS - WIND | 55 | R2.5 | -1
COMPANY 109 | 343.1 | PRIME MOVERS - COMBINED CYCLE | 40 | L0 | (5) - (6)
COMPANY 109 | 344 | GENERATORS | 50 | R2 | (2) - (5)
COMPANY 109 | 344 | GENERATORS | 50 | R2.5 | (3) - (5)
COMPANY 109 | 344.01 | GENERATORS - SOLAR | - | SQ | 0
COMPANY 109 | 344.01 | GENERATORS - SOLAR | 50 | R2 | 0
COMPANY 109 | 344.01 | GENERATORS - SOLAR | - | SQ | 0
COMPANY 109 | 344.01 | GENERATORS - SOLAR | 50 | R2.5 | 0
COMPANY 109 | 344.02 | GENERATORS - WIND | 60 | R2.5 | -1
COMPANY 109 | 344.02 | GENERATORS - WIND | 40 | S0 | (1) - (3)
COMPANY 109 | 344.03 | GENERATORS - MOBILE | 50 | R2.5 | 0
COMPANY 109 | 345 | ACCESSORY ELECTRIC EQUIPMENT | 70 | R3 | (2) - (5)
COMPANY 109 | 345 | ACCESSORY ELECTRIC EQUIPMENT | 70 | R3 | (2) - (3)
COMPANY 109 | 345.02 | ACCESSORY ELECTRIC EQUIPMENT - WIND | 60 | R3 | -1
COMPANY 109 | 345.02 | ACCESSORY ELECTRIC EQUIPMENT - WIND | 60 | S0.5 | (1) - (2)
COMPANY 109 | 346 | MISCELLANEOUS POWER PLANT EQUIPMENT | 60 | R3 | (3) - (4)
COMPANY 109 | 346 | MISCELLANEOUS POWER PLANT EQUIPMENT | 60 | R3 | (1) - (2)
COMPANY 109 | 346.02 | MISCELLANEOUS POWER PLANT EQUIPMENT - WIND | 60 | R3 | 0
COMPANY 109 | 346.02 | MISCELLANEOUS POWER PLANT EQUIPMENT - WIND | 60 | R3 | 0
COMPANY 109 | 350 | LAND AND LAND RIGHTS - RIGHTS | 75 | R4 | 0
COMPANY 109 | 350 | LAND RIGHTS | 80 | R4 | 0
COMPANY 109 | 352 | STRUCTURES AND IMPROVEMENTS | 75 | R2.5 | -10
COMPANY 109 | 352 | STRUCTURES AND IMPROVEMENTS | 70 | R3 | -10
COMPANY 109 | 353 | STATION EQUIPMENT | 57 | S0 | -5
COMPANY 109 | 353 | STATION EQUIPMENT | 58 | S0 | -10
COMPANY 109 | 353.2 | STATION EQUIPMENT - SUPERVISORY EQUIPMENT | 20 | R2 | 0
COMPANY 109 | 354 | TOWERS AND FIXTURES | 68 | R4 | -10
COMPANY 109 | 354 | TOWERS AND FIXTURES | 70 | R4 | -10
COMPANY 109 | 355 | POLES AND FIXTURES | 60 | R2 | -40
COMPANY 109 | 355 | POLES AND FIXTURES | 60 | R2 | -50
COMPANY 109 | 356 | OVERHEAD CONDUCTORS AND DEVICES | 60 | R3 | -30
COMPANY 109 | 356 | OVERHEAD CONDUCTORS AND DEVICES | 65 | R3 | -35
COMPANY 109 | 357 | UNDERGROUND CONDUIT | 60 | R2 | 0
COMPANY 109 | 357 | UNDERGROUND CONDUIT | 60 | S2.5 | 0
COMPANY 109 | 358 | UNDERGROUND CONDUCTORS AND DEVICES | 60 | R2 | -5
COMPANY 109 | 358 | UNDERGROUND CONDUCTORS AND DEVICES | 60 | S2.5 | -5
COMPANY 109 | 359 | ROADS AND TRAILS | 70 | R5 | 0
COMPANY 109 | 359 | ROADS AND TRAILS | 70 | R5 | 0
COMPANY 110 | 390 | STRUCTURES AND IMPROVEMENTS | 45 | R2 | 0
COMPANY 110 | 390 | STRUCTURES AND IMPROVEMENTS | 45 | R2 | -5
COMPANY 110 | 392.2 | LIGHT TRUCKS | 16 | R2 | 0
COMPANY 110 | 392.2 | TRANSPORTATION EQUIPMENT - LIGHT TRUCKS AND VANS | 17 | R2.5 | 5
COMPANY 110 | 392.3 | MEDIUM TRUCKS | 19 | R2.5 | 15
COMPANY 110 | 392.3 | TRANSPORTATION EQUIPMENT - MEDIUM TRUCKS | 19 | R2 | 15
COMPANY 110 | 392.5 | TRAILERS | 25 | R1.5 | 0
COMPANY 110 | 392.5 | TRANSPORTATION EQUIPMENT - TRAILERS | 25 | S1.5 | 0
COMPANY 110 | 396.1 | HEAVY POWER OPERATED EQUIPMENT | 25 | R2 | 5
COMPANY 110 | 396.1 | HEAVY POWER OPERATED EQUIPMENT | 25 | R2.5 | 10
COMPANY 111 | 360 | LAND AND LAND RIGHTS - RIGHTS | 60 | R4 | 0
COMPANY 111 | 360 | LAND RIGHTS | 65 | R4 | 0
COMPANY 111 | 361 | STRUCTURES AND IMPROVEMENTS | 55 | R2.5 | -5
COMPANY 111 | 361 | STRUCTURES AND IMPROVEMENTS | 55 | R2.5 | -10
COMPANY 111 | 362 | STATION EQUIPMENT | 50 | R1 | -25
COMPANY 111 | 362 | STATION EQUIPMENT | 50 | R1 | -25
COMPANY 111 | 362.1 | STATION EQUIPMENT - SUPERVISORY | 20 | R5 | 0
COMPANY 111 | 364 | POLES, TOWERS AND FIXTURES | 55 | R1 | -100
COMPANY 111 | 364 | POLES, TOWERS AND FIXTURES | 55 | R1.5 | -100
COMPANY 111 | 365 | OVERHEAD CONDUCTORS AND DEVICES | 65 | R1 | -70
COMPANY 111 | 365 | OVERHEAD CONDUCTORS AND DEVICES | 65 | R1 | -60
COMPANY 111 | 366 | UNDERGROUND CONDUIT | 55 | R4 | -45
COMPANY 111 | 366 | UNDERGROUND CONDUIT | 60 | R4 | -45
COMPANY 111 | 367 | UNDERGROUND CONDUCTORS AND DEVICES | 50 | R3 | -35
COMPANY 111 | 367 | UNDERGROUND CONDUCTORS AND DEVICES | 55 | R3 | -40
COMPANY 111 | 368 | LINE TRANSFORMERS | 55 | R2 | -35
COMPANY 111 | 368 | LINE TRANSFORMERS | 55 | R2 | -40
COMPANY 111 | 369.1 | SERVICES - OVERHEAD | 55 | R1 | -30
COMPANY 111 | 369.1 | SERVICES - OVERHEAD | 55 | R1.5 | -50
COMPANY 111 | 369.2 | SERVICES - UNDERGROUND | 60 | R4 | -40
COMPANY 111 | 369.2 | SERVICES - UNDERGROUND | 60 | R4 | -50
COMPANY 111 | 370 | METERS | 20 | S2.5 | -4
COMPANY 111 | 370 | METERS | 20 | S3 | -3
COMPANY 111 | 371 | INSTALLATIONS ON CUSTOMERS' PREMISES | 25 | L0 | -50
COMPANY 111 | 371 | INSTALLATIONS ON CUSTOMERS' PREMISES | 26 | L0 | -50
COMPANY 111 | 373 | STREET LIGHTING AND SIGNAL SYSTEMS | 35 | L0 | -30
COMPANY 111 | 373 | STREET LIGHTING AND SIGNAL SYSTEMS | 35 | O1 | -45
COMPANY 111 | 390 | STRUCTURES AND IMPROVEMENTS | 60 | R3 | -20
COMPANY 111 | 390 | STRUCTURES AND IMPROVEMENTS | 60 | R2 | -20
COMPANY 111 | 392.2 | LIGHT TRUCKS | 10 | S3 | 20
COMPANY 111 | 392.2 | TRANSPORTATION EQUIPMENT - LIGHT TRUCKS AND VANS | 13 | S2 | 10
COMPANY 111 | 392.3 | MEDIUM TRUCKS | 15 | L2 | 15
COMPANY 111 | 392.3 | TRANSPORTATION EQUIPMENT - MEDIUM TRUCKS | 17 | L2 | 10
COMPANY 111 | 392.5 | TRAILERS | 35 | R2 | 5
COMPANY 111 | 392.5 | TRANSPORTATION EQUIPMENT - TRAILERS | 35 | S2 | 5
COMPANY 111 | 396 | POWER OPERATED EQUIPMENT | 8 | R4 | 15
COMPANY 111 | 396.1 | HEAVY CONSTRUCTION EQUIPMENT | 14 | L1.5 | 15
COMPANY 111 | 396.1 | HEAVY POWER OPERATED EQUIPMENT | 15 | L2 | 15
COMPANY 111 | 396.2 | LIGHT POWER OPERATED EQUIPMENT | 9 | S4 | 10
COMPANY 112 | 360 | LAND AND LAND RIGHTS - RIGHTS | 50 | R4 | 0
COMPANY 112 | 360 | LAND RIGHTS | 60 | R4 | 0
COMPANY 112 | 361 | STRUCTURES AND IMPROVEMENTS | 60 | R2 | 0
COMPANY 112 | 361 | STRUCTURES AND IMPROVEMENTS | 65 | R3 | -5
COMPANY 112 | 362 | STATION EQUIPMENT | 55 | R1.5 | -10
COMPANY 112 | 362 | STATION EQUIPMENT | 55 | R1.5 | -15
COMPANY 112 | 362.1 | STATION EQUIPMENT - SUPERVISORY | 25 | R3 | 0
COMPANY 112 | 364 | POLES, TOWERS AND FIXTURES | 50 | R0.5 | -80
COMPANY 112 | 364 | POLES, TOWERS AND FIXTURES | 50 | R0.5 | -90
COMPANY 112 | 365 | OVERHEAD CONDUCTORS AND DEVICES | 52 | R0.5 | -30
COMPANY 112 | 365 | OVERHEAD CONDUCTORS AND DEVICES | 54 | R0.5 | -35
COMPANY 112 | 366 | UNDERGROUND CONDUIT | 60 | R2 | -40
COMPANY 112 | 366 | UNDERGROUND CONDUIT | 60 | R2 | -40
COMPANY 112 | 367 | UNDERGROUND CONDUCTORS AND DEVICES | 50 | R2 | -15
COMPANY 112 | 367 | UNDERGROUND CONDUCTORS AND DEVICES | 60 | R2.5 | -15
COMPANY 112 | 368 | LINE TRANSFORMERS | 45 | R0.5 | -5
COMPANY 112 | 368 | LINE TRANSFORMERS | 47 | R1 | -10
COMPANY 112 | 369 | SERVICES | 55 | S5 | -25
COMPANY 112 | 369 | SERVICES | 55 | R3 | -30
COMPANY 112 | 370 | METERS | 25 | S5 | -3
COMPANY 112 | 370 | METERS | 20 | S3 | -3
COMPANY 112 | 371 | INSTALLATIONS ON CUSTOMERS' PREMISES | 25 | L0 | -45
COMPANY 112 | 371 | INSTALLATIONS ON CUSTOMERS' PREMISES | 25 | L0 | -45
COMPANY 112 | 373 | STREET LIGHTING AND SIGNAL SYSTEMS | 25 | R0.5 | -20
COMPANY 112 | 373 | STREET LIGHTING AND SIGNAL SYSTEMS | 25 | R0.5 | -20
COMPANY 112 | 389 | LAND AND LAND RIGHTS - RIGHTS | 55 | R3 | 0
COMPANY 112 | 389 | LAND RIGHTS | 60 | R3 | 0
COMPANY 112 | 390 | STRUCTURES AND IMPROVEMENTS | 55 | R3 | -5
COMPANY 112 | 390 | STRUCTURES AND IMPROVEMENTS | 60 | R3 | -10
COMPANY 112 | 392.2 | LIGHT TRUCKS | 12 | S2 | 10
COMPANY 112 | 392.2 | TRANSPORTATION EQUIPMENT - LIGHT TRUCKS AND VANS | 13 | S1.5 | 10
COMPANY 112 | 392.3 | MEDIUM TRUCKS | 15 | L2 | 15
COMPANY 112 | 392.3 | TRANSPORTATION EQUIPMENT - MEDIUM TRUCKS | 18 | S1 | 10
COMPANY 112 | 392.5 | TRAILERS | 33 | L2 | 10
COMPANY 112 | 392.5 | TRANSPORTATION EQUIPMENT - TRAILERS | 35 | S1 | 15
COMPANY 112 | 396 | POWER OPERATED EQUIPMENT | 8 | R2 | 10
COMPANY 112 | 396.1 | HEAVY CONSTRUCTION EQUIPMENT | 18 | L0.5 | 25
COMPANY 112 | 396.1 | HEAVY POWER OPERATED EQUIPMENT | 18 | L1 | 10
COMPANY 112 | 396.2 | LIGHT POWER OPERATED EQUIPMENT | 9 | S2 | 10
COMPANY 113 | 360 | LAND AND LAND RIGHTS - RIGHTS | 55 | S3 | 0
COMPANY 113 | 360 | LAND RIGHTS | 60 | S2.5 | 0
COMPANY 113 | 361 | STRUCTURES AND IMPROVEMENTS | 65 | R1.5 | -10
COMPANY 113 | 361 | STRUCTURES AND IMPROVEMENTS | 65 | R2 | -10
COMPANY 113 | 362 | STATION EQUIPMENT | 52 | R0.5 | -15
COMPANY 113 | 362 | STATION EQUIPMENT | 53 | R1 | -20
COMPANY 113 | 362.1 | STATION EQUIPMENT - SUPERVISORY | 25 | R2.5 | 0
COMPANY 113 | 364 | POLES, TOWERS AND FIXTURES | 55 | R1.5 | -100
COMPANY 113 | 364 | POLES, TOWERS AND FIXTURES | 55 | R1 | -100
COMPANY 113 | 365 | OVERHEAD CONDUCTORS AND DEVICES | 60 | R0.5 | -70
COMPANY 113 | 365 | OVERHEAD CONDUCTORS AND DEVICES | 60 | R1 | -60
COMPANY 113 | 366 | UNDERGROUND CONDUIT | 70 | R2.5 | -50
COMPANY 113 | 366 | UNDERGROUND CONDUIT | 70 | R3 | -50
COMPANY 113 | 367 | UNDERGROUND CONDUCTORS AND DEVICES | 58 | R2.5 | -35
COMPANY 113 | 367 | UNDERGROUND CONDUCTORS AND DEVICES | 60 | R2.5 | -35
COMPANY 113 | 368 | LINE TRANSFORMERS | 42 | R1.5 | -20
COMPANY 113 | 368 | LINE TRANSFORMERS | 46 | R1.5 | -30
COMPANY 113 | 369.1 | SERVICES - OVERHEAD | 55 | R1 | -35
COMPANY 113 | 369.1 | SERVICES - OVERHEAD | 55 | R1 | -35
COMPANY 113 | 369.2 | SERVICES - UNDERGROUND | 55 | R4 | -40
COMPANY 113 | 369.2 | SERVICES - UNDERGROUND | 60 | R4 | -40
COMPANY 113 | 370 | METERS | 20 | S2.5 | -4
COMPANY 113 | 370 | METERS | 20 | S3 | -3
COMPANY 113 | 371 | INSTALLATIONS ON CUSTOMERS' PREMISES | 25 | L0 | -50
COMPANY 113 | 371 | INSTALLATIONS ON CUSTOMERS' PREMISES | 27 | L0 | -50
COMPANY 113 | 373 | STREET LIGHTING AND SIGNAL SYSTEMS | 44 | R0.5 | -40
COMPANY 113 | 373 | STREET LIGHTING AND SIGNAL SYSTEMS | 45 | R1 | -30
COMPANY 113 | 390 | STRUCTURES AND IMPROVEMENTS | 55 | R1 | -10
COMPANY 113 | 390 | STRUCTURES AND IMPROVEMENTS | 55 | R1.5 | -15
COMPANY 113 | 392.2 | LIGHT TRUCKS | 12 | L2.5 | 10
COMPANY 113 | 392.2 | TRANSPORTATION EQUIPMENT - LIGHT TRUCKS AND VANS | 13 | S2 | 10
COMPANY 113 | 392.3 | MEDIUM TRUCKS | 16 | L3 | 10
COMPANY 113 | 392.3 | TRANSPORTATION EQUIPMENT - MEDIUM TRUCKS | 16 | S2 | 10
COMPANY 113 | 392.5 | TRAILERS | 33 | L2 | 15
COMPANY 113 | 392.5 | TRANSPORTATION EQUIPMENT - TRAILERS | 33 | S1 | 10
COMPANY 113 | 396 | POWER OPERATED EQUIPMENT | 9 | S3 | 15
COMPANY 113 | 396.1 | HEAVY CONSTRUCTION EQUIPMENT | 15 | L1 | 20
COMPANY 113 | 396.1 | HEAVY POWER OPERATED EQUIPMENT | 16 | L1 | 15
COMPANY 113 | 396.2 | LIGHT POWER OPERATED EQUIPMENT | 10 | S3 | 10
COMPANY 114 | 360 | LAND AND LAND RIGHTS - RIGHTS | 60 | R4 | 0
COMPANY 114 | 360 | LAND RIGHTS | 65 | R4 | 0
COMPANY 114 | 361 | STRUCTURES AND IMPROVEMENTS | 60 | S0.5 | 0
COMPANY 114 | 361 | STRUCTURES AND IMPROVEMENTS | 60 | R2 | -10
COMPANY 114 | 362 | STATION EQUIPMENT | 47 | R0.5 | -10
COMPANY 114 | 362 | STATION EQUIPMENT | 50 | S0 | -15
COMPANY 114 | 362.1 | STATION EQUIPMENT - SUPERVISORY | 25 | R3 | 0
COMPANY 114 | 364 | POLES, TOWERS AND FIXTURES | 50 | R0.5 | -80
COMPANY 114 | 364 | POLES, TOWERS AND FIXTURES | 50 | R0.5 | -85
COMPANY 114 | 365 | OVERHEAD CONDUCTORS AND DEVICES | 52 | R0.5 | -45
COMPANY 114 | 365 | OVERHEAD CONDUCTORS AND DEVICES | 54 | R0.5 | -40
COMPANY 114 | 366 | UNDERGROUND CONDUIT | 60 | R2 | -50
COMPANY 114 | 366 | UNDERGROUND CONDUIT | 60 | R2.5 | -45
COMPANY 114 | 367 | UNDERGROUND CONDUCTORS AND DEVICES | 50 | R2 | -25
COMPANY 114 | 367 | UNDERGROUND CONDUCTORS AND DEVICES | 60 | R2.5 | -20
COMPANY 114 | 368 | LINE TRANSFORMERS | 45 | R0.5 | -5
COMPANY 114 | 368 | LINE TRANSFORMERS | 47 | R1 | -10
COMPANY 114 | 369 | SERVICES | 55 | S5 | -25
COMPANY 114 | 369 | SERVICES | 55 | R3 | -30
COMPANY 114 | 370 | METERS | 25 | S5 | -2
COMPANY 114 | 370 | METERS | 20 | S3 | -3
COMPANY 114 | 371 | INSTALLATIONS ON CUSTOMERS' PREMISES | 25 | L0 | -60
COMPANY 114 | 371 | INSTALLATIONS ON CUSTOMERS' PREMISES | 25 | L0 | -60
COMPANY 114 | 373 | STREET LIGHTING AND SIGNAL SYSTEMS | 25 | R0.5 | -20
COMPANY 114 | 373 | STREET LIGHTING AND SIGNAL SYSTEMS | 25 | R0.5 | -30
COMPANY 114 | 389 | LAND AND LAND RIGHTS - RIGHTS | 45 | S0 | 0
COMPANY 114 | 389 | LAND RIGHTS | 50 | R1 | 0
COMPANY 114 | 390 | STRUCTURES AND IMPROVEMENTS | 45 | S0 | 5
COMPANY 114 | 390 | STRUCTURES AND IMPROVEMENTS | 50 | R1 | -20
COMPANY 114 | 392.2 | LIGHT TRUCKS | 12 | L3 | 10
COMPANY 114 | 392.2 | TRANSPORTATION EQUIPMENT - LIGHT TRUCKS AND VANS | 13 | L2.5 | 10
COMPANY 114 | 392.3 | MEDIUM TRUCKS | 16 | L2 | 10
COMPANY 114 | 392.3 | TRANSPORTATION EQUIPMENT - MEDIUM TRUCKS | 17 | L2 | 5
COMPANY 114 | 392.5 | TRAILERS | 28 | S1 | 25
COMPANY 114 | 392.5 | TRANSPORTATION EQUIPMENT - TRAILERS | 30 | S1 | 10
COMPANY 114 | 392.6 | AIRPLANES | 10 | SQ | 64
COMPANY 114 | 392.6 | TRANSPORTATION EQUIPMENT - AIRCRAFT | 10 | SQ | 20
COMPANY 114 | 392.7 | HELICOPTER | 10 | SQ | 64
COMPANY 114 | 396 | POWER OPERATED EQUIPMENT | 9 | L3 | 10
COMPANY 114 | 396.1 | HEAVY CONSTRUCTION EQUIPMENT | 14 | L0.5 | 15
COMPANY 114 | 396.1 | HEAVY POWER OPERATED EQUIPMENT | 14 | L0.5 | 20
COMPANY 114 | 396.2 | LIGHT POWER OPERATED EQUIPMENT | 10 | L3 | 10
COMPANY 114 | 399.99 | MINING - SURFACE ELECTRIC POWER FACILITIES | 40 | R3 | 0
COMPANY 114 | 399.99 | MINING - SURFACE PROCESSING EQUIPMENT - PREP PLANT | 60 | S2 | -7
COMPANY 114 | 399.99 | MINING - COMPUTER EQUIPMENT | 9 | S2 | 0
COMPANY 114 | 399.99 | MINING - HEAVY CONSTRUCTION EQUIPMENT | 20 | R2.5 | 5
COMPANY 114 | 399.99 | MINING - LONGWALL EQUIPMENT | 10 | L4 | 5
COMPANY 114 | 399.99 | MINING - MINE DEVELOPMENT | - | SQ | 0
COMPANY 114 | 399.99 | MINING - MISCELLANEOUS EQUIPMENT | 13 | L1.5 | 1
COMPANY 114 | 399.99 | MINING - STRUCTURES AND IMPROVEMENTS | 40 | S1 | -1
COMPANY 114 | 399.99 | MINING - STRUCTURES AND IMPROVEMENTS - PREP PLANT | 60 | S2 | -7
COMPANY 114 | 399.99 | MINING - UNDERGROUND EQUIPMENT | 12 | L1 | 5
COMPANY 114 | 399.99 | MINING - VEHICLES | 14 | L2.5 | 5
COMPANY 115 | 360 | LAND AND LAND RIGHTS - RIGHTS | 50 | R3 | 0
COMPANY 115 | 360 | LAND RIGHTS | 55 | R3 | 0
COMPANY 115 | 361 | STRUCTURES AND IMPROVEMENTS | 60 | R2 | -5
COMPANY 115 | 361 | STRUCTURES AND IMPROVEMENTS | 60 | R2 | -5
COMPANY 115 | 362 | STATION EQUIPMENT | 53 | R1 | -20
COMPANY 115 | 362 | STATION EQUIPMENT | 54 | R1 | -25
COMPANY 115 | 362.1 | STATION EQUIPMENT - SUPERVISORY | 25 | R4 | 0
COMPANY 115 | 364 | POLES, TOWERS AND FIXTURES | 52 | R1.5 | -100
COMPANY 115 | 364 | POLES, TOWERS AND FIXTURES | 55 | R1.5 | -100
COMPANY 115 | 365 | OVERHEAD CONDUCTORS AND DEVICES | 60 | R1 | -60
COMPANY 115 | 365 | OVERHEAD CONDUCTORS AND DEVICES | 60 | R1.5 | -65
COMPANY 115 | 366 | UNDERGROUND CONDUIT | 50 | R3 | -50
COMPANY 115 | 366 | UNDERGROUND CONDUIT | 55 | R3 | -40
COMPANY 115 | 367 | UNDERGROUND CONDUCTORS AND DEVICES | 50 | R3 | -35
COMPANY 115 | 367 | UNDERGROUND CONDUCTORS AND DEVICES | 55 | R3 | -35
COMPANY 115 | 368 | LINE TRANSFORMERS | 43 | R2 | -25
COMPANY 115 | 368 | LINE TRANSFORMERS | 45 | R2 | -25
COMPANY 115 | 369.1 | SERVICES - OVERHEAD | 55 | R1 | -30
COMPANY 115 | 369.1 | SERVICES - OVERHEAD | 60 | R1 | -40
COMPANY 115 | 369.2 | SERVICES - UNDERGROUND | 55 | R4 | -50
COMPANY 115 | 369.2 | SERVICES - UNDERGROUND | 55 | R4 | -50
COMPANY 115 | 370 | METERS | 25 | S5 | -1
COMPANY 115 | 370 | METERS | 20 | S3 | -3
COMPANY 115 | 371 | INSTALLATIONS ON CUSTOMERS' PREMISES | 30 | L0 | -25
COMPANY 115 | 371 | INSTALLATIONS ON CUSTOMERS' PREMISES | 30 | L0 | -40
COMPANY 115 | 373 | STREET LIGHTING AND SIGNAL SYSTEMS | 45 | R1 | -30
COMPANY 115 | 373 | STREET LIGHTING AND SIGNAL SYSTEMS | 45 | R0.5 | -40
COMPANY 115 | 390 | STRUCTURES AND IMPROVEMENTS | 40 | R3 | -10
COMPANY 115 | 390 | STRUCTURES AND IMPROVEMENTS | 40 | S3 | -10
COMPANY 115 | 392.2 | LIGHT TRUCKS | 13 | L2.5 | 10
COMPANY 115 | 392.2 | TRANSPORTATION EQUIPMENT - LIGHT TRUCKS AND VANS | 14 | S2 | 10
COMPANY 115 | 392.3 | MEDIUM TRUCKS | 16 | L2.5 | 10
COMPANY 115 | 392.3 | TRANSPORTATION EQUIPMENT - MEDIUM TRUCKS | 19 | S1 | 10
COMPANY 115 | 392.5 | TRAILERS | 33 | S0.5 | 15
COMPANY 115 | 392.5 | TRANSPORTATION EQUIPMENT - TRAILERS | 33 | S0.5 | 10
COMPANY 115 | 396 | POWER OPERATED EQUIPMENT | 10 | R4 | 10
COMPANY 115 | 396.1 | HEAVY CONSTRUCTION EQUIPMENT | 13 | L1.5 | 15
COMPANY 115 | 396.1 | HEAVY POWER OPERATED EQUIPMENT | 15 | L1.5 | 15
COMPANY 115 | 396.2 | LIGHT POWER OPERATED EQUIPMENT | 10 | S2.5 | 10
COMPANY 116 | 360 | LAND AND LAND RIGHTS - RIGHTS | 50 | R4 | 0
COMPANY 116 | 360 | LAND RIGHTS | 50 | S4 | 0
COMPANY 116 | 361 | STRUCTURES AND IMPROVEMENTS | 60 | R2.5 | -10
COMPANY 116 | 361 | STRUCTURES AND IMPROVEMENTS | 65 | R2.5 | -10
COMPANY 116 | 362 | STATION EQUIPMENT | 55 | R1 | -10
COMPANY 116 | 362 | STATION EQUIPMENT | 55 | R1 | -10
COMPANY 116 | 362.1 | STATION EQUIPMENT - SUPERVISORY | 20 | R3 | 0
COMPANY 116 | 364 | POLES, TOWERS AND FIXTURES | 50 | R1 | -100
COMPANY 116 | 364 | POLES, TOWERS AND FIXTURES | 55 | R1 | -100
COMPANY 116 | 365 | OVERHEAD CONDUCTORS AND DEVICES | 57 | R0.5 | -40
COMPANY 116 | 365 | OVERHEAD CONDUCTORS AND DEVICES | 60 | R0.5 | -50
COMPANY 116 | 366 | UNDERGROUND CONDUIT | 42 | R3 | -40
COMPANY 116 | 366 | UNDERGROUND CONDUIT | 45 | R2.5 | -35
COMPANY 116 | 367 | UNDERGROUND CONDUCTORS AND DEVICES | 40 | R4 | -35
COMPANY 116 | 367 | UNDERGROUND CONDUCTORS AND DEVICES | 45 | R3 | -30
COMPANY 116 | 368 | LINE TRANSFORMERS | 39 | R1 | -25
COMPANY 116 | 368 | LINE TRANSFORMERS | 40 | R1.5 | -30
COMPANY 116 | 369.1 | SERVICES - OVERHEAD | 60 | R1.5 | -25
COMPANY 116 | 369.1 | SERVICES - OVERHEAD | 60 | R1.5 | -35
COMPANY 116 | 369.2 | SERVICES - UNDERGROUND | 55 | R4 | -50
COMPANY 116 | 369.2 | SERVICES - UNDERGROUND | 50 | R4 | -55
COMPANY 116 | 370 | METERS | 25 | S5 | -2
COMPANY 116 | 370 | METERS | 20 | S3 | -3
COMPANY 116 | 371 | INSTALLATIONS ON CUSTOMERS' PREMISES | 25 | O1 | -60
COMPANY 116 | 371 | INSTALLATIONS ON CUSTOMERS' PREMISES | 30 | O1 | -60
COMPANY 116 | 373 | STREET LIGHTING AND SIGNAL SYSTEMS | 50 | R0.5 | -45
COMPANY 116 | 373 | STREET LIGHTING AND SIGNAL SYSTEMS | 50 | R0.5 | -45
COMPANY 116 | 389 | LAND AND LAND RIGHTS - RIGHTS | 50 | SQ | 0
COMPANY 116 | 389 | LAND RIGHTS | 55 | R4 | 0
COMPANY 116 | 390 | STRUCTURES AND IMPROVEMENTS | 45 | S1.5 | -15
COMPANY 116 | 390 | STRUCTURES AND IMPROVEMENTS | 50 | R2 | -20
COMPANY 116 | 392.2 | LIGHT TRUCKS | 13 | S1.5 | 10
COMPANY 116 | 392.2 | TRANSPORTATION EQUIPMENT - LIGHT TRUCKS AND VANS | 14 | S1.5 | 10
COMPANY 116 | 392.3 | MEDIUM TRUCKS | 15 | L1.5 | 10
COMPANY 116 | 392.3 | TRANSPORTATION EQUIPMENT - MEDIUM TRUCKS | 16 | L2 | 5
COMPANY 116 | 392.5 | TRAILERS | 30 | S2 | 5
COMPANY 116 | 392.5 | TRANSPORTATION EQUIPMENT - TRAILERS | 35 | S2.5 | 5
COMPANY 116 | 396 | POWER OPERATED EQUIPMENT | 9 | R4 | 15
COMPANY 116 | 396.1 | HEAVY CONSTRUCTION EQUIPMENT | 15 | L0 | 25
COMPANY 116 | 396.1 | HEAVY POWER OPERATED EQUIPMENT | 15 | L0 | 20
COMPANY 116 | 396.2 | LIGHT POWER OPERATED EQUIPMENT | 9 | S3 | 10
COMPANY 117 | 352 | STRUCTURES AND IMPROVEMENTS | 50 | R2.5 | -
COMPANY 117 | 352 | STRUCTURES AND IMPROVEMENTS | 50 | R2.5 | -
COMPANY 117 | 353 | STATION EQUIPMENT | 57 | R2.5 | -
COMPANY 117 | 353 | STATION EQUIPMENT | 58 | R2.5 | -
COMPANY 117 | 354 | TOWERS AND FIXTURES | 65 | R4 | -
COMPANY 117 | 354 | TOWERS AND FIXTURES | 70 | R4 | -
COMPANY 117 | 355 | POLES AND FIXTURES | 65 | R4 | -
COMPANY 117 | 355 | POLES AND FIXTURES | 65 | R4 | -
COMPANY 117 | 356 | OVERHEAD CONDUCTORS AND DEVICES | 60 | R4 | -
COMPANY 117 | 356 | OVERHEAD CONDUCTORS AND DEVICES | 62 | R4 | -
COMPANY 117 | 357 | UNDERGROUND CONDUIT | 65 | R4 | -
COMPANY 117 | 357 | UNDERGROUND CONDUIT | 65 | R4 | -
COMPANY 117 | 358 | UNDERGROUND CONDUCTORS AND DEVICES | 60 | R3 | -
COMPANY 117 | 358 | UNDERGROUND CONDUCTORS AND DEVICES | 60 | R4 | -
COMPANY 117 | 359 | ROADS AND TRAILS | 50 | R4 | -
COMPANY 117 | 359 | ROADS AND TRAILS | 50 | R4 | -
COMPANY 117 | 361 | STRUCTURES AND IMPROVEMENTS | 50 | R2.5 | -
COMPANY 117 | 361 | STRUCTURES AND IMPROVEMENTS | 50 | R2.5 | -
COMPANY 117 | 362 | STATION EQUIPMENT | 50 | R3 | -
COMPANY 117 | 362 | STATION EQUIPMENT | 53 | R3 | -
COMPANY 117 | 364 | POLES, TOWERS AND FIXTURES | 53 | R2 | -
COMPANY 117 | 364 | POLES, TOWERS AND FIXTURES | 53 | R2 | -
COMPANY 117 | 365 | OVERHEAD CONDUCTORS AND DEVICES | 52 | R2.5 | -
COMPANY 117 | 365 | OVERHEAD CONDUCTORS AND DEVICES | 52 | R2.5 | -
COMPANY 117 | 366 | UNDERGROUND CONDUIT | 65 | R4 | -
COMPANY 117 | 366 | UNDERGROUND CONDUIT | 70 | R4 | -
COMPANY 117 | 367 | UNDERGROUND CONDUCTORS AND DEVICES | 53 | R1.5 | -
COMPANY 117 | 367 | UNDERGROUND CONDUCTORS AND DEVICES | 54 | S0.5 | -
COMPANY 117 | 368 | LINE TRANSFORMERS | 46 | R1.5 | -
COMPANY 117 | 368 | LINE TRANSFORMERS | 47 | R1.5 | -
COMPANY 117 | 369.1 | SERVICES - OVERHEAD | 50 | R4 | -
COMPANY 117 | 369.1 | SERVICES - OVERHEAD | 53 | R4 | -
COMPANY 117 | 369.2 | SERVICES - UNDERGROUND | 53 | R3 | -
COMPANY 117 | 369.2 | SERVICES - UNDERGROUND | 55 | R3 | -
COMPANY 117 | 370 | METERS | 35 | R2 | -
COMPANY 117 | 370 | METER TRANSFORMERS | 35 | R2 | -
COMPANY 117 | 370.1 | METERS - SMART METERS | 15 | S2 | -
COMPANY 117 | 370.1 | SMART METERS | 15 | S2 | -
COMPANY 117 | 371 | INSTALLATIONS ON CUSTOMERS' PREMISES | 35 | R3 | -
COMPANY 117 | 371 | INSTALLATIONS ON CUSTOMERS' PREMISES | 36 | R4 | -
COMPANY 117 | 371.2 | INSTALLATIONS ON CUSTOMERS' PREMISES - DLC SWITCHES | 15 | S2 | -
COMPANY 117 | 371.2 | INSTALLATIONS ON CUSTOMERS' PREMISES - DLC SWITCHES |  |  | -
COMPANY 117 | 373 | STREET LIGHTING AND SIGNAL SYSTEMS | 24 | L0 | -
COMPANY 117 | 373 | STREET LIGHTING AND SIGNAL SYSTEMS | 24 | L0 | -
COMPANY 117 | 390 | STRUCTURES AND IMPROVEMENTS | 40 | R1 | -
COMPANY 117 | 390 | STRUCTURES AND IMPROVEMENTS - ELECTRIC PLANT | 45 | S0 | -
COMPANY 117 | 390 | STRUCTURES AND IMPROVEMENTS - COMMON PLANT | 55 | R1 | -
COMPANY 117 | 391 | OFFICE FURNITURE AND EQUIPMENT | 10 | SQ | -
COMPANY 117 | 391.1 | OFFICE FURNITURE | 15 | SQ | -
COMPANY 117 | 391.1 | OFFICE FURNITURE AND EQUIPMENT - FURNITURE AND FIXTURES | 15 | SQ | -
COMPANY 117 | 391.2 | OFFICE EQUIPMENT | 5 | SQ | -
COMPANY 117 | 391.2 | OFFICE FURNITURE AND EQUIPMENT - OFFICE MACHINES | 10 | SQ | -
COMPANY 117 | 391.3 | OFFICE FURNITURE AND EQUIPMENT - COMPUTERS | 5 | SQ | -
COMPANY 117 | 391.4 | OFFICE FURNITURE AND EQUIPMENT - SMART METER COMPUTER EQUIPMENT | 5 | SQ | -
COMPANY 117 | 392.1 | TRANSPORTATION EQUIPMENT - AUTOMOBILES | 6 | L3 | -
COMPANY 117 | 392.1 | TRANSPORTATION EQUIPMENT - OTHER VEHICLES | 15 | L2 | -
COMPANY 117 | 392.2 | TRANSPORTATION EQUIPMENT - TRACTORS | 11 | L2 | -
COMPANY 117 | 392.2 | TRANSPORTATION EQUIPMENT - LIGHT TRUCKS | 12 | S4 | -
COMPANY 117 | 392.3 | TRANSPORTATION EQUIPMENT - MEDIUM TRUCKS | 8 | L4 | -
COMPANY 117 | 392.4 | TRANSPORTATION EQUIPMENT - HEAVY TRUCKS | 14 | R4 | -
COMPANY 117 | 392.5 | TRANSPORTATION EQUIPMENT - TRAILERS | 14 | L1.5 | -
COMPANY 117 | 393 | STORES EQUIPMENT | 15 | SQ | -
COMPANY 117 | 393 | STORES EQUIPMENT | 15 | SQ | -
COMPANY 117 | 394 | TOOLS, SHOP AND GARAGE EQUIPMENT | 15 | SQ | -
COMPANY 117 | 394 | TOOLS, SHOP AND GARAGE EQUIPMENT | 15 | SQ | -
COMPANY 117 | 394 | TOOLS, SHOP AND GARAGE EQUIPMENT - GARAGE EQUIPMENT | 20 | SQ | -
COMPANY 117 | 395 | LABORATORY EQUIPMENT | 20 | SQ | -
COMPANY 117 | 395 | LABORATORY EQUIPMENT - TESTING | 20 | SQ | -
COMPANY 117 | 395 | LABORATORY EQUIPMENT - METERS | 15 | SQ | -
COMPANY 117 | 396 | POWER OPERATED EQUIPMENT | 12 | R1.5 | -
COMPANY 117 | 396.2 | MANLIFT | 20 | L3 | -
COMPANY 117 | 397 | COMMUNICATION EQUIPMENT | 20 | L3 | -
COMPANY 117 | 397.7 | COMMUNICATION EQUIPMENT - SMART METERS | 15 | S2 | -
COMPANY 117 | 398 | MISCELLANEOUS EQUIPMENT | 15 | SQ | -
COMPANY 117 | 398 | MISCELLANEOUS EQUIPMENT | 15 | SQ | -
COMPANY 118 | 303 | MISCELLANEOUS INTANGIBLE PLANT | 7 | SQ | -
COMPANY 118 | 303 | MISCELLANEOUS INTANGIBLE PLANT | 7 | SQ | -
COMPANY 118 | 303 | MISCELLANEOUS INTANGIBLE PLANT - SOFTWARE - OTHER | 7 | SQ | -
COMPANY 118 | 303 | MISCELLANEOUS INTANGIBLE PLANT - SOFTWARE - PROJECT EVOLUTION | 7 | SQ | -
COMPANY 118 | 303 | MISCELLANEOUS INTANGIBLE PLANT - SMART METER SOFTWARE | 7 | SQ | -
COMPANY 118 | 303 | MISCELLANEOUS INTANGIBLE PLANT - CLOUD SOFTWARE | - | SQ | -
COMPANY 118 | 350 | LAND AND LAND RIGHTS - RIGHTS | 75 | R4 | -
COMPANY 118 | 350 | LAND RIGHTS | 75 | R4 | -
COMPANY 118 | 352 | STRUCTURES AND IMPROVEMENTS | 65 | R3 | -
COMPANY 118 | 352 | STRUCTURES AND IMPROVEMENTS | 70 | R3 | -
COMPANY 118 | 353 | STATION EQUIPMENT | 57 | R2 | -
COMPANY 118 | 353 | STATION EQUIPMENT | 58 | R2 | -
COMPANY 118 | 354 | TOWERS AND FIXTURES | 75 | R3 | -
COMPANY 118 | 355 | POLES AND FIXTURES | 60 | R1.5 | -
COMPANY 118 | 355 | POLES AND FIXTURES | 65 | R1.5 | -
COMPANY 118 | 356 | OVERHEAD CONDUCTORS AND DEVICES | 65 | R2.5 | -
COMPANY 118 | 356 | OVERHEAD CONDUCTORS AND DEVICES | 65 | R2.5 | -
COMPANY 118 | 356.1 | OVERHEAD CONDUCTORS AND DEVICES - RIGHT OF WAY CLEARING | 75 | R4 | -
COMPANY 118 | 356.1 | OVERHEAD CONDUCTORS AND DEVICES - RIGHT OF WAY CLEARING | 75 | R4 | -
COMPANY 118 | 358 | UNDERGROUND CONDUCTORS AND DEVICES | 35 | S2 | -
COMPANY 118 | 358 | UNDERGROUND CONDUCTORS AND DEVICES | 40 | S2 | -
COMPANY 118 | 359 | ROADS AND TRAILS | 65 | R4 | -
COMPANY 118 | 360 | LAND AND LAND RIGHTS - RIGHTS | 75 | R4 | -
COMPANY 118 | 360 | LAND RIGHTS | 75 | R3 | -
COMPANY 118 | 360 | LAND RIGHTS | 75 | R3 | -
COMPANY 118 | 361 | STRUCTURES AND IMPROVEMENTS | 65 | R2.5 | -
COMPANY 118 | 361 | STRUCTURES AND IMPROVEMENTS | 65 | R2.5 | -
COMPANY 118 | 361 | STRUCTURES AND IMPROVEMENTS | 65 | R2.5 | -
COMPANY 118 | 361 | STRUCTURES AND IMPROVEMENTS - SUBTRANSMISSION | 65 | R2.5 | -
COMPANY 118 | 362 | STATION EQUIPMENT | 60 | R1.5 | -
COMPANY 118 | 362 | STATION EQUIPMENT | 62 | R1.5 | -
COMPANY 118 | 362 | STATION EQUIPMENT | 62 | R1.5 | -
COMPANY 118 | 362 | STATION EQUIPMENT - SUBTRANSMISSION | 62 | R1.5 | -
COMPANY 118 | 364 | POLES, TOWERS AND FIXTURES | 60 | R1.5 | -
COMPANY 118 | 364 | POLES, TOWERS AND FIXTURES | 65 | R1.5 | -
COMPANY 118 | 364 | POLES, TOWERS AND FIXTURES | 65 | R3 | -
COMPANY 118 | 364 | POLES AND FIXTURES - SUBTRANSMISSION | 65 | R3 | -
COMPANY 118 | 365 | OVERHEAD CONDUCTORS AND DEVICES | 58 | R1 | -
COMPANY 118 | 365 | OVERHEAD CONDUCTORS AND DEVICES | 60 | R0.5 | -
COMPANY 118 | 365 | OVERHEAD CONDUCTORS AND DEVICES | 60 | R0.5 | -
COMPANY 118 | 365 | OVERHEAD CONDUCTORS AND DEVICES - SUBTRANSMISSION | 60 | R0.5 | -
COMPANY 118 | 365.1 | OVERHEAD CONDUCTORS AND DEVICES - CLEARING COSTS AND RIGHTS OF WAY | 75 | R4 | -
COMPANY 118 | 365.1 | OVERHEAD CONDUCTORS AND DEVICES - CLEARING COSTS AND RIGHTS OF WAY - SUBTRANSMISSION | 75 | R4 | -
COMPANY 118 | 365.2 | OVERHEAD CONDUCTORS AND DEVICES - RIGHT OF WAY CLEARING | 70 | R4 | -
COMPANY 118 | 365.2 | OVERHEAD CONDUCTORS AND DEVICES - RIGHT OF WAY CLEARING | 75 | R4 | -
COMPANY 118 | 366 | UNDERGROUND CONDUIT | 65 | R2.5 | -
COMPANY 118 | 366 | UNDERGROUND CONDUIT | 65 | R2 | -
COMPANY 118 | 366 | UNDERGROUND CONDUIT | 65 | R2 | -
COMPANY 118 | 367 | UNDERGROUND CONDUCTORS AND DEVICES | 43 | R2.5 | -
COMPANY 118 | 367 | UNDERGROUND CONDUCTORS AND DEVICES | 44 | R2.5 | -
COMPANY 118 | 367 | UNDERGROUND CONDUCTORS AND DEVICES | 44 | R2.5 | -
COMPANY 118 | 367 | UNDERGROUND CONDUCTORS AND DEVICES - SUBTRANSMISSION | 44 | R2.5 | -
COMPANY 118 | 368 | LINE TRANSFORMERS | 41 | R1 | -
COMPANY 118 | 368 | LINE TRANSFORMERS | 44 | R1 | -
COMPANY 118 | 368 | LINE TRANSFORMERS | 44 | R1 | -
COMPANY 118 | 369.1 | SERVICES - OVERHEAD | 55 | R1.5 | -
COMPANY 118 | 369.1 | OVERHEAD SERVICES | 60 | R1 | -
COMPANY 118 | 369.1 | OVERHEAD SERVICES | 60 | R1 | -
COMPANY 118 | 369.2 | SERVICES - UNDERGROUND | 55 | R1.5 | -
COMPANY 118 | 369.2 | UNDERGROUND SERVICES | 60 | R1 | -
COMPANY 118 | 369.2 | UNDERGROUND SERVICES | 60 | R1 | -
COMPANY 118 | 370 | METERS | 25 | L0 | -
COMPANY 118 | 370.1 | METERS - SMART GRID | 15 | S2 | -
COMPANY 118 | 370.1 | METERS - SMART GRID | 15 | S2 | -
COMPANY 118 | 371 | INSTALLATIONS ON CUSTOMERS' PREMISES | 30 | R0.5 | -
COMPANY 118 | 371 | INSTALLATIONS ON CUSTOMERS' PREMISES - METER SOCKET DEVICES | 25 | R2.5 | -
COMPANY 118 | 371 | INSTALLATIONS ON CUSTOMER PREMISES - DUSK TO DAWN LIGHTS | 30 | R0.5 | -
COMPANY 118 | 371 | INSTALLATIONS ON CUSTOMER PREMISES - METER SOCKET DEVICES | 25 | R2.5 | -
COMPANY 118 | 371 | INSTALLATIONS ON CUSTOMER PREMISES - SURGE SUPPRESSION | 20 | S3 | -
COMPANY 118 | 371.1 | INSTALLATIONS ON CUSTOMERS' PREMISES - DUSK TO DAWN LIGHTS | 30 | R0.5 | -
COMPANY 118 | 371.2 | INSTALLATIONS ON CUSTOMERS' PREMISES - SURGE SUPPRESSION | 20 | S3 | -
COMPANY 118 | 372 | LEASED PRPOERTY ON CUSTOMERS' PREMISES | 40 | R2.5 | -
COMPANY 118 | 372 | LEASED PRPOERTY ON CUSTOMERS' PREMISES | 40 | R3 | -
COMPANY 118 | 372 | LEASED PROPERTY ON CUSTOMER PREMISES | 40 | R3 | -
COMPANY 118 | 373 | STREET LIGHTING AND SIGNAL SYSTEMS | 24 | R1 | -
COMPANY 118 | 373 | STREET LIGHTING AND SIGNAL SYSTEMS | 21 | R1 | -
COMPANY 118 | 373 | STREET LIGHTING AND SIGNAL SYSTEMS | 20 | R1 | -
COMPANY 118 | 373.3 | STREET LIGHTING AND SIGNAL SYSTEMS - LED | 10 | S1 | -
COMPANY 118 | 373.3 | STREET LIGHTING AND SIGNAL SYSTEMS - LED | 20 | R1 | -
COMPANY 118 | 389 | LAND AND LAND RIGHTS - RIGHTS | 50 | SQ | -
COMPANY 118 | 389 | LAND RIGHTS | 70 | R3 | -
COMPANY 118 | 389 | LAND RIGHTS | 70 | R3 | -
COMPANY 118 | 390 | STRUCTURES AND IMPROVEMENTS - CLEARING AND GRADING | 40 | R0.5 | -
COMPANY 118 | 390.1 | STRUCTURES AND IMPROVEMENTS - CLEARING - LARGE | - | SQ | -
COMPANY 118 | 390.1 | STRUCTURES AND IMPROVEMENTS - LARGE | 80 | S0 | -
COMPANY 118 | 390.1 | STRUCTURES AND IMPROVEMENTS - LARGE | 80 | S0 | -
COMPANY 118 | 390.1 | STRUCTURES AND IMPROVEMENTS | 80 | S0 | -
COMPANY 118 | 390.2 | STRUCTURES AND IMPROVEMENTS - CLEARING - SMALL | 35 | R0.5 | -
COMPANY 118 | 390.2 | STRUCTURES AND IMPROVEMENTS - SMALL | 45 | S0 | -
COMPANY 118 | 390.2 | STRUCTURES AND IMPROVEMENTS - SMALL | 45 | S0 | -
COMPANY 118 | 390.2 | MISCELLANEOUS IMPROVEMENTS - MINOR | 45 | S0 | -
COMPANY 118 | 390.2 | MISCELLANEOUS IMPROVEMENTS | 40 | R0.5 | -
COMPANY 118 | 391.1 | OFFICE FURNITURE | 20 | SQ | -
COMPANY 118 | 391.1 | OFFICE FURNITURE AND EQUIPMENT - FURNITURE | 20 | SQ | -
COMPANY 118 | 391.1 | OFFICE FURNITURE AND EQUIPMENT - FURNITURE | 20 | SQ | -
COMPANY 118 | 391.2 | OFFICE MACHINES | 10 | SQ | -
COMPANY 118 | 391.2 | OFFICE FURNITURE AND EQUIPMENT - OFFICE MACHINES | 10 | SQ | -
COMPANY 118 | 391.2 | OFFICE FURNITURE AND EQUIPMENT - OFFICE MACHINES | 10 | SQ | -
COMPANY 118 | 391.3 | DATA PROCESSING SMART METERS | 5 | SQ | -
COMPANY 118 | 391.3 | OFFICE FURNITURE AND EQUIPMENT - DATA PROCESSING - SMART METERS | 5 | SQ | -
COMPANY 118 | 391.3 | OFFICE FURNITURE AND EQUIPMENT - PERSONAL COMPUTERS | 5 | SQ | -
COMPANY 118 | 391.3 | OFFICE FURNITURE AND EQUIPMENT - DATA PROCESSING SMART METERS | 5 | SQ | -
COMPANY 118 | 391.3 | OFFICE FURNITURE AND EQUIPMENT - PERSONAL COMPUTERS | 5 | SQ | -
COMPANY 118 | 391.4 | COMPUTERS AND SOFTWARE | 5 | SQ | -
COMPANY 118 | 392 | TRANSPORTATION EQUIPMENT - OTHER | 10 | L3 | -
COMPANY 118 | 392.4 | HEAVY TRUCKS | 13 | L3 | -
COMPANY 118 | 392.4 | TRANSPORTATION EQUIPMENT - HEAVY TRUCKS | 13 | L3 | -
COMPANY 118 | 392.4 | TRANSPORTATION EQUIPMENT - HEAVY TRUCKS | 13 | L3 | -
COMPANY 118 | 392.5 | TRAILERS | 28 | L2 | -
COMPANY 118 | 392.5 | TRANSPORTATION EQUIPMENT - POLE TRAILERS | 30 | L2 | -
COMPANY 118 | 392.5 | TRANSPORTATION EQUIPMENT - POLE TRAILERS | 30 | L2 | -
COMPANY 118 | 392.5 | TRANSPORTATION EQUIPMENT - OTHER | 10 | L3 | -
COMPANY 118 | 393 | STORES EQUIPMENT | 25 | SQ | -
COMPANY 118 | 393 | STORES EQUIPMENT | 25 | SQ | -
COMPANY 118 | 393 | STORES EQUIPMENT | 25 | SQ | -
COMPANY 118 | 394 | TOOLS, SHOP AND GARAGE EQUIPMENT | 25 | SQ | -
COMPANY 118 | 394 | TOOLS, SHOP AND GARAGE EQUIPMENT | 25 | SQ | -
COMPANY 118 | 394 | TOOLS, SHOP AND GARAGE EQUIPMENT | 25 | SQ | -
COMPANY 118 | 395 | LABORATORY EQUIPMENT | 20 | SQ | -
COMPANY 118 | 395 | LABORATORY EQUIPMENT | 20 | SQ | -
COMPANY 118 | 395 | LABORATORY EQUIPMENT | 20 | SQ | -
COMPANY 118 | 396 | POWER OPERATED EQUIPMENT | 33 | R1 | -
COMPANY 118 | 396 | POWER OPERATED EQUIPMENT | 35 | S0 | -
COMPANY 118 | 396 | POWER OPERATED EQUIPMENT | 35 | S0 | -
COMPANY 118 | 397 | COMMUNICATION EQUIPMENT | 15 | SQ | -
COMPANY 118 | 397 | COMMUNICATION EQUIPMENT | 15 | SQ | -
COMPANY 118 | 397 | COMMUNICATION EQUIPMENT | 15 | SQ | -
COMPANY 118 | 398 | MISCELLANEOUS EQUIPMENT | 20 | SQ | -
COMPANY 118 | 398 | MISCELLANEOUS EQUIPMENT | 20 | SQ | -
COMPANY 118 | 398 | MISCELLANEOUS EQUIPMENT | 20 | SQ | -
COMPANY 119 | 303 | MISCELLANEOUS INTANGIBLE PLANT | 7 | SQ | -
COMPANY 119 | 303 | MISCELLANEOUS INTANGIBLE PLANT | 7 | SQ | -
COMPANY 119 | 303 | MISCELLANEOUS INTANGIBLE PLANT | 7 | SQ | -
COMPANY 119 | 303 | MISCELLANEOUS INTANGIBLE PLANT - SMART METER SOFTWARE | 7 | SQ | -
COMPANY 119 | 303 | MISCELLANEOUS INTANGIBLE PLANT - CLOUD SOFTWARE | - | SQ | -
COMPANY 119 | 352 | STRUCTURES AND IMPROVEMENTS | 65 | R4 | -
COMPANY 119 | 352 | STRUCTURES AND IMPROVEMENTS | 70 | R4 | -
COMPANY 119 | 353 | STATION EQUIPMENT | 58 | R2 | -
COMPANY 119 | 353 | STATION EQUIPMENT | 60 | R1.5 | -
COMPANY 119 | 354 | TOWERS AND FIXTURES | 70 | R4 | -
COMPANY 119 | 354 | TOWERS AND FIXTURES | 75 | R4 | -
COMPANY 119 | 355 | POLES AND FIXTURES | 62 | R1.5 | -
COMPANY 119 | 355 | POLES AND FIXTURES | 65 | R1.5 | -
COMPANY 119 | 356 | OVERHEAD CONDUCTORS AND DEVICES | 62 | R2 | -
COMPANY 119 | 356 | OVERHEAD CONDUCTORS AND DEVICES | 65 | R2 | -
COMPANY 119 | 357 | UNDERGROUND CONDUIT | 45 | S2.5 | -
COMPANY 119 | 357 | UNDERGROUND CONDUIT | 50 | S2.5 | -
COMPANY 119 | 358 | UNDERGROUND CONDUCTORS AND DEVICES | 40 | S1.5 | -
COMPANY 119 | 358 | UNDERGROUND CONDUCTORS AND DEVICES | 40 | S1.5 | -
COMPANY 119 | 359 | ROADS AND TRAILS | 55 | S2.5 | -
COMPANY 119 | 359 | ROADS AND TRAILS | 60 | S2.5 | -
COMPANY 119 | 361 | STRUCTURES AND IMPROVEMENTS | 65 | R3 | -
COMPANY 119 | 361 | STRUCTURES AND IMPROVEMENTS | 70 | R3 | -
COMPANY 119 | 361 | STRUCTURES AND IMPROVEMENTS | 70 | R4 | -
COMPANY 119 | 361 | STRUCTURES AND IMPROVEMENTS - SUBTRANSMISSION | 70 | R4 | -
COMPANY 119 | 361 | STRUCTURES AND IMPROVEMENTS - CLEARING AND GRADING | 70 | R4 | -
COMPANY 119 | 361 | STRUCTURES AND IMPROVEMENTS - CLEARING AND GRADING - SUBTRANSMISSION | 70 | R4 | -
COMPANY 119 | 362 | STATION EQUIPMENT | 50 | R0.5 | -
COMPANY 119 | 362 | STATION EQUIPMENT | 50 | R1 | -
COMPANY 119 | 362 | STATION EQUIPMENT | 52 | R1 | -
COMPANY 119 | 362 | STATION EQUIPMENT - SUBTRANSMISSION | 52 | R1 | -
COMPANY 119 | 364 | POLES, TOWERS AND FIXTURES | 55 | R2 | -
COMPANY 119 | 364 | POLES, TOWERS AND FIXTURES | 60 | R2 | -
COMPANY 119 | 364 | POLES, TOWERS AND FIXTURES | 65 | R1.5 | -
COMPANY 119 | 364 | TOWERS AND FIXTURES - SUBTRANSMISSION | 75 | R4 | -
COMPANY 119 | 364 | POLES AND FIXTURES - SUBTRANSMISSION | 65 | R1.5 | -
COMPANY 119 | 365 | OVERHEAD CONDUCTORS AND DEVICES | 60 | R1 | -
COMPANY 119 | 365 | OVERHEAD CONDUCTORS AND DEVICES | 64 | R1 | -
COMPANY 119 | 365 | OVERHEAD CONDUCTORS AND DEVICES | 65 | R1 | -
COMPANY 119 | 365 | OVERHEAD CONDUCTORS AND DEVICES - SUBTRANSMISSION | 65 | R1 | -
COMPANY 119 | 365 | OVERHEAD CONDUCTORS AND DEVICES - CLEARING AND GRADING | 64 | R1 | -
COMPANY 119 | 366 | UNDERGROUND CONDUIT | 60 | R2.5 | -
COMPANY 119 | 366 | UNDERGROUND CONDUIT | 65 | R2.5 | -
COMPANY 119 | 366 | UNDERGROUND CONDUIT | 70 | R2.5 | -
COMPANY 119 | 366 | UNDERGROUND CONDUIT - SUBTRANSMISSION | 70 | R2.5 | -
COMPANY 119 | 367 | UNDERGROUND CONDUCTORS AND DEVICES | 50 | R2.5 | -
COMPANY 119 | 367 | UNDERGROUND CONDUCTORS AND DEVICES | 50 | R2.5 | -
COMPANY 119 | 367 | UNDERGROUND CONDUCTORS AND DEVICES | 50 | R2.5 | -
COMPANY 119 | 367 | UNDERGROUND CONDUCTORS AND DEVICES - SUBTRANSMISSION | 50 | R2.5 | -
COMPANY 119 | 368 | LINE TRANSFORMERS | 44 | R1.5 | -
COMPANY 119 | 368 | LINE TRANSFORMERS | 43 | R1.5 | -
COMPANY 119 | 368 | LINE TRANSFORMERS | 43 | R1.5 | -
COMPANY 119 | 369 | SERVICES | 60 | R4 | -
COMPANY 119 | 369 | SERVICES | 60 | R4 | -
COMPANY 119 | 369.1 | SERVICES - OVERHEAD | 55 | R4 | -
COMPANY 119 | 370 | METERS | 32 | R1 | -
COMPANY 119 | 370.1 | METERS - SMART METERS | 15 | S0.5 | -
COMPANY 119 | 370.1 | METERS - SMART GRID | 15 | S2 | -
COMPANY 119 | 370.1 | METERS - SMART GRID | 15 | S2 | -
COMPANY 119 | 371 | INSTALLATIONS ON CUSTOMERS' PREMISES | 33 | R2 | -
COMPANY 119 | 371 | INSTALLATIONS ON CUSTOMERS' PREMISES | 33 | R2 | -
COMPANY 119 | 371 | INSTALLATIONS ON CUSTOMERS' PREMISES | 33 | R2 | -
COMPANY 119 | 373 | STREET LIGHTING AND SIGNAL SYSTEMS | 27 | R2 | -
COMPANY 119 | 373 | STREET LIGHTING AND SIGNAL SYSTEMS | 20 | R2 | -
COMPANY 119 | 373.1 | STREET LIGHTING AND SIGNAL SYSTEMS | 20 | R2 | -
COMPANY 119 | 373.3 | STREET LIGHTING AND SIGNAL SYSTEMS - LED | 10 | L1.5 | -
COMPANY 119 | 373.3 | STREET LIGHTING AND SIGNAL SYSTEMS - ESIP | 20 | R2 | -
COMPANY 119 | 373.3 | STREET LIGHTING AND SIGNAL SYSTEMS - LED | 20 | R2 | -
COMPANY 119 | 390 | STRUCTURES AND IMPROVEMENTS | 50 | R2.5 | -
COMPANY 119 | 390 | STRUCTURES AND IMPROVEMENTS | 55 | R2 | -
COMPANY 119 | 390 | STRUCTURES AND IMPROVEMENTS | 55 | R2 | -
COMPANY 119 | 390.2 | STRUCTURES AND IMPROVEMENTS - CLEARING AND GRADING | 55 | R2 | -
COMPANY 119 | 391 | OFFICE FURNITURE AND EQUIPMENT | 20 | SQ | -
COMPANY 119 | 391 | OFFICE FURNITURE AND EQUIPMENT | 20 | SQ | -
COMPANY 119 | 391 | OFFICE FURNITURE AND EQUIPMENT | 20 | SQ | -
COMPANY 119 | 391.2 | OFFICE EQUIPMENT | 5 | SQ | -
COMPANY 119 | 391.3 | DATA PROCESSING EQUIPMENT | 5 | SQ | -
COMPANY 119 | 391.3 | DATA PROCESSING EQUIPMENT | 5 | SQ | -
COMPANY 119 | 391.3 | DATA PROCESSING EQUIPMENT SMART GRID | 5 | SQ | -
COMPANY 119 | 392 | TRANSPORTATION EQUIPMENT | 10 | L2 | -
COMPANY 119 | 392 | TRANSPORTATION EQUIPMENT | 10 | L2 | -
COMPANY 119 | 392 | TRANSPORTATION EQUIPMENT | 10 | L2 | -
COMPANY 119 | 393 | STORES EQUIPMENT | 30 | SQ | -
COMPANY 119 | 393 | STORES EQUIPMENT | 30 | SQ | -
COMPANY 119 | 393 | STORES EQUIPMENT | 30 | SQ | -
COMPANY 119 | 394 | TOOLS, SHOP AND GARAGE EQUIPMENT | 25 | SQ | -
COMPANY 119 | 394 | TOOLS, SHOP AND GARAGE EQUIPMENT | 25 | SQ | -
COMPANY 119 | 394 | TOOLS, SHOP AND GARAGE EQUIPMENT | 25 | SQ | -
COMPANY 119 | 395 | LABORATORY EQUIPMENT | 20 | SQ | -
COMPANY 119 | 395 | LABORATORY EQUIPMENT | 20 | SQ | -
COMPANY 119 | 395 | LABORATORY EQUIPMENT | 20 | SQ | -
COMPANY 119 | 396 | POWER OPERATED EQUIPMENT | 18 | S1.5 | -
COMPANY 119 | 396 | POWER OPERATED EQUIPMENT | 18 | S2 | -
COMPANY 119 | 396 | POWER OPERATED EQUIPMENT | 20 | S2 | -
COMPANY 119 | 397 | COMMUNICATION EQUIPMENT | 15 | SQ | -
COMPANY 119 | 397 | COMMUNICATION EQUIPMENT | 15 | SQ | -
COMPANY 119 | 397 | COMMUNICATION EQUIPMENT | 15 | SQ | -
COMPANY 119 | 398 | MISCELLANEOUS EQUIPMENT | 20 | SQ | -
COMPANY 119 | 398 | MISCELLANEOUS EQUIPMENT | 20 | SQ | -
COMPANY 119 | 398 | MISCELLANEOUS EQUIPMENT | 20 | SQ | -
COMPANY 120 | 311 | STRUCTURES AND IMPROVEMENTS | 90 | S1.5 | (1) - (5)
COMPANY 120 | 311 | STRUCTURES AND IMPROVEMENTS | 90 | S1.5 | (1) - (4)
COMPANY 120 | 311 | STRUCTURES AND IMPROVEMENTS | 90 | S1.5 | -4
COMPANY 120 | 312 | BOILER PLANT EQUIPMENT | 65 | R3 | (1) - (5)
COMPANY 120 | 312 | BOILER PLANT EQUIPMENT | 65 | R3 | (1) - (4)
COMPANY 120 | 312 | BOILER PLANT EQUIPMENT | 65 | R3 | -4
COMPANY 120 | 312.6 | RAIL CARS | 26 | S0 | 0
COMPANY 120 | 312.6 | RAIL CARS | 28 | S0 | 0
COMPANY 120 | 314 | TURBOGENERATOR UNITS | 60 | S0.5 | (1) - (5)
COMPANY 120 | 314 | TURBOGENERATOR UNITS | 55 | R2 | (1) - (4)
COMPANY 120 | 314 | TURBOGENERATOR UNITS | 55 | R2 | -4
COMPANY 120 | 315 | ACCESSORY ELECTRIC EQUIPMENT | 60 | R2.5 | (1) - (5)
COMPANY 120 | 315 | ACCESSORY ELECTRIC EQUIPMENT | 60 | R2.5 | (1) - (4)
COMPANY 120 | 315 | ACCESSORY ELECTRIC EQUIPMENT | 60 | R2.5 | -4
COMPANY 120 | 316 | MISCELLANEOUS POWER PLANT EQUIPMENT | 55 | R1 | (1) - (5)
COMPANY 120 | 316 | MISCELLANEOUS POWER PLANT EQUIPMENT | 60 | R1 | (1) - (4)
COMPANY 120 | 316 | MISCELLANEOUS POWER PLANT EQUIPMENT | 60 | R1 | -4
COMPANY 120 | 331 | STRUCTURES AND IMPROVEMENTS | 100 | R2.5 | (31) - (196)
COMPANY 120 | 331 | STRUCTURES AND IMPROVEMENTS | 110 | R2.5 | (31) - (176)
COMPANY 120 | 331 | STRUCTURES AND IMPROVEMENTS | 105 | R2.5 | (36) - (89)
COMPANY 120 | 332 | RESERVOIRS, DAMS AND WATERWAYS | 100 | R3 | (31) - (196)
COMPANY 120 | 332 | RESERVOIRS, DAMS AND WATERWAYS | 105 | R3 | (31) - (176)
COMPANY 120 | 332 | RESERVOIRS, DAMS AND WATERWAYS | 105 | R3 | (36) - (89)
COMPANY 120 | 333 | WATER WHEELS, TURBINES AND GENERATORS | 90 | S1 | (31) - (196)
COMPANY 120 | 333 | WATER WHEELS, TURBINES AND GENERATORS | 90 | S1 | (31) - (176)
COMPANY 120 | 333 | WATER WHEELS, TURBINES AND GENERATORS | 95 | S0.5 | (36) - (89)
COMPANY 120 | 334 | ACCESSORY ELECTRIC EQUIPMENT | 60 | R2.5 | (31) - (196)
COMPANY 120 | 334 | ACCESSORY ELECTRIC EQUIPMENT | 60 | R2.5 | (31) - (176)
COMPANY 120 | 334 | ACCESSORY ELECTRIC EQUIPMENT | 60 | R2 | (36) - (89)
COMPANY 120 | 335 | MISCELLANEOUS POWER PLANT EQUIPMENT | 55 | R0.5 | (31) - (196)
COMPANY 120 | 335 | MISCELLANEOUS POWER PLANT EQUIPMENT | 55 | R0.5 | (31) - (176)
COMPANY 120 | 335 | MISCELLANEOUS POWER PLANT EQUIPMENT | 55 | R0.5 | (36) - (89)
COMPANY 120 | 336 | ROADS, RAILROADS AND BRIDGES | 80 | R1.5 | (68) - (196)
COMPANY 120 | 336 | ROADS, RAILROADS AND BRIDGES | 75 | R1.5 | (57) - (176)
COMPANY 120 | 336 | ROADS, RAILROADS AND BRIDGES | 80 | R1 | (36) - (89)
COMPANY 120 | 341 | STRUCTURES AND IMPROVEMENTS | 70 | R3 | (8) - (10)
COMPANY 120 | 341 | STRUCTURES AND IMPROVEMENTS | 70 | R3 | (5) - (7)
COMPANY 120 | 341 | STRUCTURES AND IMPROVEMENTS | 70 | R3 | (2) - (20)
COMPANY 120 | 341.02 | STRUCTURES AND IMPROVEMENTS - WIND | 40 | R4 | -9
COMPANY 120 | 341.02 | STRUCTURES AND IMPROVEMENTS - WIND | 40 | R4 | (7) - (8)
COMPANY 120 | 341.02 | STRUCTURES AND IMPROVEMENTS - WIND | 40 | R4 | (5) - (6)
COMPANY 120 | 342 | FUEL HOLDERS, PRODUCERS AND ACCESSORIES | 45 | R3 | (8) - (10)
COMPANY 120 | 342 | FUEL HOLDERS, PRODUCERS AND ACCESSORIES | 48 | R3 | (5) - (10)
COMPANY 120 | 342 | FUEL HOLDERS, PRODUCERS AND ACCESSORIES | 50 | R3 | (2) - (15)
COMPANY 120 | 344 | GENERATORS | 35 | R2 | (8) - (10)
COMPANY 120 | 344 | GENERATORS | 38 | R2 | (5) - (7)
COMPANY 120 | 344 | GENERATORS | 45 | R1.5 | (2) - (7)
COMPANY 120 | 344.01 | GENERATORS - SOLAR | 20 | L2.5 | -2
COMPANY 120 | 344.01 | GENERATORS - SOLAR | 20 | L2.5 | -2
COMPANY 120 | 344.02 | GENERATORS - WIND | 30 | R3 | -9
COMPANY 120 | 344.02 | GENERATORS - WIND | 30 | R3 | (7) - (8)
COMPANY 120 | 344.02 | GENERATORS - WIND | 35 | R3 | (5) - (6)
COMPANY 120 | 345 | ACCESSORY ELECTRIC EQUIPMENT | 40 | R2.5 | (8) - (10)
COMPANY 120 | 345 | ACCESSORY ELECTRIC EQUIPMENT | 45 | R2.5 | (5) - (7)
COMPANY 120 | 345 | ACCESSORY ELECTRIC EQUIPMENT | 50 | R2.5 | (2) - (7)
COMPANY 120 | 345.02 | ACCESSORY ELECTRIC EQUIPMENT - WIND | 30 | R2.5 | -9
COMPANY 120 | 345.02 | ACCESSORY ELECTRIC EQUIPMENT - WIND | 30 | R2.5 | (7) - (8)
COMPANY 120 | 345.02 | ACCESSORY ELECTRIC EQUIPMENT - WIND | 30 | S2.5 | (5) - (6)
COMPANY 120 | 346 | MISCELLANEOUS POWER PLANT EQUIPMENT | 55 | R2 | (8) - (10)
COMPANY 120 | 346 | MISCELLANEOUS POWER PLANT EQUIPMENT | 55 | R2.5 | (5) - (7)
COMPANY 120 | 346 | MISCELLANEOUS POWER PLANT EQUIPMENT | 60 | R2.5 | (2) - (7)
COMPANY 120 | 346.02 | MISCELLANEOUS POWER PLANT EQUIPMENT - WIND | 35 | R2.5 | -9
COMPANY 120 | 346.02 | MISCELLANEOUS POWER PLANT EQUIPMENT - WIND | 40 | R2.5 | (7) - (8)
COMPANY 120 | 346.02 | MISCELLANEOUS POWER PLANT EQUIPMENT - WIND | 45 | R2.5 | (5) - (6)
COMPANY 120 | 352 | STRUCTURES AND IMPROVEMENTS | 60 | R2.5 | -15
COMPANY 120 | 352 | STRUCTURES AND IMPROVEMENTS | 65 | R2.5 | -15
COMPANY 120 | 352 | STRUCTURES AND IMPROVEMENTS | 70 | R2.5 | -20
COMPANY 120 | 353 | STATION EQUIPMENT | 52 | R2 | -15
COMPANY 120 | 353 | STATION EQUIPMENT | 57 | R2 | -15
COMPANY 120 | 353 | STATION EQUIPMENT | 59 | R2 | -20
COMPANY 120 | 354 | TOWERS AND FIXTURES | 70 | R3 | -25
COMPANY 120 | 354 | TOWERS AND FIXTURES | 70 | S3 | -10
COMPANY 120 | 354 | TOWERS AND FIXTURES | 70 | S3 | -10
COMPANY 120 | 355 | POLES AND FIXTURES | 48 | R1 | -80
COMPANY 120 | 355 | POLES AND FIXTURES | 50 | R1 | -50
COMPANY 120 | 355 | POLES AND FIXTURES | 52 | S0 | -50
COMPANY 120 | 356 | OVERHEAD CONDUCTORS AND DEVICES | 60 | R2.5 | -35
COMPANY 120 | 356 | OVERHEAD CONDUCTORS AND DEVICES | 65 | R2.5 | -20
COMPANY 120 | 356 | OVERHEAD CONDUCTORS AND DEVICES | 65 | R2.5 | -20
COMPANY 120 | 359 | ROADS AND TRAILS | 60 | R4 | 0
COMPANY 120 | 359 | ROADS AND TRAILS | 65 | R3 | 0
COMPANY 120 | 359 | ROADS AND TRAILS | 65 | R3 | 0
COMPANY 120 | 361 | STRUCTURES AND IMPROVEMENTS | 65 | R2 | -25
COMPANY 120 | 361 | STRUCTURES AND IMPROVEMENTS | 65 | R2 | -25
COMPANY 120 | 361 | STRUCTURES AND IMPROVEMENTS | 70 | R2 | -25
COMPANY 120 | 362 | STATION EQUIPMENT | 54 | S0 | -20
COMPANY 120 | 362 | STATION EQUIPMENT | 55 | S0 | -20
COMPANY 120 | 362 | STATION EQUIPMENT | 59 | S0 | -20
COMPANY 120 | 363 | STORAGE BATTERY | 15 | L3 | -5
COMPANY 120 | 363 | STORAGE BATTERY | 15 | L3 | -5
COMPANY 120 | 364 | POLES, TOWERS AND FIXTURES | 43 | R1 | -65
COMPANY 120 | 364 | POLES, TOWERS AND FIXTURES | 45 | R1 | -50
COMPANY 120 | 364 | POLES, TOWERS AND FIXTURES | 48 | R0.5 | -45
COMPANY 120 | 365 | OVERHEAD CONDUCTORS AND DEVICES | 46 | S0.5 | -75
COMPANY 120 | 365 | OVERHEAD CONDUCTORS AND DEVICES | 50 | S0.5 | -70
COMPANY 120 | 365 | OVERHEAD CONDUCTORS AND DEVICES | 53 | R1.5 | -65
COMPANY 120 | 366 | UNDERGROUND CONDUIT | 75 | R4 | -15
COMPANY 120 | 366 | UNDERGROUND CONDUIT | 80 | R4 | -10
COMPANY 120 | 366 | UNDERGROUND CONDUIT | 85 | R4 | -10
COMPANY 120 | 367 | UNDERGROUND CONDUCTORS AND DEVICES | 50 | S1.5 | -70
COMPANY 120 | 367 | UNDERGROUND CONDUCTORS AND DEVICES | 55 | S1.5 | -70
COMPANY 120 | 367 | UNDERGROUND CONDUCTORS AND DEVICES | 60 | S1.5 | -70
COMPANY 120 | 368 | LINE TRANSFORMERS | 45 | R3 | -20
COMPANY 120 | 368 | LINE TRANSFORMERS | 50 | R2.5 | -15
COMPANY 120 | 368 | LINE TRANSFORMERS | 52 | R2.5 | -10
COMPANY 120 | 369.1 | SERVICES - OVERHEAD | 50 | S0 | -45
COMPANY 120 | 369.1 | SERVICES - OVERHEAD | 48 | R2 | -30
COMPANY 120 | 369.1 | SERVICES - OVERHEAD | 55 | R1.5 | -30
COMPANY 120 | 369.2 | SERVICES - UNDERGROUND | 50 | R4 | -45
COMPANY 120 | 369.2 | SERVICES - UNDERGROUND | 50 | R4 | -30
COMPANY 120 | 369.2 | SERVICES - UNDERGROUND | 55 | R4 | -30
COMPANY 120 | 370 | METERS | 28 | S1.5 | -10
COMPANY 120 | 370 | METERS - RETAINED | 16 | L0.5 | -10
COMPANY 120 | 370 | METERS | 29 | R2 | -10
COMPANY 120 | 370 | METERS - RETAINED | 16 | L0.5 | -10
COMPANY 120 | 370 | METERS | 28 | R2 | -5
COMPANY 120 | 370 | METERS - RETAINED | 16 | L0.5 | -5
COMPANY 120 | 370.1 | METERS - AMI | 15 | S2.5 | -10
COMPANY 120 | 370.1 | METERS - AMI | 15 | S2.5 | -10
COMPANY 120 | 370.1 | METERS - AMI | 15 | R3 | -5
COMPANY 120 | 371 | INSTALLATIONS ON CUSTOMERS' PREMISES | 30 | R4 | 0
COMPANY 120 | 371 | INSTALLATIONS ON CUSTOMERS' PREMISES | 30 | R4 | 0
COMPANY 120 | 371 | INSTALLATIONS ON CUSTOMERS' PREMISES | 30 | R4 | 0
COMPANY 120 | 373.3 | STREET LIGHTING AND SIGNAL SYSTEMS - FIXTURES, ORNAMENTAL POSTS AND DEVICES | 28 | L1 | -60
COMPANY 120 | 373.3 | STREET LIGHTING AND SIGNAL SYSTEMS - SENTINEL LIGHTING EQUIPMENT | 29 | L0.5 | -60
COMPANY 120 | 373.3 | STREET LIGHTING AND SIGNAL SYSTEMS - FIXTURES, ORNAMENTAL POSTS AND DEVICES | 25 | L1 | -30
COMPANY 120 | 373.3 | STREET LIGHTING AND SIGNAL SYSTEMS - SENTINEL LIGHTING EQUIPMENT | 29 | L0.5 | -30
COMPANY 120 | 373.3 | STREET LIGHTING AND SIGNAL SYSTEMS - FIXTURES, ORNAMENTAL POSTS AND DEVICES | 28 | L1 | -25
COMPANY 120 | 373.3 | STREET LIGHTING AND SIGNAL SYSTEMS - SENTINEL LIGHTING EQUIPMENT | 30 | L0.5 | -25
COMPANY 120 | 373.99 | STREET LIGHTING AND SIGNAL SYSTEMS - CIRCUITS | 46 | S0.5 | -60
COMPANY 120 | 373.99 | STREET LIGHTING AND SIGNAL SYSTEMS - CIRCUITS | 40 | L2.5 | -30
COMPANY 120 | 373.99 | STREET LIGHTING AND SIGNAL SYSTEMS - CIRCUITS | 40 | L2.5 | -25
COMPANY 120 | 390 | STRUCTURES AND IMPROVEMENTS | 40 | R0.5 | -5
COMPANY 120 | 390 | STRUCTURES AND IMPROVEMENTS | 40 | R0.5 | -5
COMPANY 120 | 390 | STRUCTURES AND IMPROVEMENTS | 42 | R0.5 | -10
COMPANY 120 | 390.3 | LEASEHOLDS | - | SQ | 0
COMPANY 120 | 390.3 | LEASEHOLDS | - | SQ | 0
COMPANY 120 | 390.3 | STRUCTURES AND IMPROVEMENTS - LEASE | 200 | SQ | 0
COMPANY 120 | 391 | OFFICE FURNITURE AND EQUIPMENT | 15 | SQ | 0
COMPANY 120 | 391 | OFFICE FURNITURE AND EQUIPMENT - FURNITURE AND EQUIPMENT | 15 | SQ | 0
COMPANY 120 | 391.1 | OFFICE FURNITURE | 15 | SQ | 0
COMPANY 120 | 391.2 | OFFICE EQUIPMENT | 5 | SQ | 0
COMPANY 120 | 391.3 | COMPUTERS | 5 | SQ | 0
COMPANY 120 | 391.3 | COMPUTERS | 5 | SQ | 0
COMPANY 120 | 391.3 | OFFICE FURNITURE AND EQUIPMENT - COMPUTERS AND EQUIPMENT | 5 | SQ | 0
COMPANY 120 | 392.1 | PASSENGER CARS AND VANS | 11 | S1.5 | 10
COMPANY 120 | 392.1 | AUTOS | 11 | S1.5 | 5
COMPANY 120 | 392.1 | AUTOS | 12 | S1.5 | 15
COMPANY 120 | 392.2 | LIGHT TRUCKS | 12 | L2 | 10
COMPANY 120 | 392.2 | LIGHT DUTY TRUCKS | 13 | L2.5 | 5
COMPANY 120 | 392.2 | LIGHT DUTY TRUCKS | 13 | L2.5 | 15
COMPANY 120 | 392.3 | MEDIUM TRUCKS | 15 | S1.5 | 10
COMPANY 120 | 392.3 | MEDIUM DUTY TRUCKS | 16 | S1.5 | 5
COMPANY 120 | 392.3 | MEDIUM DUTY TRUCKS | 15 | S2 | 15
COMPANY 120 | 392.4 | HEAVY TRUCKS | 19 | S2 | 10
COMPANY 120 | 392.4 | HEAVY DUTY TRUCKS | 20 | S2 | 5
COMPANY 120 | 392.4 | HEAVY DUTY TRUCKS | 20 | S0 | 15
COMPANY 120 | 392.5 | TRAILERS | 25 | S0 | 10
COMPANY 120 | 392.5 | TRAILERS | 30 | S0 | 5
COMPANY 120 | 392.5 | TRAILERS | 30 | S0 | 15
COMPANY 120 | 392.7 | HELICOPTER | 20 | S4 | 10
COMPANY 120 | 392.7 | HELICOPTER | 20 | S4 | 5
COMPANY 120 | 392.7 | HELICOPTER | 20 | S4 | 15
COMPANY 120 | 393 | STORES EQUIPMENT | 20 | SQ | 0
COMPANY 120 | 393 | STORES EQUIPMENT | 20 | SQ | 0
COMPANY 120 | 393 | STORES EQUIPMENT | 20 | SQ | 0
COMPANY 120 | 394 | TOOLS, SHOP AND GARAGE EQUIPMENT | 20 | SQ | 0
COMPANY 120 | 394 | TOOLS, SHOP AND GARAGE EQUIPMENT | 20 | SQ | 0
COMPANY 120 | 394 | TOOLS, SHOP AND GARAGE EQUIPMENT | 20 | SQ | 0
COMPANY 120 | 395 | LABORATORY EQUIPMENT | 15 | SQ | 0
COMPANY 120 | 395 | LABORATORY EQUIPMENT | 15 | SQ | 0
COMPANY 120 | 395 | LABORATORY EQUIPMENT | 15 | SQ | 0
COMPANY 120 | 396.1 | DIGGER | 15 | S3 | 5
COMPANY 120 | 396.1 | DIGGER | 16 | R2.5 | 10
COMPANY 120 | 396.1 | DIGGER | 14 | S2 | 10
COMPANY 120 | 396.2 | CONSTRUCTION EQUIPMENT | 20 | L1 | 5
COMPANY 120 | 396.2 | CRANE | 20 | L3 | 5
COMPANY 120 | 396.2 | MANLIFT | 14 | S1.5 | 5
COMPANY 120 | 396.2 | CONSTRUCTION EQUIPMENT | 19 | L1.5 | 10
COMPANY 120 | 396.2 | CRANE | 22 | S2.5 | 10
COMPANY 120 | 396.2 | MANLIFT | 14 | S1.5 | 10
COMPANY 120 | 396.2 | CONSTRUCTION EQUIPMENT | 20 | L2 | 10
COMPANY 120 | 396.2 | CRANE | 23 | S2.5 | 10
COMPANY 120 | 396.2 | MANLIFT | 13 | S1.5 | 10
COMPANY 120 | 397 | LINE EQUIPMENT | 15 | SQ | 0
COMPANY 120 | 397 | LINE EQUIPMENT | 15 | SQ | 0
COMPANY 120 | 397 | LINE EQUIPMENT | 15 | SQ | 0
COMPANY 120 | 397.1 | TELEPHONE EQUIPMENT | 15 | SQ | 0
COMPANY 120 | 397.1 | TELEPHONE EQUIPMENT | 15 | SQ | 0
COMPANY 120 | 397.1 | TELEPHONE EQUIPMENT | 15 | SQ | 0
COMPANY 120 | 397.2 | RADIO, MICROWAVE AND TERMINAL EQUIPMENT | 15 | SQ | 0
COMPANY 120 | 397.2 | RADIO, MICROWAVE AND TERMINAL EQUIPMENT | 15 | SQ | 0
COMPANY 120 | 397.2 | RADIO, MICROWAVE AND TERMINAL EQUIPMENT | 15 | SQ | 0
COMPANY 120 | 397.6 | MOBILE RADIO EQUIPMENT | 15 | SQ | 0
COMPANY 120 | 397.6 | MOBILE RADIO EQUIPMENT | 15 | SQ | 0
COMPANY 120 | 397.6 | MOBILE RADIO EQUIPMENT | 15 | SQ | 0
COMPANY 120 | 398 | MISCELLANEOUS EQUIPMENT | 20 | SQ | 0
COMPANY 120 | 398 | MISCELLANEOUS EQUIPMENT | 20 | SQ | 0
COMPANY 120 | 398 | MISCELLANEOUS EQUIPMENT | 20 | SQ | 0
COMPANY 121 | 303 | MISCELLANEOUS INTANGIBLE PLANT | 7 | SQ | 0
COMPANY 121 | 303 | MISCELLANEOUS INTANGIBLE PLANT | 7 | SQ | 0
COMPANY 121 | 350 | LAND AND LAND RIGHTS - RIGHTS | 75 | R4 | 0
COMPANY 121 | 350 | LAND AND LAND RIGHTS - RIGHTS | 75 | R4 | 0
COMPANY 121 | 352 | STRUCTURES AND IMPROVEMENTS | 55 | R2.5 | -10
COMPANY 121 | 352 | STRUCTURES AND IMPROVEMENTS | 65 | R3 | -25
COMPANY 121 | 353 | STATION EQUIPMENT | 55 | R2 | -10
COMPANY 121 | 353 | STATION EQUIPMENT | 60 | R1.5 | -15
COMPANY 121 | 353.2 | STATION EQUIPMENT - SCADA | 15 | S1.5 | 0
COMPANY 121 | 354 | TOWERS AND FIXTURES | 70 | R4 | -30
COMPANY 121 | 354 | TOWERS AND FIXTURES | 75 | R4 | -30
COMPANY 121 | 355 | POLES AND FIXTURES | 60 | R2.5 | -35
COMPANY 121 | 355 | POLES AND FIXTURES | 65 | R2 | -70
COMPANY 121 | 356 | OVERHEAD CONDUCTORS AND DEVICES | 60 | R2 | -50
COMPANY 121 | 356 | OVERHEAD CONDUCTORS AND DEVICES | 65 | R2 | -70
COMPANY 121 | 356.1 | OVERHEAD CONDUCTORS AND DEVICES - RIGHT OF WAY CLEARING | 75 | R4 | 0
COMPANY 121 | 356.1 | OVERHEAD CONDUCTORS AND DEVICES - CLEARING | 75 | R4 | 0
COMPANY 121 | 357 | UNDERGROUND CONDUIT | 55 | S2 | 0
COMPANY 121 | 357 | UNDERGROUND CONDUIT | 55 | S2.5 | -5
COMPANY 121 | 358 | UNDERGROUND CONDUCTORS AND DEVICES | 50 | R3 | 0
COMPANY 121 | 358 | UNDERGROUND CONDUCTORS AND DEVICES | 50 | R2.5 | -20
COMPANY 121 | 360 | LAND AND LAND RIGHTS - RIGHTS | 75 | R4 | 0
COMPANY 121 | 360 | LAND AND LAND RIGHTS - RIGHTS | 75 | R4 | 0
COMPANY 121 | 361 | STRUCTURES AND IMPROVEMENTS | 55 | R2.5 | -10
COMPANY 121 | 361 | STRUCTURES AND IMPROVEMENTS | 65 | R3 | -25
COMPANY 121 | 362 | STATION EQUIPMENT | 55 | R2 | -10
COMPANY 121 | 362 | STATION EQUIPMENT | 60 | R1.5 | -15
COMPANY 121 | 362.1 | STATION EQUIPMENT - SCADA | 15 | S1.5 | 0
COMPANY 121 | 364 | POLES, TOWERS AND FIXTURES | 60 | R4 | -50
COMPANY 121 | 364 | POLES, TOWERS AND FIXTURES | 65 | R4 | -80
COMPANY 121 | 365 | OVERHEAD CONDUCTORS AND DEVICES | 55 | R1.5 | -45
COMPANY 121 | 365 | OVERHEAD CONDUCTORS AND DEVICES | 65 | R1.5 | -80
COMPANY 121 | 365.2 | OVERHEAD CONDUCTORS AND DEVICES - RIGHT OF WAY CLEARING | 75 | R4 | 0
COMPANY 121 | 365.2 | OVERHEAD CONDUCTORS AND DEVICES - CLEARING | 75 | R4 | 0
COMPANY 121 | 366 | UNDERGROUND CONDUIT | 60 | R2.5 | -20
COMPANY 121 | 366 | UNDERGROUND CONDUIT | 65 | R3 | -25
COMPANY 121 | 367 | UNDERGROUND CONDUCTORS AND DEVICES | 40 | S2.5 | -30
COMPANY 121 | 367 | UNDERGROUND CONDUCTORS AND DEVICES | 48 | S1.5 | -40
COMPANY 121 | 368.1 | LINE TRANSFORMERS - OVERHEAD | 43 | R2 | -10
COMPANY 121 | 368.1 | LINE TRANSFORMERS - OVERHEAD | 47 | R1.5 | -20
COMPANY 121 | 368.2 | LINE TRANSFORMERS - UNDERGROUND | 34 | R4 | -10
COMPANY 121 | 368.2 | LINE TRANSFORMERS - UNDERGROUND | 47 | R1.5 | -20
COMPANY 121 | 369.1 | SERVICES - OVERHEAD | 50 | R4 | -50
COMPANY 121 | 369.1 | SERVICES - OVERHEAD | 55 | R4 | -75
COMPANY 121 | 369.2 | SERVICES - UNDERGROUND | 45 | S4 | -50
COMPANY 121 | 369.2 | SERVICES - UNDERGROUND | 55 | R4 | -75
COMPANY 121 | 370 | METERS | 38 | R2.5 | -10
COMPANY 121 | 370 | METERS | 36 | R2.5 | -20
COMPANY 121 | 371 | INSTALLATIONS ON CUSTOMERS' PREMISES | 28 | S0.5 | -25
COMPANY 121 | 371 | INSTALLATIONS ON CUSTOMERS' PREMISES | 25 | O1 | -30
COMPANY 121 | 373 | STREET LIGHTING AND SIGNAL SYSTEMS | 30 | S0 | -40
COMPANY 121 | 373 | STREET LIGHTING AND SIGNAL SYSTEMS | 32 | O1 | -40
COMPANY 121 | 389 | LAND AND LAND RIGHTS - RIGHTS | 75 | R4 | 0
COMPANY 121 | 389 | LAND AND LAND RIGHTS - RIGHTS | 75 | R4 | 0
COMPANY 121 | 390 | STRUCTURES AND IMPROVEMENTS | 55 | R1.5 | -5
COMPANY 121 | 390 | STRUCTURES AND IMPROVEMENTS | 50 | S0 | -10
COMPANY 121 | 391.1 | OFFICE FURNITURE | 20 | SQ | 0
COMPANY 121 | 391.1 | OFFICE FURNITURE AND EQUIPMENT - FURNITURE AND EQUIPMENT | 20 | SQ | 0
COMPANY 121 | 391.3 | DATA HANDLING | 10 | SQ | 0
COMPANY 121 | 391.3 | OFFICE FURNITURE AND EQUIPMENT - DATA HANDLING | 10 | SQ | 0
COMPANY 121 | 391.3 | OFFICE FURNITURE AND EQUIPMENT - INFORMATION SYSTEMS | 10 | SQ | 0
COMPANY 121 | 391.4 | COMPUTERS AND SOFTWARE | 5 | SQ | 0
COMPANY 121 | 391.4 | OFFICE FURNITURE AND EQUIPMENT - COMPUTERS | 5 | SQ | 0
COMPANY 121 | 392.5 | TRAILERS | 20 | L1.5 | 10
COMPANY 121 | 392.5 | TRANSPORTATION EQUIPMENT - TRAILERS | 22 | L1 | 15
COMPANY 121 | 393 | STORES EQUIPMENT | 20 | SQ | 0
COMPANY 121 | 393 | STORES EQUIPMENT | 20 | SQ | 0
COMPANY 121 | 394 | TOOLS, SHOP AND GARAGE EQUIPMENT | 20 | SQ | 0
COMPANY 121 | 394 | TOOLS, SHOP AND GARAGE EQUIPMENT | 20 | SQ | 0
COMPANY 121 | 395 | LABORATORY EQUIPMENT | 20 | SQ | 0
COMPANY 121 | 395 | LABORATORY EQUIPMENT | 20 | SQ | 0
COMPANY 121 | 396 | POWER OPERATED EQUIPMENT | 20 | S2.5 | 15
COMPANY 121 | 396 | POWER OPERATED EQUIPMENT | 22 | S2.5 | 15
COMPANY 121 | 397 | COMMUNICATION EQUIPMENT | 10 | SQ | 0
COMPANY 121 | 397 | COMMUNICATION EQUIPMENT | 10 | SQ | 0
COMPANY 121 | 398 | MISCELLANEOUS EQUIPMENT | 15 | SQ | 0
COMPANY 121 | 398 | MISCELLANEOUS EQUIPMENT | 15 | SQ | 0
COMPANY 122 | 303 | MISCELLANEOUS INTANGIBLE PLANT | 7 | SQ | 0
COMPANY 122 | 303 | MISCELLANEOUS INTANGIBLE PLANT | 7 | SQ | 0
COMPANY 122 | 360 | LAND AND LAND RIGHTS - EASEMENTS | 75 | R3 | 0
COMPANY 122 | 360 | LAND AND LAND RIGHTS - EASEMENTS | 75 | R3 | 0
COMPANY 122 | 361 | STRUCTURES AND IMPROVEMENTS | 65 | S4 | -20
COMPANY 122 | 361 | STRUCTURES AND IMPROVEMENTS | 65 | S4 | -20
COMPANY 122 | 362 | STATION EQUIPMENT | 65 | R2.5 | -15
COMPANY 122 | 362 | STATION EQUIPMENT | 65 | R2.5 | -20
COMPANY 122 | 363 | ELECTRIC STORAGE BATTERY | 15 | L3 | 0
COMPANY 122 | 364 | POLES, TOWERS AND FIXTURES | 70 | R4 | -120
COMPANY 122 | 364 | POLES, TOWERS AND FIXTURES | 70 | R4 | -125
COMPANY 122 | 365 | OVERHEAD CONDUCTORS AND DEVICES | 62 | R1 | -80
COMPANY 122 | 365 | OVERHEAD CONDUCTORS AND DEVICES | 62 | R1 | -100
COMPANY 122 | 365.2 | OVERHEAD CONDUCTORS AND DEVICES - RIGHT OF WAY CLEARING | 70 | R4 | 0
COMPANY 122 | 365.2 | OVERHEAD CONDUCTORS AND DEVICES - CLEARING | 70 | R4 | 0
COMPANY 122 | 366 | UNDERGROUND CONDUIT | 65 | R4 | -40
COMPANY 122 | 366 | UNDERGROUND CONDUIT | 65 | R4 | -50
COMPANY 122 | 367 | UNDERGROUND CONDUCTORS AND DEVICES | 46 | R2.5 | -40
COMPANY 122 | 367 | UNDERGROUND CONDUCTORS AND DEVICES | 44 | R3 | -50
COMPANY 122 | 368 | LINE TRANSFORMERS | 48 | R1.5 | -35
COMPANY 122 | 368 | LINE TRANSFORMERS | 50 | R1.5 | -35
COMPANY 122 | 369 | SERVICES | 65 | R4 | -125
COMPANY 122 | 369 | SERVICES | 65 | R4 | -125
COMPANY 122 | 370 | METERS | 42 | R2.5 | -30
COMPANY 122 | 370 | METERS | 42 | R2.5 | -30
COMPANY 122 | 371 | INSTALLATIONS ON CUSTOMERS' PREMISES | 30 | R0.5 | -40
COMPANY 122 | 371 | INSTALLATIONS ON CUSTOMERS' PREMISES | 30 | R0.5 | -40
COMPANY 122 | 371.3 | ELECTRIC VEHICLE CHARGING STATION | 10 | S3 | 0
COMPANY 122 | 373 | STREET LIGHTING AND SIGNAL SYSTEMS | 42 | S0.5 | -40
COMPANY 122 | 373 | STREET LIGHTING AND SIGNAL SYSTEMS | 44 | S0.5 | -45
COMPANY 122 | 373.3 | STREET LIGHTING AND SIGNAL SYSTEMS - LED | 15 | R0.5 | -20
COMPANY 122 | 389 | LAND RIGHTS | 75 | R3 | 0
COMPANY 122 | 389 | LAND RIGHTS | 75 | R3 | 0
COMPANY 122 | 390 | STRUCTURES AND IMPROVEMENTS | 57 | R2 | -15
COMPANY 122 | 390 | STRUCTURES AND IMPROVEMENTS | 60 | R2 | -15
COMPANY 122 | 391.1 | OFFICE FURNITURE AND EQUIPMENT - OFFICE FURNITURE | 20 | SQ | 0
COMPANY 122 | 391.1 | OFFICE FURNITURE AND EQUIPMENT - OFFICE FURNITURE | 20 | SQ | 0
COMPANY 122 | 391.2 | OFFICE FURNITURE AND EQUIPMENT - OFFICE EQUIPMENT | 10 | SQ | 0
COMPANY 122 | 391.2 | OFFICE FURNITURE AND EQUIPMENT - OFFICE EQUIPMENT | 10 | SQ | 0
COMPANY 122 | 391.3 | OFFICE FURNITURE AND EQUIPMENT - COMPUTER HARDWARE | 10 | SQ | 0
COMPANY 122 | 391.3 | OFFICE FURNITURE AND EQUIPMENT - PERSONAL COMPUTERS | 10 | SQ | 0
COMPANY 122 | 392 | TRANSPORTATION EQUIPMENT | 14 | L2 | 20
COMPANY 122 | 392 | TRANSPORTATION EQUIPMENT | 13 | L2 | 20
COMPANY 122 | 393 | STORES EQUIPMENT | 20 | SQ | 0
COMPANY 122 | 393 | STORES EQUIPMENT | 20 | SQ | 0
COMPANY 122 | 394 | TOOLS, SHOP AND GARAGE EQUIPMENT | 20 | SQ | 0
COMPANY 122 | 394 | TOOLS, SHOP AND GARAGE EQUIPMENT | 20 | SQ | 0
COMPANY 122 | 395 | LABORATORY EQUIPMENT | 20 | SQ | 0
COMPANY 122 | 395 | LABORATORY EQUIPMENT | 20 | SQ | 0
COMPANY 122 | 396 | POWER OPERATED EQUIPMENT | 20 | S0.5 | 5
COMPANY 122 | 396 | POWER OPERATED EQUIPMENT | 20 | S0.5 | 5
COMPANY 122 | 397 | COMMUNICATION EQUIPMENT | 10 | SQ | 0
COMPANY 122 | 397 | COMMUNICATION EQUIPMENT | 10 | SQ | 0
COMPANY 122 | 398 | MISCELLANEOUS EQUIPMENT | 15 | SQ | 0
COMPANY 122 | 398 | MISCELLANEOUS EQUIPMENT | 15 | SQ | 0
COMPANY 123 | 350 | LAND RIGHTS | 75 | R4 | 0
COMPANY 123 | 352 | STRUCTURES AND IMPROVEMENTS | 70 | R3 | -5
COMPANY 123 | 353 | STATION EQUIPMENT | 54 | S1.5 | -10
COMPANY 123 | 354 | TOWERS AND FIXTURES | 75 | R4 | -10
COMPANY 123 | 355 | POLES AND FIXTURES | 60 | R4 | -60
COMPANY 123 | 356 | OVERHEAD CONDUCTORS AND DEVICES | 60 | R3 | -75
COMPANY 123 | 356.1 | OVERHEAD CONDUCTORS AND DEVICES - CLEARING AND DAMAGES | 75 | R3 | 0
COMPANY 123 | 357 | UNDERGROUND CONDUIT | 50 | S2.5 | -5
COMPANY 123 | 358 | UNDERGROUND CONDUCTORS AND DEVICES | 45 | S2 | -10
COMPANY 124 | 303 | MISCELLANEOUS INTANGIBLE PLANT | 7 | SQ | 0
COMPANY 124 | 350 | LAND AND LAND RIGHTS - EASEMENTS | 80 | R4 | 0
COMPANY 124 | 352 | STRUCTURES AND IMPROVEMENTS | 75 | R3 | -30
COMPANY 124 | 353 | STATION EQUIPMENT | 65 | R2 | -15
COMPANY 124 | 354 | TOWERS AND FIXTURES | 80 | R4 | -50
COMPANY 124 | 355 | POLES AND FIXTURES | 65 | R2 | -70
COMPANY 124 | 356 | OVERHEAD CONDUCTORS AND DEVICES | 65 | R2 | -75
COMPANY 124 | 356.1 | OVERHEAD CONDUCTORS AND DEVICES - CLEARING | 80 | R4 | 0
COMPANY 124 | 357 | UNDERGROUND CONDUIT | 55 | S2.5 | -5
COMPANY 124 | 358 | UNDERGROUND CONDUCTORS AND DEVICES | 55 | R1.5 | -20
COMPANY 124 | 360 | LAND AND LAND RIGHTS - EASEMENTS | 80 | R4 | 0
COMPANY 124 | 361 | STRUCTURES AND IMPROVEMENTS | 75 | R3 | -30
COMPANY 124 | 362 | STATION EQUIPMENT | 65 | R2 | -15
COMPANY 124 | 364 | POLES, TOWERS AND FIXTURES | 70 | R4 | -100
COMPANY 124 | 365 | OVERHEAD CONDUCTORS AND DEVICES | 65 | R1.5 | -100
COMPANY 124 | 365.2 | OVERHEAD CONDUCTORS AND DEVICES - CLEARING | 80 | R4 | 0
COMPANY 124 | 366 | UNDERGROUND CONDUIT | 70 | R3 | -25
COMPANY 124 | 367 | UNDERGROUND CONDUCTORS AND DEVICES | 52 | S1.5 | -50
COMPANY 124 | 368.1 | LINE TRANSFORMERS - OVERHEAD | 49 | R1.5 | -20
COMPANY 124 | 368.2 | LINE TRANSFORMERS - UNDERGROUND | 49 | R1.5 | -20
COMPANY 124 | 369.1 | SERVICES - OVERHEAD | 57 | R4 | -80
COMPANY 124 | 369.2 | SERVICES - UNDERGROUND | 57 | R4 | -80
COMPANY 124 | 370 | METERS | 36 | R2.5 | -25
COMPANY 124 | 371 | INSTALLATIONS ON CUSTOMERS' PREMISES | 30 | O1 | -40
COMPANY 124 | 373 | STREET LIGHTING AND SIGNAL SYSTEMS | 32 | O1 | -25
COMPANY 124 | 389 | LAND AND LAND RIGHTS - EASEMENTS | 75 | R4 | 0
COMPANY 124 | 390 | STRUCTURES AND IMPROVEMENTS | 60 | S0 | -15
COMPANY 124 | 391 | OFFICE FURNITURE AND EQUIPMENT - FURNITURE AND EQUIPMENT | 20 | SQ | 0
COMPANY 124 | 391.3 | OFFICE FURNITURE AND EQUIPMENT - INFORMATION SYSTEMS | 10 | SQ | 0
COMPANY 124 | 391.3 | OFFICE FURNITURE AND EQUIPMENT - DATA HANDLING | 10 | SQ | 0
COMPANY 124 | 391.4 | OFFICE FURNITURE AND EQUIPMENT - COMPUTERS | 5 | SQ | 0
COMPANY 124 | 392.5 | TRANSPORTATION EQUIPMENT - TRAILERS | 21 | R0.5 | 10
COMPANY 124 | 393 | STORES EQUIPMENT | 20 | SQ | 0
COMPANY 124 | 394 | TOOLS, SHOP AND GARAGE EQUIPMENT | 20 | SQ | 0
COMPANY 124 | 395 | LABORATORY EQUIPMENT | 20 | SQ | 0
COMPANY 124 | 396 | POWER OPERATED EQUIPMENT | 22 | L3 | 5
COMPANY 124 | 397 | COMMUNICATION EQUIPMENT | 10 | SQ | 0
COMPANY 124 | 398 | MISCELLANEOUS EQUIPMENT | 15 | SQ | 0
COMPANY 125 | 361 | STRUCTURES AND IMPROVEMENTS | 60 | R3 | -20
COMPANY 125 | 361 | STRUCTURES AND IMPROVEMENTS | 65 | R3 | -20
COMPANY 125 | 362 | STATION EQUIPMENT | 50 | R2.5 | -25
COMPANY 125 | 362 | STATION EQUIPMENT | 50 | R2.5 | -30
COMPANY 125 | 364 | POLES, TOWERS AND FIXTURES | 47 | R1 | -60
COMPANY 125 | 364 | POLES, TOWERS AND FIXTURES | 50 | R2 | -80
COMPANY 125 | 365 | OVERHEAD CONDUCTORS AND DEVICES | 42 | S2.5 | -70
COMPANY 125 | 365 | OVERHEAD CONDUCTORS AND DEVICES | 45 | S2 | -80
COMPANY 125 | 366 | UNDERGROUND CONDUIT | 60 | R4 | -40
COMPANY 125 | 366 | UNDERGROUND CONDUIT | 65 | R4 | -50
COMPANY 125 | 367 | UNDERGROUND CONDUCTORS AND DEVICES | 56 | R2 | -40
COMPANY 125 | 367 | UNDERGROUND CONDUCTORS AND DEVICES | 60 | R2.5 | -60
COMPANY 125 | 368 | LINE TRANSFORMERS | 34 | R1 | -20
COMPANY 125 | 368 | LINE TRANSFORMERS | 35 | R1.5 | -40
COMPANY 125 | 369.1 | SERVICES - OVERHEAD | 46 | R0.5 | -40
COMPANY 125 | 369.1 | SERVICES - OVERHEAD | 50 | R1 | -60
COMPANY 125 | 369.2 | SERVICES - UNDERGROUND | 48 | S4 | -60
COMPANY 125 | 369.2 | SERVICES - UNDERGROUND CABLE | 53 | S1.5 | -40
COMPANY 125 | 369.2 | SERVICES - UNDERGROUND | 50 | S4 | -60
COMPANY 125 | 369.2 | SERVICES - UNDERGROUND CABLE | 55 | S1.5 | -50
COMPANY 125 | 370 | METERS | 28 | O1 | -2
COMPANY 125 | 370 | METERS | 30 | O1 | -2
COMPANY 125 | 370.1 | METERS - AMI | 15 | S2.5 | 0
COMPANY 125 | 370.1 | METERS - AMI | 15 | S2.5 | 0
COMPANY 125 | 371 | INSTALLATIONS ON CUSTOMERS' PREMISES | 35 | S2 | 0
COMPANY 125 | 371 | INSTALLATIONS ON CUSTOMERS' PREMISES | 35 | S2 | 0
COMPANY 125 | 373 | STREET LIGHTING AND SIGNAL SYSTEMS | 35 | R2.5 | -50
COMPANY 125 | 373.1 | STREET LIGHTING AND SIGNAL SYSTEMS - OVERHEAD | 7 | L0 | -35
COMPANY 125 | 373.2 | STREET LIGHTING AND SIGNAL SYSTEMS - UNDERGROUND | 32 | R2.5 | -50
COMPANY 125 | 373.3 | STREET LIGHTING AND SIGNAL SYSTEMS - DUSK TO DAWN | 38 | O1 | -10
COMPANY 125 | 390.1 | STRUCTURES AND IMPROVEMENTS - LARGE | 65 | R2 | -15
COMPANY 125 | 390.1 | STRUCTURES AND IMPROVEMENTS - MAJOR | 65 | R2 | -15
COMPANY 125 | 390.2 | STRUCTURES AND IMPROVEMENTS - SMALL | 50 | R3 | -15
COMPANY 125 | 390.2 | STRUCTURES AND IMPROVEMENTS - SMALL | 50 | R3 | -15
COMPANY 125 | 391.1 | OFFICE FURNITURE | 15 | SQ | 0
COMPANY 125 | 391.1 | OFFICE FURNITURE | 15 | SQ | 0
COMPANY 125 | 391.3 | DATA HANDLING | 8 | SQ | 0
COMPANY 125 | 391.3 | INFORMATION SYSTEMS | 10 | SQ | 0
COMPANY 125 | 391.3 | INFORMATION SYSTEMS | 10 | SQ | 0
COMPANY 125 | 393 | STORES EQUIPMENT | 25 | SQ | 0
COMPANY 125 | 393 | STORES EQUIPMENT | 25 | SQ | 0
COMPANY 125 | 394 | TOOLS, SHOP AND GARAGE EQUIPMENT | 25 | SQ | 0
COMPANY 125 | 394 | TOOLS, SHOP AND GARAGE EQUIPMENT | 25 | SQ | 0
COMPANY 125 | 395 | LABORATORY EQUIPMENT | 15 | SQ | 0
COMPANY 125 | 395 | LABORATORY EQUIPMENT | 15 | SQ | 0
COMPANY 125 | 396 | POWER OPERATED EQUIPMENT | 24 | S2.5 | 0
COMPANY 125 | 396 | POWER OPERATED EQUIPMENT | 25 | S3 | 0
COMPANY 125 | 397 | COMMUNICATION EQUIPMENT | 20 | L2.5 | 0
COMPANY 125 | 397 | COMMUNICATION EQUIPMENT | 20 | L2.5 | 0
COMPANY 125 | 397 | COMMUNICATION EQUIPMENT - AMORTIZED | 15 | SQ | 0
COMPANY 125 | 397.6 | COMMUNICATION EQUIPMENT - DISTRIBUTION AUTOMATION | 15 | S2.5 | 0
COMPANY 125 | 398 | MISCELLANEOUS EQUIPMENT | 20 | SQ | 0
COMPANY 125 | 398 | MISCELLANEOUS EQUIPMENT | 20 | SQ | 0
COMPANY 126 | 350 | LAND RIGHTS | 75 | R4 | 0
COMPANY 126 | 352 | STRUCTURES AND IMPROVEMENTS | 70 | R2 | -15
COMPANY 126 | 353 | STATION EQUIPMENT | 52 | R2 | -15
COMPANY 126 | 354 | TOWERS AND FIXTURES | 75 | R4 | -75
COMPANY 126 | 355 | POLES AND FIXTURES | 55 | R3 | -75
COMPANY 126 | 356 | OVERHEAD CONDUCTORS AND DEVICES | 65 | R3 | -75
COMPANY 126 | 357 | UNDERGROUND CONDUIT | 65 | S4 | -10
COMPANY 126 | 358 | UNDERGROUND CONDUCTORS AND DEVICES | 55 | R4 | -20
COMPANY 126 | 359 | ROADS AND TRAILS | 65 | R4 | 0
COMPANY 127 | 303 | MISCELLANEOUS INTANGIBLE PLANT - FIBER OPTIC | 15 | SQ | -
COMPANY 127 | 303 | MISCELLANEOUS INTANGIBLE PLANT - SOFTWARE | 5 | SQ | -
COMPANY 127 | 303 | MISCELLANEOUS INTANGIBLE PLANT - SOFTWARE | 5 | SQ | -
COMPANY 127 | 303 | MISCELLANEOUS INTANGIBLE PLANT - SOFTWARE | 5 | SQ
COMPANY 127 | 303 | MISCELLANEOUS INTANGIBLE PLANT - SOFTWARE | 10 | SQ
COMPANY 127 | 303 | MISCELLANEOUS INTANGIBLE PLANT - SOFTWARE | 15 | SQ
COMPANY 127 | 303 | RF MESH AMR SOFTWARE | 5 | SQ
COMPANY 127 | 303 | CLOUD SOFTWARE | 5 | SQ
COMPANY 127 | 303 | CLOUD SOFTWARE | 10 | SQ
COMPANY 127 | 303 | CLOUD SOFTWARE | 15 | SQ
COMPANY 127 | 350 | LAND AND LAND RIGHTS - RIGHTS | 75 | S4 | -
COMPANY 127 | 350 | LAND AND LAND RIGHTS - RIGHTS | 80 | S4 | -
COMPANY 127 | 350 | LAND RIGHTS | 80 | S4
COMPANY 127 | 352 | STRUCTURES AND IMPROVEMENTS | 60 | R4 | -
COMPANY 127 | 352 | STRUCTURES AND IMPROVEMENTS | 65 | R3 | -
COMPANY 127 | 352 | STRUCTURES AND IMPROVEMENTS | 65 | R2
COMPANY 127 | 353 | STATION EQUIPMENT | 48 | R1 | -
COMPANY 127 | 353 | STATION EQUIPMENT | 46 | R1.5 | -
COMPANY 127 | 353 | STATION EQUIPMENT | 44 | R1.5
COMPANY 127 | 354 | TOWERS AND FIXTURES | 70 | R3 | -
COMPANY 127 | 354 | TOWERS AND FIXTURES | 75 | R3 | -
COMPANY 127 | 354 | TOWERS AND FIXTURES | 75 | R3
COMPANY 127 | 354.1 | TOWERS AND FIXTURES - RIGHT OF WAY CLEARING | 75 | R4 | -
COMPANY 127 | 354.1 | TOWERS AND FIXTURES - CLEARING AND RIGHTS OF WAY | 80 | R4 | -
COMPANY 127 | 354.1 | TOWERS AND FIXTURES - CLEARING AND RIGHTS OF WAY | 80 | R4
COMPANY 127 | 355 | POLES AND FIXTURES | 55 | R0.5 | -
COMPANY 127 | 355 | POLES AND FIXTURES | 53 | R0.5 | -
COMPANY 127 | 355 | POLES AND FIXTURES | 45 | R0.5
COMPANY 127 | 355.1 | POLES AND FIXTURES - RIGHT OF WAY CLEARING | 75 | R4 | -
COMPANY 127 | 355.1 | POLES AND FIXTURES - CLEARING AND RIGHTS OF WAY | 80 | R4 | -
COMPANY 127 | 355.1 | POLES AND FIXTURES - CLEARING AND RIGHTS OF WAY | 80 | R4
COMPANY 127 | 356 | OVERHEAD CONDUCTORS AND DEVICES | 60 | R3 | -
COMPANY 127 | 356 | OVERHEAD CONDUCTORS AND DEVICES | 65 | R2.5 | -
COMPANY 127 | 356 | OVERHEAD CONDUCTORS AND DEVICES | 65 | R2.5
COMPANY 127 | 357 | UNDERGROUND CONDUIT | 55 | S4 | -
COMPANY 127 | 357 | UNDERGROUND CONDUIT | 55 | S4 | -
COMPANY 127 | 357 | UNDERGROUND CONDUIT | 60 | S4
COMPANY 127 | 358 | UNDERGROUND CONDUCTORS AND DEVICES | 35 | S4 | -
COMPANY 127 | 358 | UNDERGROUND CONDUCTORS AND DEVICES | 45 | S3 | -
COMPANY 127 | 358 | UNDERGROUND CONDUCTORS AND DEVICES | 50 | S3
COMPANY 127 | 359 | ROADS AND TRAILS | 75 | R4 | -
COMPANY 127 | 359 | ROADS AND TRAILS | 80 | R4 | -
COMPANY 127 | 359 | ROADS AND TRAILS | 80 | R4
COMPANY 127 | 360 | LAND AND LAND RIGHTS - RIGHTS | 70 | R4 | -
COMPANY 127 | 360 | LAND AND LAND RIGHTS - RIGHTS | 75 | R4 | -
COMPANY 127 | 360 | LAND RIGHTS | 80 | R4
COMPANY 127 | 361 | STRUCTURES AND IMPROVEMENTS | 67 | R2.5 | -
COMPANY 127 | 361 | STRUCTURES AND IMPROVEMENTS | 70 | R2.5 | -
COMPANY 127 | 361 | STRUCTURES AND IMPROVEMENTS | 70 | R2.5
COMPANY 127 | 362 | STATION EQUIPMENT | 54 | S0.5 | -
COMPANY 127 | 362 | STATION EQUIPMENT | 52 | R2 | -
COMPANY 127 | 362 | STATION EQUIPMENT | 53 | R2
COMPANY 127 | 362.1 | STATION EQUIPMENT - RF MESH | 53 | R2
COMPANY 127 | 363 | ENERGY STORAGE EQUIPMENT | 15 | L3
COMPANY 127 | 364 | POLES, TOWERS AND FIXTURES - TOWERS | 70 | R3
COMPANY 127 | 364 | POLES, TOWERS AND FIXTURES - POLES | 55 | R0.5
COMPANY 127 | 364 | POLES, TOWERS AND FIXTURES - CLEARING TOWERS | 70 | S3
COMPANY 127 | 364 | POLES, TOWERS AND FIXTURES - CLEARING POLES | 70 | R3
COMPANY 127 | 364.1 | POLES, TOWERS AND FIXTURES - CLEARING POLES | 65 | R3 | -
COMPANY 127 | 364.1 | POLES, TOWERS AND FIXTURES - POLES | 49 | O1 | -
COMPANY 127 | 364.1 | POLES, TOWERS AND FIXTURES - CLEARING POLES | 70 | R3 | -
COMPANY 127 | 364.1 | POLES, TOWERS AND FIXTURES - POLES | 50 | R0.5 | -
COMPANY 127 | 364.2 | POLES, TOWERS AND FIXTURES - CLEARING TOWERS | 60 | S3 | -
COMPANY 127 | 364.2 | POLES, TOWERS AND FIXTURES - TOWERS | 60 | R3 | -
COMPANY 127 | 364.2 | POLES, TOWERS AND FIXTURES - CLEARING TOWERS | 65 | S3 | -
COMPANY 127 | 364.2 | POLES, TOWERS AND FIXTURES - TOWERS | 65 | R3 | -
COMPANY 127 | 365 | OVERHEAD CONDUCTORS AND DEVICES | 49 | R0.5 | -
COMPANY 127 | 365 | OVERHEAD CONDUCTORS AND DEVICES | 50 | R0.5 | -
COMPANY 127 | 365 | OVERHEAD CONDUCTORS AND DEVICES | 55 | R0.5
COMPANY 127 | 365 | OVERHEAD CONDUCTORS AND DEVICES - RF MESH | 20 | S2
COMPANY 127 | 366 | UNDERGROUND CONDUIT | 60 | R3 | -
COMPANY 127 | 366 | UNDERGROUND CONDUIT | 65 | R3 | -
COMPANY 127 | 366 | UNDERGROUND CONDUIT | 70 | R3
COMPANY 127 | 367 | UNDERGROUND CONDUCTORS AND DEVICES | 48 | S1.5 | -
COMPANY 127 | 367 | UNDERGROUND CONDUCTORS AND DEVICES | 51 | R2.5 | -
COMPANY 127 | 367 | UNDERGROUND CONDUCTORS AND DEVICES | 56 | R2.5
COMPANY 127 | 368.1 | LINE TRANSFORMERS - OVERHEAD | 34 | SQ | -
COMPANY 127 | 368.1 | LINE TRANSFORMERS - OVERHEAD | 34 | SQ | -
COMPANY 127 | 368.1 | LINE TRANSFORMERS - OVERHEAD | 34 | SQ
COMPANY 127 | 368.2 | LINE TRANSFORMERS - PAD MOUNT | 48 | SQ | -
COMPANY 127 | 368.2 | LINE TRANSFORMERS - SUBMERSIBLE OR PAD MOUNT | 48 | SQ | -
COMPANY 127 | 368.2 | LINE TRANSFORMERS - SUBMERSIBLE OR PAD MOUNT | 48 | SQ
COMPANY 127 | 368.99 | LINE TRANSFORMERS - NON-NETWORK HOUSING | 35 | SQ | -
COMPANY 127 | 368.99 | LINE TRANSFORMERS - NON-NETWORK HOUSING | 35 | SQ | -
COMPANY 127 | 368.99 | LINE TRANSFORMERS - NON-NETWORK HOUSING | 35 | SQ
COMPANY 127 | 369 | SERVICES | 45 | R1.5 | -
COMPANY 127 | 369 | SERVICES | 50 | R1.5 | -
COMPANY 127 | 369 | SERVICES | 60 | R2
COMPANY 127 | 370 | METERS | 28 | SQ | -
COMPANY 127 | 370 | METERS | 28 | SQ | -
COMPANY 127 | 370.1 | METERS - AMR | 15 | SQ | -
COMPANY 127 | 370.1 | METERS - SMART METERS | 15 | SQ | -
COMPANY 127 | 370.1 | METERS - AMR | 15 | SQ | -
COMPANY 127 | 370.1 | METERS - SMART METERS | 15 | SQ | -
COMPANY 127 | 370.1 | METERS - AMR | 15 | SQ
COMPANY 127 | 370.2 | METERS - RF MESH AMR | 15 | SQ
COMPANY 127 | 371 | INSTALLATIONS ON CUSTOMERS' PREMISES | 35 | S3 | -
COMPANY 127 | 371 | INSTALLATIONS ON CUSTOMERS' PREMISES | 35 | S3 | -
COMPANY 127 | 371 | INSTALLATIONS ON CUSTOMERS' PREMISES | 40 | S3
COMPANY 127 | 371.1 | INSTALLATIONS ON CUSTOMERS' PREMISES - LIGHTING | 21 | L0.5 | -
COMPANY 127 | 371.1 | INSTALLATIONS ON CUSTOMERS' PREMISES - AREA LIGHTING FIXTURES | 23 | L0.5 | -
COMPANY 127 | 371.1 | AREA LIGHTING FIXTURES | 25 | L0.5
COMPANY 127 | 373 | STREET LIGHTING AND SIGNAL SYSTEMS | 33 | L1.5 | -
COMPANY 127 | 373 | STREET LIGHTING AND SIGNAL SYSTEMS | 33 | L1.5 | -
COMPANY 127 | 373 | STREET LIGHTING AND SIGNAL SYSTEMS | 35 | L1.5
COMPANY 127 | 389 | LAND AND LAND RIGHTS - RIGHTS | 70 | R4 | -
COMPANY 127 | 389 | LAND AND LAND RIGHTS - RIGHTS | 75 | R4 | -
COMPANY 127 | 389 | LAND RIGHTS | 75 | R4
COMPANY 127 | 390 | STRUCTURES AND IMPROVEMENTS - AIR CONDITIONING | 30 | S1
COMPANY 127 | 390.1 | STRUCTURES AND IMPROVEMENTS - MAJOR | 55 | S0 | -
COMPANY 127 | 390.1 | STRUCTURES AND IMPROVEMENTS - MAJOR | 52 | S0.5 | -
COMPANY 127 | 390.1 | BUILDINGS - MAJOR | 50 | S0.5
COMPANY 127 | 390.2 | STRUCTURES AND IMPROVEMENTS - MINOR | 45 | R3 | -
COMPANY 127 | 390.2 | STRUCTURES AND IMPROVEMENTS - MINOR | 45 | R3 | -
COMPANY 127 | 390.2 | BUILDINGS - MINOR | 45 | R3
COMPANY 127 | 390.3 | LEASEHOLDS | 10 | SQ | -
COMPANY 127 | 390.3 | LEASEHOLDS | 10 | SQ | -
COMPANY 127 | 390.99 | STRUCTURES AND IMPROVEMENTS - AIR CONDITIONING | 30 | S1 | -
COMPANY 127 | 390.99 | STRUCTURES AND IMPROVEMENTS - AIR CONDITIONING | 30 | S1 | -
COMPANY 127 | 391.1 | OFFICE FURNITURE | 20 | SQ | -
COMPANY 127 | 391.1 | OFFICE FURNITURE | 20 | SQ | -
COMPANY 127 | 391.1 | OFFICE FURNITURE AND EQUIPMENT - FURNITURE | 20 | SQ
COMPANY 127 | 391.2 | OFFICE EQUIPMENT | 15 | SQ | -
COMPANY 127 | 391.2 | OFFICE EQUIPMENT | 15 | SQ | -
COMPANY 127 | 391.2 | OFFICE FURNITURE AND EQUIPMENT - EQUIPMENT | 15 | SQ
COMPANY 127 | 391.3 | POWER MANAGEMENT SYSTEMS | 7 | SQ | -
COMPANY 127 | 391.3 | COMPUTERS | 5 | SQ | -
COMPANY 127 | 391.3 | RF MESH AMR COMPUTER EQUIPMENT | 5 | SQ | -
COMPANY 127 | 391.3 | OFFICE FURNITURE AND EQUIPMENT - RF MESH AMR COMPUTER EQUIP. | 5 | SQ
COMPANY 127 | 391.3 | OFFICE FURNITURE AND EQUIPMENT - COMPUTERS | 5 | SQ
COMPANY 127 | 391.4 | COMPUTERS AND SOFTWARE | 5 | SQ | -
COMPANY 127 | 392.1 | AUTOMOBILES | 5 | L4 | -
COMPANY 127 | 392.1 | AUTOMOBILES | 9 | S3 | -
COMPANY 127 | 392.1 | TRANSPORTATION EQUIPMENT - AUTOMOBILES | 10 | S3
COMPANY 127 | 392.2 | TRACTORS | 16 | L4 | -
COMPANY 127 | 392.2 | TRACTORS | 15 | L4 | -
COMPANY 127 | 392.2 | TRANSPORTATION EQUIPMENT - LIGHT DUTY TRUCKS | 10 | R1.5
COMPANY 127 | 392.2 | LIGHT TRUCKS | 8 | R1 | -
COMPANY 127 | 392.2 | LIGHT DUTY TRUCKS | 9 | R1 | -
COMPANY 127 | 392.4 | LARGE TANKERS | 16 | L4 | -
COMPANY 127 | 392.4 | LARGE TANKERS | 15 | L4 | -
COMPANY 127 | 392.4 | TRANSPORTATION EQUIPMENT - HEAVY DUTY TRUCKS | 14 | R4
COMPANY 127 | 392.4 | TRANSPORTATION EQUIPMENT -TRAILERS | 25 | L2
COMPANY 127 | 392.4 | TRANSPORTATION EQUIPMENT - LARGE TANKERS/TRACTORS | 15 | R3
COMPANY 127 | 392.4 | TRANSPORTATION EQUIPMENT - LARGE CRANE TRUCKS | 14 | S3
COMPANY 127 | 392.4 | HEAVY TRUCKS | 44 | R4 | -
COMPANY 127 | 392.4 | HEAVY DUTY TRUCKS | 13 | S3 | -
COMPANY 127 | 392.5 | TRAILERS | 23 | L2 | -
COMPANY 127 | 392.5 | TRAILERS | 24 | L1.5 | -
COMPANY 127 | 392.99 | LARGE CRANE TRUCKS | 13 | L3 | -
COMPANY 127 | 392.99 | LARGE CRANE TRUCKS | 13 | S3 | -
COMPANY 127 | 393 | STORES EQUIPMENT | 25 | SQ | -
COMPANY 127 | 393 | STORES EQUIPMENT | 25 | SQ | -
COMPANY 127 | 393 | STORES EQUIPMENT | 25 | SQ
COMPANY 127 | 394 | TOOLS, SHOP AND GARAGE EQUIPMENT | 20 | SQ | -
COMPANY 127 | 394 | TOOLS, SHOP AND GARAGE EQUIPMENT | 20 | SQ | -
COMPANY 127 | 394 | TOOLS AND WORK EQUIPMENT - L & S LINE CREWS | 20 | SQ
COMPANY 127 | 394 | TOOLS AND WORK EQUIPMENT - TOOLS | 20 | SQ
COMPANY 127 | 394 | TOOLS AND WORK EQUIPMENT - CONSTRUCTION DEPARTMENT | 20 | SQ
COMPANY 127 | 394 | TOOLS AND WORK EQUIPMENT - OTHER | 20 | SQ
COMPANY 127 | 394 | TOOLS AND WORK EQUIPMENT - GARAGE EQUIPMENT | 20 | SQ
COMPANY 127 | 395 | LABORATORY EQUIPMENT | 20 | SQ | -
COMPANY 127 | 395 | LABORATORY EQUIPMENT | 20 | SQ | -
COMPANY 127 | 395 | LABORATORY EQUIPMENT | 20 | SQ
COMPANY 127 | 396 | POWER OPERATED EQUIPMENT | 13 | S0 | -
COMPANY 127 | 396 | POWER OPERATED EQUIPMENT | 16 | R1 | -
COMPANY 127 | 396 | POWER OPERATED EQUIPMENT | 15 | S4
COMPANY 127 | 397 | COMMUNICATION EQUIPMENT | 15 | SQ | -
COMPANY 127 | 397 | COMMUNICATION EQUIPMENT | 15 | SQ | -
COMPANY 127 | 397 | COMMUNICATION EQUIPMENT | 15 | SQ
COMPANY 127 | 398 | MISCELLANEOUS EQUIPMENT | 20 | SQ | -
COMPANY 127 | 398 | MISCELLANEOUS EQUIPMENT | 20 | SQ | -
COMPANY 127 | 398 | MISCELLANEOUS EQUIPMENT | 20 | SQ
COMPANY 128 | 303 | MISCELLANEOUS INTANGIBLE PLANT | - | SQ | -
COMPANY 128 | 303 | MISCELLANEOUS INTANGIBLE PLANT - SOFTWARE | - | SQ | -
COMPANY 128 | 310 | LAND AND LAND RIGHTS - RIGHTS | 100 | S2 | -
COMPANY 128 | 311 | STRUCTURES AND IMPROVEMENTS | 100 | S1.5 | -
COMPANY 128 | 312 | BOILER PLANT EQUIPMENT | 45 | S0.5 | -
COMPANY 128 | 314 | TURBOGENERATOR UNITS | 50 | S0 | -
COMPANY 128 | 315 | ACCESSORY ELECTRIC EQUIPMENT | 65 | R3 | -
COMPANY 128 | 316 | MISCELLANEOUS POWER PLANT EQUIPMENT | 60 | R1.5 | -
COMPANY 128 | 320 | LAND AND LAND RIGHTS - RIGHTS | 100 | R3 | -
COMPANY 128 | 321 | STRUCTURES AND IMPROVEMENTS | 100 | S1.5 | -
COMPANY 128 | 322 | REACTOR PLANT EQUIPMENT | 50 | R2.5 | -
COMPANY 128 | 323 | TURBOGENERATOR UNITS | 32 | S0.5 | -
COMPANY 128 | 324 | ACCESSORY ELECTRIC EQUIPMENT | 65 | R3 | -
COMPANY 128 | 325 | MISCELLANEOUS POWER PLANT EQUIPMENT | 43 | S0.5 | -
COMPANY 128 | 330 | LAND AND LAND RIGHTS - RIGHTS | 100 | R3 | -
COMPANY 128 | 331 | STRUCTURES AND IMPROVEMENTS | 100 | R3 | -
COMPANY 128 | 331.2 | STRUCTURES AND IMPROVEMENTS - RECREATION | 80 | R3 | -
COMPANY 128 | 332 | RESERVOIRS, DAMS AND WATERWAYS | 100 | R3 | -
COMPANY 128 | 333 | WATER WHEELS, TURBINES AND GENERATORS | 100 | R2.5 | -
COMPANY 128 | 334 | ACCESSORY ELECTRIC EQUIPMENT | 85 | S2.5 | -
COMPANY 128 | 335 | MISCELLANEOUS POWER PLANT EQUIPMENT | 60 | R2.5 | -
COMPANY 128 | 335.2 | MISCELLANEOUS POWER PLANT EQUIPMENT - RECREATION | 60 | R2.5 | -
COMPANY 128 | 336 | ROADS, RAILROADS AND BRIDGES | 75 | R4 | -
COMPANY 128 | 341 | STRUCTURES AND IMPROVEMENTS | 90 | R4 | -
COMPANY 128 | 342 | FUEL HOLDERS, PRODUCERS AND ACCESSORIES | 70 | S2.5 | -
COMPANY 128 | 343 | PRIME MOVERS | 50 | R1.5 | -
COMPANY 128 | 343.1 | PRIME MOVERS - LMB - HOT GAS PATH | 30 | S2.5 | -
COMPANY 128 | 344 | GENERATORS | 55 | R2.5 | -
COMPANY 128 | 345 | ACCESSORY ELECTRIC EQUIPMENT | 60 | S2.5 | -
COMPANY 128 | 346 | MISCELLANEOUS POWER PLANT EQUIPMENT | 65 | S2.5 | -
COMPANY 128 | 390 | STRUCTURES AND IMPROVEMENTS | 50 | S0.5 | -
COMPANY 128 | 390.99 | STRUCTURES AND IMPROVEMETNS - AIR CONDITIONING EQUIPMENT | 40 | R3 | -
COMPANY 128 | 391.1 | OFFICE FURNITURE | 20 | SQ | -
COMPANY 128 | 391.2 | OFFICE EQUIPMENT | 15 | SQ | -
COMPANY 128 | 391.4 | COMPUTERS AND SOFTWARE | 5 | SQ | -
COMPANY 128 | 392.5 | TRAILERS | 16 | L2.5 | -
COMPANY 128 | 393 | STORES EQUIPMENT | 25 | SQ | -
COMPANY 128 | 394 | TOOLS, SHOP AND GARAGE EQUIPMENT | 20 | SQ | -
COMPANY 128 | 395 | LABORATORY EQUIPMENT | 20 | SQ | -
COMPANY 128 | 396 | POWER OPERATED EQUIPMENT | 17 | L2 | -
COMPANY 128 | 397 | COMMUNICATION EQUIPMENT | 15 | SQ | -
COMPANY 128 | 398 | MISCELLANEOUS EQUIPMENT | 20 | SQ | -
COMPANY 129 | 311 | STRUCTURES AND IMPROVEMENTS | 100 | R2.5 | -35
COMPANY 129 | 312 | BOILER PLANT EQUIPMENT | 50 | S0.5 | -30
COMPANY 129 | 312.6 | UNIT COAL TRAIN | 30 | R3 | -25
COMPANY 129 | 314 | TURBOGENERATOR UNITS | 65 | S1 | -30
COMPANY 129 | 315 | ACCESSORY ELECTRIC EQUIPMENT | 55 | R2 | -10
COMPANY 129 | 316 | MISCELLANEOUS POWER PLANT EQUIPMENT | 40 | S0 | -5
COMPANY 129 | 331 | STRUCTURES AND IMPROVEMENTS | - | SQ | -20
COMPANY 129 | 332 | RESERVOIRS, DAMS AND WATERWAYS | - | SQ | -20
COMPANY 129 | 333 | WATER WHEELS, TURBINES AND GENERATORS | 70 | R2.5 | -10
COMPANY 129 | 334 | ACCESSORY ELECTRIC EQUIPMENT | 55 | R3 | 0
COMPANY 129 | 335 | MISCELLANEOUS POWER PLANT EQUIPMENT | 50 | R2.5 | 0
COMPANY 129 | 341 | STRUCTURES AND IMPROVEMENTS | - | SQ | -5
COMPANY 129 | 342 | FUEL HOLDERS, PRODUCERS AND ACCESSORIES | - | SQ | -5
COMPANY 129 | 343 | PRIME MOVERS | 55 | R2.5 | -10
COMPANY 129 | 344 | GENERATORS | 44 | R4 | 0
COMPANY 129 | 345 | ACCESSORY ELECTRIC EQUIPMENT | 45 | S1.5 | 0
COMPANY 129 | 346 | MISCELLANEOUS POWER PLANT EQUIPMENT | 40 | R1.5 | 0
COMPANY 129 | 350 | LAND AND LAND RIGHTS - RIGHTS | 75 | R4 | 0
COMPANY 129 | 352 | STRUCTURES AND IMPROVEMENTS | 75 | R3 | 0
COMPANY 129 | 353 | STATION EQUIPMENT | 60 | R2 | -10
COMPANY 129 | 354 | TOWERS AND FIXTURES | 70 | R2.5 | -10
COMPANY 129 | 355 | POLES AND FIXTURES | 56 | S0 | -60
COMPANY 129 | 356 | OVERHEAD CONDUCTORS AND DEVICES | 65 | R2 | -40
COMPANY 129 | 357 | UNDERGROUND CONDUIT | 65 | R3 | -25
COMPANY 129 | 358 | UNDERGROUND CONDUCTORS AND DEVICES | 30 | SQ | 0
COMPANY 129 | 360 | LAND AND LAND RIGHTS - RIGHTS | 70 | R3 | 0
COMPANY 129 | 361 | STRUCTURES AND IMPROVEMENTS | 60 | R1.5 | 0
COMPANY 129 | 362 | STATION EQUIPMENT | 50 | R0.5 | -15
COMPANY 129 | 364 | POLES, TOWERS AND FIXTURES | 43 | R0.5 | -50
COMPANY 129 | 365 | OVERHEAD CONDUCTORS AND DEVICES | 50 | R0.5 | -55
COMPANY 129 | 366 | UNDERGROUND CONDUIT | 65 | R3 | -25
COMPANY 129 | 367 | UNDERGROUND CONDUCTORS AND DEVICES | 55 | R2 | -25
COMPANY 129 | 368 | LINE TRANSFORMERS | 35 | R1 | -10
COMPANY 129 | 369.1 | SERVICES - OVERHEAD | 35 | R1 | -60
COMPANY 129 | 369.2 | SERVICES - UNDERGROUND | 40 | R1.5 | -30
COMPANY 129 | 370 | METERS | 32 | R2 | 0
COMPANY 129 | 371 | INSTALLATIONS ON CUSTOMERS' PREMISES | 14 | L0 | -5
COMPANY 129 | 373 | STREET LIGHTING AND SIGNAL SYSTEMS | 24 | R1 | -20
COMPANY 129 | 390.1 | STRUCTURES AND IMPROVEMENTS - LARGE | 60 | R1 | 0
COMPANY 129 | 390.2 | STRUCTURES AND IMPROVEMENTS - SMALL | 40 | R3 | -5
COMPANY 129 | 391 | OFFICE FURNITURE AND EQUIPMENT | 20 | SQ | 0
COMPANY 129 | 391.4 | COMPUTERS AND SOFTWARE | 5 | SQ | 0
COMPANY 129 | 392.5 | TRAILERS | 26 | L1.5 | 10
COMPANY 129 | 393 | STORES EQUIPMENT | 20 | SQ | 0
COMPANY 129 | 394 | TOOLS, SHOP AND GARAGE EQUIPMENT | 25 | SQ | 0
COMPANY 129 | 395 | LABORATORY EQUIPMENT | 20 | SQ | 0
COMPANY 129 | 396 | POWER OPERATED EQUIPMENT | 20 | S0.5 | 0
COMPANY 129 | 397 | COMMUNICATION EQUIPMENT | 19 | L2 | 0
COMPANY 129 | 398 | MISCELLANEOUS EQUIPMENT | 15 | SQ | 0
COMPANY 130 | 303 | MISCELLANEOUS INTANGIBLE PLANT | 5 | SQ | 0
COMPANY 130 | 303 | MISCELLANEOUS INTANGIBLE PLANT - 10 YEAR | 10 | SQ | 0
COMPANY 130 | 360 | LAND AND LAND RIGHTS | 75 | R4 | 0
COMPANY 130 | 361 | STRUCTURES AND IMPROVEMENTS | 75 | R3 | -25
COMPANY 130 | 362 | STATION EQUIPMENT | 55 | S0.5 | -25
COMPANY 130 | 362.1 | STATION EQUIPMENT - ENERGY MANAGEMENT SYSTEM | 25 | R2.5 | 0
COMPANY 130 | 364 | POLES, TOWERS AND FIXTURES | 53 | R0.5 | -90
COMPANY 130 | 365 | OVERHEAD CONDUCTORS AND DEVICES | 55 | R1 | -35
COMPANY 130 | 366 | UNDERGROUND CONDUIT | 60 | R2 | -40
COMPANY 130 | 367 | UNDERGROUND CONDUCTORS AND DEVICES | 54 | R1.5 | -40
COMPANY 130 | 368 | LINE TRANSFORMERS | 40 | S0 | -2
COMPANY 130 | 369.1 | OVERHEAD SERVICES | 44 | R2 | -125
COMPANY 130 | 369.2 | UNDERGROUND SERVICES | 55 | R1.5 | -125
COMPANY 130 | 370 | METERS | 24 | L1 | 0
COMPANY 130 | 371 | INSTALLATIONS ON CUSTOMERS' PREMISES | 17 | L0 | -50
COMPANY 130 | 373 | STREET LIGHTING AND SIGNAL SYSTEMS | 27 | L0 | -10
COMPANY 130 | 389 | LAND AND LAND RIGHTS | 65 | R4 | 0
COMPANY 130 | 390 | STRUCTURES AND IMPROVEMENTS | 50 | S0.5 | -10
COMPANY 130 | 390.3 | STRUCTURES AND IMPROVEMENTS - LEASEHOLD | 20 | S0.5 | 0
COMPANY 130 | 391 | OFFICE FURNITURE AND EQUIPMENT | 20 | SQ | 0
COMPANY 130 | 391.3 | OFFICE FURNITURE AND EQUIPMENT - COMPUTER EQUIPMENT | 5 | SQ | 0
COMPANY 130 | 392 | TRANSPORTATION EQUIPMENT - OTHER | 15 | S4 | 15
COMPANY 130 | 392 | TRANSPORTATION EQUIPMENT - ROLLING EQUIPMENT | 13 | L2.5 | 15
COMPANY 130 | 392 | TRANSPORTATION EQUIPMENT - ELECTRIC VEHICLE CHARGING STATION | 10 | R4 | 15
COMPANY 130 | 392.1 | TRANSPORTATION EQUIPMENT - CARS | 6 | L3 | 15
COMPANY 130 | 392.2 | TRANSPORTATION EQUIPMENT - LIGHT TRUCKS | 11 | S1 | 15
COMPANY 130 | 392.3 | TRANSPORTATION EQUIPMENT - MEDIUM TRUCKS | 14 | S3 | 15
COMPANY 130 | 392.4 | TRANSPORTATION EQUIPMENT - HEAVY TRUCKS | 15 | S2.5 | 15
COMPANY 130 | 392.6 | TRANSPORTATION EQUIPMENT - TRAILERS | 13 | L3 | 15
COMPANY 130 | 393 | STORES EQUIPMENT | 20 | SQ | 0
COMPANY 130 | 394 | TOOLS, SHOP AND GARAGE EQUIPMENT | 25 | SQ | 0
COMPANY 130 | 395 | LABORATORY EQUIPMENT | 20 | SQ | 0
COMPANY 130 | 396 | POWER OPERATED EQUIPMENT | 15 | L4 | 0
COMPANY 130 | 397 | COMMUNICATION EQUIPMENT | 15 | SQ | 0
COMPANY 130 | 397.2 | COMMUNICATION EQUIPMENT - MICROWAVE | 15 | SQ | 0
COMPANY 130 | 397.7 | COMMUNICATION EQUIPMENT - GPS | 5 | SQ | 0
COMPANY 130 | 398 | MISCELLANEOUS EQUIPMENT | 20 | SQ | 0
COMPANY 131 | 310 | LAND AND LAND RIGHTS - RIGHTS | - | SQ | 0
COMPANY 131 | 311 | STRUCTURES AND IMPROVEMENTS | 90 | R1.5 | (7) - (41)
COMPANY 131 | 312 | BOILER PLANT EQUIPMENT | 65 | R1.5 | (7) - (41)
COMPANY 131 | 312.4 | COAL TRANSPORTATION EQUIPMENT | 35 | S3 | 0
COMPANY 131 | 312.5 | RAIL SPUR | 55 | R3 | -8
COMPANY 131 | 314 | TURBOGENERATOR UNITS | 65 | S1 | (7) - (41)
COMPANY 131 | 315 | ACCESSORY ELECTRIC EQUIPMENT | 75 | R2.5 | (7) - (41)
COMPANY 131 | 316 | MISCELLANEOUS POWER PLANT EQUIPMENT | 50 | S0 | (7) - (41)
COMPANY 131 | 341 | STRUCTURES AND IMPROVEMENTS | 55 | R2 | (9) - (18)
COMPANY 131 | 342 | FUEL HOLDERS, PRODUCERS AND ACCESSORIES | 55 | R4 | (4) - (33)
COMPANY 131 | 344 | GENERATORS | 55 | R2 | (2) - (33)
COMPANY 131 | 345 | ACCESSORY ELECTRIC EQUIPMENT | 25 | L2 | (4) - (33)
COMPANY 131 | 346 | MISCELLANEOUS POWER PLANT EQUIPMENT | 40 | S0 | (4) - (33)
COMPANY 131 | 350 | LAND AND LAND RIGHTS - RIGHTS | 75 | R4 | 0
COMPANY 131 | 352 | STRUCTURES AND IMPROVEMENTS | 60 | R3 | -5
COMPANY 131 | 353 | STATION EQUIPMENT | 60 | R1.5 | -5
COMPANY 131 | 354 | TOWERS AND FIXTURES | 75 | R3 | -40
COMPANY 131 | 355 | POLES AND FIXTURES | 46 | R1 | -60
COMPANY 131 | 356 | OVERHEAD CONDUCTORS AND DEVICES | 65 | R2.5 | -60
COMPANY 131 | 358 | UNDERGROUND CONDUCTORS AND DEVICES | 45 | R4 | 0
COMPANY 131 | 360 | LAND AND LAND RIGHTS - RIGHTS | 70 | R4 | 0
COMPANY 131 | 361 | STRUCTURES AND IMPROVEMENTS | 45 | S0 | -5
COMPANY 131 | 362 | STATION EQUIPMENT | 60 | R1.5 | -5
COMPANY 131 | 364 | POLES, TOWERS AND FIXTURES | 53 | R1 | -100
COMPANY 131 | 365 | OVERHEAD CONDUCTORS AND DEVICES | 46 | R0.5 | -50
COMPANY 131 | 366 | UNDERGROUND CONDUIT | 65 | R2.5 | -60
COMPANY 131 | 367 | UNDERGROUND CONDUCTORS AND DEVICES | 45 | R1.5 | -25
COMPANY 131 | 368 | LINE TRANSFORMERS | 36 | R1 | -15
COMPANY 131 | 369 | SERVICES | 60 | R1.5 | -70
COMPANY 131 | 370 | METERS | 15 | L0 | -30
COMPANY 131 | 370.1 | METERS - AMI | 15 | S2.5 | 0
COMPANY 131 | 371 | INSTALLATIONS ON CUSTOMERS' PREMISES | 30 | O1 | -30
COMPANY 131 | 373 | STREET LIGHTING AND SIGNAL SYSTEMS | 36 | R0.5 | -35
COMPANY 131 | 390 | STRUCTURES AND IMPROVEMENTS | 55 | S0.5 | -10
COMPANY 131 | 391 | OFFICE FURNITURE AND EQUIPMENT | 20 | SQ | 0
COMPANY 131 | 391.3 | COMPUTERS | 5 | SQ | 0
COMPANY 131 | 392 | TRANSPORTATION EQUIPMENT | 15 | SQ | 0
COMPANY 131 | 393 | STORES EQUIPMENT | 30 | SQ | 0
COMPANY 131 | 394 | TOOLS, SHOP AND GARAGE EQUIPMENT | 25 | SQ | 0
COMPANY 131 | 395 | LABORATORY EQUIPMENT | 20 | SQ | 0
COMPANY 131 | 396 | POWER OPERATED EQUIPMENT | 18 | SQ | 0
COMPANY 131 | 397 | COMMUNICATION EQUIPMENT | 15 | SQ | 0
COMPANY 131 | 397.7 | COMMUNICATION EQUIPMENT - AMI | 15 | SQ | 0
COMPANY 131 | 398 | MISCELLANEOUS EQUIPMENT | 20 | SQ | 0
COMPANY 131 | 399 | OTHER TANGIBLE PROPERTY | 40 | SQ | 0
COMPANY 132 | 360 | SIDEWALKS AND CURBS ON PUBLIC PROPERTY | 60 | S2.5 | 0
COMPANY 132 | 361 | STRUCTURES AND IMPROVEMENTS | 70 | S2.5 | -10
COMPANY 132 | 362 | STATION EQUIPMENT | 55 | S0.5 | -20
COMPANY 132 | 364 | POLES, TOWERS AND FIXTURES | 60 | R2.5 | -100
COMPANY 132 | 365 | OVERHEAD CONDUCTORS AND DEVICES | 55 | R2 | -25
COMPANY 132 | 366 | UNDERGROUND CONDUIT | 70 | S3 | -5
COMPANY 132 | 367 | UNDERGROUND CONDUCTORS AND DEVICES | 55 | R2 | -20
COMPANY 132 | 368 | LINE TRANSFORMERS | 50 | R1.5 | -40
COMPANY 132 | 369 | SERVICES | 60 | S2.5 | -100
COMPANY 132 | 370 | METERS | 26 | S0 | -30
COMPANY 132 | 373 | STREET LIGHTING AND SIGNAL SYSTEMS | 35 | R1.5 | -30
COMPANY 132 | 390 | STRUCTURES AND IMPROVEMENTS | 55 | R2 | 0
COMPANY 132 | 391.1 | OFFICE FURNITURE | 4 | SQ | 0
COMPANY 132 | 391.2 | OFFICE EQUIPMENT | 7 | SQ | 0
COMPANY 132 | 391.3 | OFFICE COMPUTER EQUIPMENT | 3 | SQ | 0
COMPANY 132 | 392.2 | TRANSPORTATION EQUIPMENT - 13,000 LBS AND UNDER | 9 | SQ | 0
COMPANY 132 | 392.4 | TRANSPORTATION EQUIPMENT - OVER 13,000 LBS | 13 | SQ | 0
COMPANY 132 | 393 | STORES EQUIPMENT | 7 | SQ | 0
COMPANY 132 | 394 | TOOLS, SHOP AND GARAGE EQUIPMENT | 7 | SQ | 0
COMPANY 132 | 395 | LABORATORY EQUIPMENT | 5 | SQ | 0
COMPANY 132 | 396 | POWER OPERATED EQUIPMENT | 13 | SQ | 0
COMPANY 132 | 397 | COMMUNICATION EQUIPMENT | 10 | SQ | 0
COMPANY 132 | 398 | MISCELLANEOUS EQUIPMENT | 7 | SQ | 0
COMPANY 133 | 350 | SIDEWALKS AND CURBS | 65 | S2.5 | 0
COMPANY 133 | 352 | STRUCTURES AND IMPROVEMENTS | 75 | S3 | -5
COMPANY 133 | 353 | STATION EQUIPMENT | 52 | R1.5 | -10
COMPANY 133 | 354 | TOWERS AND FIXTURES | 70 | R3 | -5
COMPANY 133 | 355 | POLES AND FIXTURES | 65 | R4 | -5
COMPANY 133 | 356 | OVERHEAD CONDUCTORS AND DEVICES | 55 | R1.5 | -15
COMPANY 133 | 357 | UNDERGROUND CONDUIT | 75 | R4 | 0
COMPANY 133 | 358 | UNDERGROUND CONDUCTORS AND DEVICES | 45 | R2 | -10
COMPANY 133 | 359 | ROADS AND TRAILS | 60 | R2.5 | 0
COMPANY 134 | 311 | STRUCTURES AND IMPROVEMENTS | 125 | R2 | -10
COMPANY 134 | 311 | STRUCTURES AND IMPROVEMENTS | 90 | R2 | (5) - (13)
COMPANY 134 | 311 | STRUCTURES AND IMPROVEMENTS - COLSTRIP | 90 | R1.5 | -14
COMPANY 134 | 311 | STRUCTURES AND IMPROVEMENTS | 90 | R2 | (5) - (13)
COMPANY 134 | 312 | BOILER PLANT EQUIPMENT | 65 | R1.5 | -10
COMPANY 134 | 312 | BOILER PLANT EQUIPMENT | 75 | S0 | (5) - (12)
COMPANY 134 | 312 | BOILER PLANT EQUIPMENT - COLSTRIP | 75 | R1 | -14
COMPANY 134 | 312 | BOILER PLANT EQUIPMENT | 75 | R1.5 | (5) - (13)
COMPANY 134 | 314 | TURBOGENERATOR UNITS | 70 | R2 | -10
COMPANY 134 | 314 | TURBOGENERATOR UNITS | 45 | R1.5 | (5) - (10)
COMPANY 134 | 314 | TURBOGENERATOR UNITS - COLSTRIP | 45 | R1.5 | -13
COMPANY 134 | 314 | TURBOGENERATOR UNITS | 50 | R1.5 | (5) - (13)
COMPANY 134 | 315 | ACCESSORY ELECTRIC EQUIPMENT | 70 | S2 | 0
COMPANY 134 | 315 | ACCESSORY ELECTRIC EQUIPMENT | 60 | S2 | 0 - (11)
COMPANY 134 | 315 | ACCESSORY ELECTRIC EQUIPMENT - COLSTRIP | 60 | S2 | -13
COMPANY 134 | 315 | ACCESSORY ELECTRIC EQUIPMENT | 60 | S2 | 0 - (13)
COMPANY 134 | 316 | MISCELLANEOUS POWER PLANT EQUIPMENT | 45 | R0.5 | 0
COMPANY 134 | 316 | MISCELLANEOUS POWER PLANT EQUIPMENT | 50 | R1.5 | 0 - (11)
COMPANY 134 | 316 | MISCELLANEOUS POWER PLANT EQUIPMENT - COLSTRIP | 50 | R1.5 | -13
COMPANY 134 | 316 | MISCELLANEOUS POWER PLANT EQUIPMENT | 50 | R1.5 | 0 - (13)
COMPANY 134 | 330 | LAND AND LAND RIGHTS - EASEMENTS | - | SQ | 0
COMPANY 134 | 330 | LAND AND LAND RIGHTS - EASEMENTS | - | SQ | 0
COMPANY 134 | 331 | STRUCTURES AND IMPROVEMENTS | 100 | S1.5 | -25
COMPANY 134 | 331 | STRUCTURES AND IMPROVEMENTS | 75 | S1 | (2) - (7)
COMPANY 134 | 331 | STRUCTURES AND IMPROVEMENTS | 80 | R2 | (1) - (6)
COMPANY 134 | 332 | RESERVOIRS, DAMS AND WATERWAYS | 100 | S1.5 | -25
COMPANY 134 | 332 | RESERVOIRS, DAMS AND WATERWAYS | 90 | R1.5 | (4) - (12)
COMPANY 134 | 332 | RESERVOIRS, DAMS AND WATERWAYS | 90 | R1.5 | (3) - (11)
COMPANY 134 | 333 | WATER WHEELS, TURBINES AND GENERATORS | 70 | R1.5 | 0
COMPANY 134 | 333 | WATER WHEELS, TURBINES AND GENERATORS | 75 | S1 | (2) - (9)
COMPANY 134 | 333 | WATER WHEELS, TURBINES AND GENERATORS | 75 | S1 | (2) - (8)
COMPANY 134 | 334 | ACCESSORY ELECTRIC EQUIPMENT | 65 | R1 | 0
COMPANY 134 | 334 | ACCESSORY ELECTRIC EQUIPMENT | 60 | R2.5 | (1) - (4)
COMPANY 134 | 334 | ACCESSORY ELECTRIC EQUIPMENT | 55 | R2 | (1) - (4)
COMPANY 134 | 335 | MISCELLANEOUS POWER PLANT EQUIPMENT | 35 | S1.5 | 0
COMPANY 134 | 335 | MISCELLANEOUS POWER PLANT EQUIPMENT | 45 | S1 | (1) - (4)
COMPANY 134 | 335 | MISCELLANEOUS POWER PLANT EQUIPMENT | 45 | S1 | (1) - (4)
COMPANY 134 | 335.16 | MISCELLANEOUS POWER PLANT EQUIPMENT - TOOLS | 18 | S4 | 0
COMPANY 134 | 335.16 | MISCELLANEOUS POWER PLANT EQUIPMENT - TOOLS | 20 | R4 | 0
COMPANY 134 | 336 | ROADS, RAILROADS AND BRIDGES | 70 | R5 | 0
COMPANY 134 | 336 | ROADS, RAILROADS AND BRIDGES | 75 | S0.5 | 0 - (2)
COMPANY 134 | 336 | ROADS, RAILROADS AND BRIDGES | 75 | S0.5 | 0 - (1)
COMPANY 134 | 340 | LAND AND LAND RIGHTS - EASEMENTS | - | SQ | 0
COMPANY 134 | 340 | LAND AND LAND RIGHTS - EASEMENTS | - | SQ | 0
COMPANY 134 | 341 | STRUCTURES AND IMPROVEMENTS | 40 | R5 | -5
COMPANY 134 | 341 | STRUCTURES AND IMPROVEMENTS | 55 | R4 | -5
COMPANY 134 | 341 | STRUCTURES AND IMPROVEMENTS | 55 | R4 | -5
COMPANY 134 | 341.02 | STRUCTURES AND IMPROVEMENTS - WIND | 55 | R4 | -5
COMPANY 134 | 341.02 | STRUCTURES AND IMPROVEMENTS - WIND | 55 | R4 | -5
COMPANY 134 | 342 | FUEL HOLDERS, PRODUCERS AND ACCESSORIES | 40 | R5 | -5
COMPANY 134 | 342 | FUEL HOLDERS, PRODUCERS AND ACCESSORIES | 45 | R3 | -5
COMPANY 134 | 342 | FUEL HOLDERS, PRODUCERS AND ACCESSORIES | 45 | R3 | -5
COMPANY 134 | 344 | GENERATORS | 40 | R5 | 0
COMPANY 134 | 344 | GENERATORS | 60 | R3 | -5
COMPANY 134 | 344 | GENERATORS - COMBINED CYCLE | 12 | L0.5 | 20
COMPANY 134 | 344 | GENERATORS | 60 | R2.5 | -5
COMPANY 134 | 344 | GENERATORS - COMBINED CYCLE | 12 | L0.5 | 15
COMPANY 134 | 344.02 | GENERATORS - WIND | 40 | R2.5 | -5
COMPANY 134 | 344.02 | GENERATORS - WIND | 40 | R2.5 | -5
COMPANY 134 | 345 | ACCESSORY ELECTRIC EQUIPMENT | 40 | R5 | 0
COMPANY 134 | 345 | ACCESSORY ELECTRIC EQUIPMENT | 45 | S1.5 | -5
COMPANY 134 | 345 | ACCESSORY ELECTRIC EQUIPMENT | 50 | S1.5 | -5
COMPANY 134 | 345.02 | ACCESSORY ELECTRIC EQUIPMENT - WIND | 45 | S1.5 | -5
COMPANY 134 | 345.02 | ACCESSORY ELECTRIC EQUIPMENT - WIND | 45 | S0.5 | -5
COMPANY 134 | 346 | MISCELLANEOUS POWER PLANT EQUIPMENT | 40 | R5 | 0
COMPANY 134 | 346 | MISCELLANEOUS POWER PLANT EQUIPMENT | 45 | S1.5 | -5
COMPANY 134 | 346 | MISCELLANEOUS POWER PLANT EQUIPMENT | 45 | S1.5 | -5
COMPANY 134 | 346.02 | MISCELLANEOUS POWER PLANT EQUIPMENT - WIND | 50 | R2.5 | -5
COMPANY 134 | 346.02 | MISCELLANEOUS POWER PLANT EQUIPMENT - WIND | 50 | R2.5 | -5
COMPANY 134 | 346.16 | MISCELLANEOUS POWER PLANT EQUIPMENT - MISCELLANEOUS TOOLS | 15 | L4 | 0
COMPANY 134 | 346.16 | MISCELLANEOUS POWER PLANT EQUIPMENT - MISCELLANEOUS TOOLS | 20 | R4 | 0
COMPANY 134 | 348 | ENERGY STORAGE EQUIPMENT | 20 | S3 | 0
COMPANY 134 | 348 | ENERGY STORAGE EQUIPMENT | 20 | S3 | 0
COMPANY 134 | 351 | EASEMENTS | 50 | SQ | 0
COMPANY 134 | 351 | EASEMENTS | 75 | R4 | 0
COMPANY 134 | 351 | EASEMENTS | 75 | R4 | 0
COMPANY 134 | 352 | STRUCTURES AND IMPROVEMENTS | 55 | R3 | -5
COMPANY 134 | 352 | STRUCTURES AND IMPROVEMENTS | 65 | R4 | -5
COMPANY 134 | 352 | STRUCTURES AND IMPROVEMENTS | 65 | R3 | -5
COMPANY 134 | 353 | STATION EQUIPMENT | 45 | R1 | -10
COMPANY 134 | 353 | STATION EQUIPMENT | 45 | R1.5 | -10
COMPANY 134 | 353 | STATION EQUIPMENT | 44 | R1.5 | -10
COMPANY 134 | 354 | TOWERS AND FIXTURES | 65 | R4 | -20
COMPANY 134 | 354 | TOWERS AND FIXTURES | 75 | R4 | -15
COMPANY 134 | 354 | TOWERS AND FIXTURES | 75 | R4 | -15
COMPANY 134 | 355 | POLES AND FIXTURES | 45 | R2 | -30
COMPANY 134 | 355 | POLES AND FIXTURES | 43 | R1 | -40
COMPANY 134 | 355 | POLES AND FIXTURES | 48 | R1.5 | -35
COMPANY 134 | 356 | OVERHEAD CONDUCTORS AND DEVICES | 50 | R3 | -20
COMPANY 134 | 356 | OVERHEAD CONDUCTORS AND DEVICES | 60 | R2.5 | -10
COMPANY 134 | 356 | OVERHEAD CONDUCTORS AND DEVICES | 65 | R2.5 | -10
COMPANY 134 | 357 | UNDERGROUND CONDUIT | 55 | R4 | 0
COMPANY 134 | 357 | UNDERGROUND CONDUIT | 55 | R4 | 0
COMPANY 134 | 358 | UNDERGROUND CONDUCTORS AND DEVICES | 50 | R3 | 0
COMPANY 134 | 358 | UNDERGROUND CONDUCTORS AND DEVICES | 55 | R4 | 0
COMPANY 134 | 358 | UNDERGROUND CONDUCTORS AND DEVICES | 55 | R4 | 0
COMPANY 134 | 359 | ROADS AND TRAILS | 60 | R4 | 0
COMPANY 134 | 359 | ROADS AND TRAILS | 65 | R4 | 0
COMPANY 134 | 359 | ROADS AND TRAILS | 70 | R4 | 0
COMPANY 134 | 360 | EASEMENTS | 65 | R4 | 0
COMPANY 134 | 360 | EASEMENTS | 65 | R4 | 0
COMPANY 134 | 361 | STRUCTURES AND IMPROVEMENTS | 55 | R3 | -5
COMPANY 134 | 361 | STRUCTURES AND IMPROVEMENTS | 60 | R2 | -10
COMPANY 134 | 361 | STRUCTURES AND IMPROVEMENTS | 65 | R2 | -10
COMPANY 134 | 362 | STATION EQUIPMENT | 45 | R1.5 | -10
COMPANY 134 | 362 | STATION EQUIPMENT | 52 | S0 | -15
COMPANY 134 | 362 | STATION EQUIPMENT | 52 | S0 | -15
COMPANY 134 | 363 | STORAGE BATTERY EQUIPMENT | 20 | S3 | 0
COMPANY 134 | 363 | STORAGE BATTERY EQUIPMENT | 20 | S3 | 0
COMPANY 134 | 364 | POLES, TOWERS AND FIXTURES | 45 | R2 | -30
COMPANY 134 | 364 | POLES, TOWERS AND FIXTURES | 46 | R1.5 | -50
COMPANY 134 | 364 | POLES, TOWERS AND FIXTURES | 47 | R1.5 | -60
COMPANY 134 | 365 | OVERHEAD CONDUCTORS AND DEVICES | 40 | R2.5 | -20
COMPANY 134 | 365 | OVERHEAD CONDUCTORS AND DEVICES | 38 | R2.5 | -25
COMPANY 134 | 365 | OVERHEAD CONDUCTORS AND DEVICES | 38 | R2.5 | -30
COMPANY 134 | 366 | UNDERGROUND CONDUIT | 50 | R4 | -15
COMPANY 134 | 366 | UNDERGROUND CONDUIT | 55 | R3 | -10
COMPANY 134 | 366 | UNDERGROUND CONDUIT | 60 | R3 | -20
COMPANY 134 | 367 | UNDERGROUND CONDUCTORS AND DEVICES | 35 | R2.5 | -20
COMPANY 134 | 367 | UNDERGROUND CONDUCTORS AND DEVICES | 38 | R2.5 | -25
COMPANY 134 | 367 | UNDERGROUND CONDUCTORS AND DEVICES | 38 | R2.5 | -30
COMPANY 134 | 368 | LINE TRANSFORMERS | 40 | R2 | -20
COMPANY 134 | 368 | LINE TRANSFORMERS | 44 | R2 | -50
COMPANY 134 | 368 | LINE TRANSFORMERS | 48 | R2 | -50
COMPANY 134 | 369 | SERVICES | 45 | R3 | -20
COMPANY 134 | 369 | SERVICES | 55 | R3 | -60
COMPANY 134 | 369 | SERVICES | 60 | R3 | -60
COMPANY 134 | 370 | METERS | 35 | R2.5 | 0
COMPANY 134 | 370 | METERS | 20 | L1 | -10
COMPANY 134 | 370.1 | METERS - AMI | 20 | S2.5 | -10
COMPANY 134 | 371.3 | INSTALLATIONS ON CUSTOMERS' PREMISES - ELECTRIC VEHICLE CHARGERS | 7 | S3 | 0
COMPANY 134 | 373 | STREET LIGHTING AND SIGNAL SYSTEMS | 35 | R2 | -15
COMPANY 134 | 373 | STREET LIGHTING AND SIGNAL SYSTEMS | 31 | S0.5 | -15
COMPANY 134 | 373 | STREET LIGHTING AND SIGNAL SYSTEMS | 34 | S0 | -25
COMPANY 134 | 375 | EASEMENTS | 50 | SQ | 0
COMPANY 134 | 390 | STRUCTURES AND IMPROVEMENTS | 35 | R4 | -5
COMPANY 134 | 390.1 | STRUCTURES AND IMPROVEMENTS - SKAGIT | 75 | S1.5 | -5
COMPANY 134 | 390.1 | STRUCTURES AND IMPROVEMENTS - SKAGIT | 75 | S1.5 | -5
COMPANY 134 | 390.2 | STRUCTURES AND IMPROVEMENTS - OTHER STRUCTURES | 45 | S1.5 | -5
COMPANY 134 | 390.2 | STRUCTURES AND IMPROVEMENTS - OTHER STRUCTURES | 45 | R2 | -5
COMPANY 134 | 391.3 | COMPUTER EQUIPMENT | 20 | SQ | 0
COMPANY 134 | 391.3 | COMPUTER EQUIPMENT | 20 | SQ | 0
COMPANY 134 | 391.3 | COMPUTER EQUIPMENT | 20 | SQ | 0
COMPANY 134 | 391.4 | COMPUTERS AND SOFTWARE | 5 | SQ | 0
COMPANY 134 | 391.4 | COMPUTERS AND SOFTWARE | 5 | SQ | 0
COMPANY 134 | 391.4 | COMPUTERS AND SOFTWARE | 5 | SQ | 0
COMPANY 134 | 392 | TRANSPORTATION EQUIPMENT | 10 | SQ | 10
COMPANY 134 | 392 | TRANSPORTATION EQUIPMENT | 12 | L3 | 10
COMPANY 134 | 392 | TRANSPORTATION EQUIPMENT | 12 | L3 | 10
COMPANY 134 | 393 | STORES EQUIPMENT | 20 | SQ | 0
COMPANY 134 | 393 | STORES EQUIPMENT | 20 | SQ | 0
COMPANY 134 | 393 | STORES EQUIPMENT | 20 | SQ | 0
COMPANY 134 | 394 | TOOLS, SHOP AND GARAGE EQUIPMENT | 20 | SQ | 0
COMPANY 134 | 394 | TOOLS, SHOP AND GARAGE EQUIPMENT | 20 | SQ | 0
COMPANY 134 | 394 | TOOLS, SHOP AND GARAGE EQUIPMENT | 20 | SQ | 0
COMPANY 134 | 395 | LABORATORY EQUIPMENT | 20 | SQ | 0
COMPANY 134 | 395 | LABORATORY EQUIPMENT | 20 | SQ | 0
COMPANY 134 | 395 | LABORATORY EQUIPMENT | 20 | SQ | 0
COMPANY 134 | 396 | POWER OPERATED EQUIPMENT | 15 | SQ | 10
COMPANY 134 | 396 | POWER OPERATED EQUIPMENT | 14 | L3 | 10
COMPANY 134 | 396 | POWER OPERATED EQUIPMENT | 14 | L3 | 10
COMPANY 134 | 397 | COMMUNICATION EQUIPMENT | 15 | SQ | 0
COMPANY 134 | 397 | COMMUNICATION EQUIPMENT | 15 | SQ | 0
COMPANY 134 | 397 | COMMUNICATION EQUIPMENT | 15 | SQ | 0
COMPANY 134 | 398 | MISCELLANEOUS EQUIPMENT | 15 | SQ | 0
COMPANY 134 | 398 | MISCELLANEOUS EQUIPMENT | 15 | SQ | 0
COMPANY 134 | 398 | MISCELLANEOUS EQUIPMENT | 15 | SQ | 0
COMPANY 135 | 350 | LAND AND LAND RIGHTS - RIGHTS | 75 | R4 | 0
COMPANY 135 | 352 | STRUCTURES AND IMPROVEMENTS | 50 | R4 | -45
COMPANY 135 | 353 | STATION EQUIPMENT | 40 | R2 | 5
COMPANY 135 | 354 | TOWERS AND FIXTURES | 56 | R3 | 0
COMPANY 135 | 355 | POLES AND FIXTURES | 31 | R0.5 | -65
COMPANY 135 | 356 | OVERHEAD CONDUCTORS AND DEVICES | 38 | R2.5 | -80
COMPANY 135 | 357 | UNDERGROUND CONDUIT | 55 | R4 | 0
COMPANY 135 | 358 | UNDERGROUND CONDUCTORS AND DEVICES | 55 | R4 | 0
COMPANY 135 | 359 | ROADS AND TRAILS | 75 | SQ | 0
COMPANY 135 | 360 | LAND AND LAND RIGHTS - RIGHTS | 74 | R4 | 0
COMPANY 135 | 361 | STRUCTURES AND IMPROVEMENTS | 50 | S3 | -50
COMPANY 135 | 362 | STATION EQUIPMENT | 40 | R2 | 5
COMPANY 135 | 364 | POLES, TOWERS AND FIXTURES | 23 | R2 | -45
COMPANY 135 | 365 | OVERHEAD CONDUCTORS AND DEVICES | 24 | R2 | -25
COMPANY 135 | 366 | UNDERGROUND CONDUIT | 51 | S1.5 | -30
COMPANY 135 | 367 | UNDERGROUND CONDUCTORS AND DEVICES | 29 | R0.5 | -15
COMPANY 135 | 368 | LINE TRANSFORMERS | 26 | R1.5 | 0
COMPANY 135 | 369 | SERVICES | 22 | S2.5 | -45
COMPANY 135 | 370 | METERS | 25 | S1 | 0
COMPANY 135 | 373 | STREET LIGHTING AND SIGNAL SYSTEMS | 27 | S0 | -60
COMPANY 135 | 389 | LAND AND LAND RIGHTS - RIGHTS | 55 | R4 | 0
COMPANY 135 | 390 | STRUCTURES AND IMPROVEMENTS | 40 | R2.5 | 0
COMPANY 135 | 391 | OFFICE FURNITURE AND EQUIPMENT | 10 | SQ | 0
COMPANY 135 | 391.4 | COMPUTERS AND SOFTWARE | 6 | SQ | 0
COMPANY 135 | 392.1 | PASSENGER CARS AND VANS | 5 | S2 | 15
COMPANY 135 | 392.2 | LIGHT TRUCKS | 10 | S1 | 15
COMPANY 135 | 393 | STORES EQUIPMENT | 15 | SQ | 0
COMPANY 135 | 394 | TOOLS, SHOP AND GARAGE EQUIPMENT | 20 | SQ | 0
COMPANY 135 | 395 | LABORATORY EQUIPMENT | 20 | SQ | 0
COMPANY 135 | 396 | POWER OPERATED EQUIPMENT | 14 | S1.5 | 15
COMPANY 135 | 397 | COMMUNICATION EQUIPMENT | 15 | SQ | 0
COMPANY 135 | 398 | MISCELLANEOUS EQUIPMENT | 10 | SQ | 0
COMPANY 136 | 331 | STRUCTURES AND IMPROVEMENTS | 85 | R1 | -5
COMPANY 136 | 331 | STRUCTURES AND IMPROVEMENTS | 85 | R1 | -5
COMPANY 136 | 332 | RESERVOIRS, DAMS AND WATERWAYS | 55 | S0.5 | -10
COMPANY 136 | 332 | RESERVOIRS, DAMS AND WATERWAYS | 55 | S0.5 | -10
COMPANY 136 | 333 | WATER WHEELS, TURBINES AND GENERATORS | 60 | R2.5 | -15
COMPANY 136 | 333 | WATER WHEELS, TURBINES AND GENERATORS | 60 | R2.5 | -15
COMPANY 136 | 334 | ACCESSORY ELECTRIC EQUIPMENT | 65 | R1.5 | -5
COMPANY 136 | 334 | ACCESSORY ELECTRIC EQUIPMENT | 65 | R1.5 | -5
COMPANY 136 | 335 | MISCELLANEOUS POWER PLANT EQUIPMENT | 70 | R2 | -5
COMPANY 136 | 335 | MISCELLANEOUS POWER PLANT EQUIPMENT | 75 | R2.5 | -5
COMPANY 136 | 336 | ROADS, RAILROADS AND BRIDGES | 75 | R4 | 0
COMPANY 136 | 336 | ROADS, RAILROADS AND BRIDGES | 75 | R4 | 0
COMPANY 136 | 350 | LAND AND LAND RIGHTS - RIGHTS | 75 | R3 | 0
COMPANY 136 | 350 | LAND RIGHTS | 75 | R3 | 0
COMPANY 136 | 352 | STRUCTURES AND IMPROVEMENTS | 60 | R3 | -5
COMPANY 136 | 352 | STRUCTURES AND IMPROVEMENTS | 65 | R3 | -10
COMPANY 136 | 353 | STATION EQUIPMENT | 60 | R2 | -15
COMPANY 136 | 353 | STATION EQUIPMENT | 60 | R2 | -15
COMPANY 136 | 354 | TOWERS AND FIXTURES | 50 | R2.5 | -20
COMPANY 136 | 354 | TOWERS AND FIXTURES | 60 | R2 | -20
COMPANY 136 | 355 | POLES AND FIXTURES | 55 | R1.5 | -30
COMPANY 136 | 355 | POLES AND FIXTURES | 60 | R2 | -40
COMPANY 136 | 356 | OVERHEAD CONDUCTORS AND DEVICES | 55 | R1.5 | -15
COMPANY 136 | 356 | OVERHEAD CONDUCTORS AND DEVICES | 60 | R2 | -20
COMPANY 136 | 357 | UNDERGROUND CONDUIT | 65 | R4 | -25
COMPANY 136 | 357 | UNDERGROUND CONDUIT | 70 | R4 | -20
COMPANY 136 | 358 | UNDERGROUND CONDUCTORS AND DEVICES | 65 | R1.5 | -25
COMPANY 136 | 358 | UNDERGROUND CONDUCTORS AND DEVICES | 65 | R2 | -30
COMPANY 136 | 360 | LAND AND LAND RIGHTS - RIGHTS | 75 | R3 | 0
COMPANY 136 | 360 | LAND RIGHTS | 75 | R3 | 0
COMPANY 136 | 361 | STRUCTURES AND IMPROVEMENTS | 60 | R3 | -10
COMPANY 136 | 361 | STRUCTURES AND IMPROVEMENTS | 65 | R3 | -10
COMPANY 136 | 362 | STATION EQUIPMENT | 60 | R2 | -20
COMPANY 136 | 362 | STATION EQUIPMENT | 65 | R2 | -25
COMPANY 136 | 364 | POLES, TOWERS AND FIXTURES | 53 | R1 | -60
COMPANY 136 | 364 | POLES, TOWERS AND FIXTURES | 55 | R1.5 | -70
COMPANY 136 | 365 | OVERHEAD CONDUCTORS AND DEVICES | 56 | R1 | -20
COMPANY 136 | 365 | OVERHEAD CONDUCTORS AND DEVICES | 60 | R1 | -30
COMPANY 136 | 366 | UNDERGROUND CONDUIT | 70 | R2.5 | -25
COMPANY 136 | 366 | UNDERGROUND CONDUIT | 75 | R2.5 | -70
COMPANY 136 | 367 | UNDERGROUND CONDUCTORS AND DEVICES | 50 | R1 | -20
COMPANY 136 | 367 | UNDERGROUND CONDUCTORS AND DEVICES | 56 | R1 | -25
COMPANY 136 | 368 | LINE TRANSFORMERS | 55 | R1.5 | -10
COMPANY 136 | 368 | LINE TRANSFORMERS | 60 | R1.5 | -10
COMPANY 136 | 369 | SERVICES | 62 | R1.5 | -70
COMPANY 136 | 369 | SERVICES | 68 | R1.5 | -75
COMPANY 136 | 370 | METERS | 39 | S0 | -5
COMPANY 136 | 370 | METERS | 40 | S0 | -20
COMPANY 136 | 373 | STREET LIGHTING AND SIGNAL SYSTEMS | 28 | L0 | -5
COMPANY 136 | 373 | STREET LIGHTING AND SIGNAL SYSTEMS | 30 | L0 | -15
COMPANY 136 | 390 | STRUCTURES AND IMPROVEMENTS | 55 | R2 | -20
COMPANY 136 | 390 | STRUCTURES AND IMPROVEMENTS | 55 | R2 | -20
COMPANY 136 | 391.1 | OFFICE FURNITURE | 20 | SQ | 0
COMPANY 136 | 391.1 | OFFICE FURNITURE | 20 | SQ | 0
COMPANY 136 | 391.2 | OFFICE EQUIPMENT | 15 | SQ | 0
COMPANY 136 | 391.2 | OFFICE EQUIPMENT | 15 | SQ | 0
COMPANY 136 | 391.3 | DATA PROCESSING EQUIPMENT | 5 | SQ | 0
COMPANY 136 | 391.3 | DATA PROCESSING EQUIPMENT | 7 | SQ | 0
COMPANY 136 | 394 | TOOLS, SHOP AND GARAGE EQUIPMENT | 25 | SQ | 0
COMPANY 136 | 394 | TOOLS, SHOP AND GARAGE EQUIPMENT | 25 | SQ | 0
COMPANY 136 | 395 | LABORATORY EQUIPMENT | 20 | SQ | 0
COMPANY 136 | 395 | LABORATORY EQUIPMENT | 20 | SQ | 0
COMPANY 136 | 397 | COMMUNICATION EQUIPMENT | 15 | SQ | 0
COMPANY 136 | 397 | COMMUNICATION EQUIPMENT | 15 | SQ | 0
COMPANY 136 | 398 | MISCELLANEOUS EQUIPMENT | 15 | SQ | 0
COMPANY 136 | 398 | MISCELLANEOUS EQUIPMENT | 15 | SQ | 0
COMPANY 137 | 361 | STRUCTURES AND IMPROVEMENTS | 55 | h2.75 | -
COMPANY 137 | 361 | STRUCTURES AND IMPROVEMENTS | 55 | R3 | -
COMPANY 137 | 362 | STATION EQUIPMENT | 45 | h1.75 | -
COMPANY 137 | 362 | STATION EQUIPMENT | 50 | S0 | -
COMPANY 137 | 364 | POLES, TOWERS AND FIXTURES | 55 | h1.50 | -
COMPANY 137 | 364 | POLES, TOWERS AND FIXTURES | 55 | R0.5 | -
COMPANY 137 | 365 | OVERHEAD CONDUCTORS AND DEVICES | 65 | h1.75 | -
COMPANY 137 | 365 | OVERHEAD CONDUCTORS AND DEVICES | 65 | R1.5 | -
COMPANY 137 | 365.1 | OVERHEAD CONDUCTORS AND DEVICES - CAPACITORS | 30 | h1.50 | -
COMPANY 137 | 365.1 | OVERHEAD CONDUCTORS AND DEVICES - CAPACITORS | 30 | R1 | -
COMPANY 137 | 366 | UNDERGROUND CONDUIT | 75 | h3.00 | -
COMPANY 137 | 366 | UNDERGROUND CONDUIT | 75 | R3 | -
COMPANY 137 | 367 | UNDERGROUND CONDUCTORS AND DEVICES | 65 | h3.00 | -
COMPANY 137 | 367 | UNDERGROUND CONDUCTORS AND DEVICES | 60 | R4 | -
COMPANY 137 | 367.3 | UNDERGROUND CONDUCTORS AND DEVICES - CABLE CURE | 60 | R4 | -
COMPANY 137 | 368 | LINE TRANSFORMERS | 45 | h1.50 | -
COMPANY 137 | 368.1 | LINE TRANSFORMERS - OVERHEAD | 50 | R0.5 | -
COMPANY 137 | 368.1 | LINE TRANSFORMERS - OVERHEAD INSTALLATIONS | 50 | R0.5 | -
COMPANY 137 | 368.2 | LINE TRANSFORMERS - UNDERGROUND | 50 | R0.5 | -
COMPANY 137 | 368.2 | LINE TRANSFORMERS - UNDERGROUND INSTALLATIONS | 50 | R0.5 | -
COMPANY 137 | 369.1 | SERVICES -OVERHEAD | 60 | h2.50 | -
COMPANY 137 | 369.1 | SERVICES - OVERHEAD | 65 | R3 | -
COMPANY 137 | 369.2 | SERVICES - UNDERGROUND | 60 | h3.50 | -
COMPANY 137 | 369.2 | SERVICES - UNDERGROUND | 65 | R3 | -
COMPANY 137 | 370 | METERS - ELECTROMECHANICAL | 25 | h1.00 | -
COMPANY 137 | 370 | METERS - SOLID STATE | 20 | h1.00 | -
COMPANY 137 | 370.1 | METERS - AMI | 20 | S2 | -
COMPANY 137 | 370.2 | METERS - INSTALLATIONS | 25 | h1.00 | -
COMPANY 137 | 370.2 | METER INSTALLATIONS - AMI | 20 | S2 | -
COMPANY 137 | 371 | INSTALLATIONS ON CUSTOMERS' PREMISES | 40 | h2.50 | -
COMPANY 137 | 371 | INSTALLATIONS ON CUSTOMERS' PREMISES | 45 | R0.5 | -
COMPANY 137 | 373.1 | STREET LIGHTING AND SIGNAL SYSTEMS - OVERHEAD | 40 | h1.00 | -
COMPANY 137 | 373.1 | STREET LIGHTING AND SIGNAL SYSTEMS - OVERHEAD | 45 | R0.5 | -
COMPANY 137 | 373.2 | STREET LIGHTING AND SIGNAL SYSTEMS - UNDERGROUND | 40 | h1.00 | -
COMPANY 137 | 373.2 | STREET LIGHTING AND SIGNAL SYSTEMS - UNDERGROUND | 45 | R0.5 | -
COMPANY 137 | 390 | STRUCTURES AND IMPROVEMENTS | 45 | h1.75 | -
COMPANY 137 | 390 | STRUCTURES AND IMPROVEMENTS | 45 | S0 | -
COMPANY 137 | 391.1 | OFFICE FURNITURE | 20 | SQ | -
COMPANY 137 | 391.3 | ELECTRONIC DATA PROCESSING | 8 | SQ | -
COMPANY 137 | 393 | STORES EQUIPMENT | 20 | SQ | -
COMPANY 137 | 394 | TOOLS, SHOP AND GARAGE EQUIPMENT | 20 | SQ | -
COMPANY 137 | 395 | LABORATORY EQUIPMENT | 25 | SQ | -
COMPANY 137 | 397 | COMMUNICATION EQUIPMENT | 15 | SQ | -
COMPANY 137 | 398 | MISCELLANEOUS EQUIPMENT | 20 | SQ | -
COMPANY 138 | 353 | STATION EQUIPMENT | 45 | S1.5 | -5
COMPANY 138 | 355 | POLES AND FIXTURES | 65 | R3 | -50
COMPANY 138 | 356 | OVERHEAD CONDUCTORS AND DEVICES | 60 | R2 | -35
COMPANY 138 | 362 | STATION EQUIPMENT | 32 | R1.5 | -15
COMPANY 138 | 364 | POLES, TOWERS AND FIXTURES | 48 | R0.5 | -70
COMPANY 138 | 365 | OVERHEAD CONDUCTORS AND DEVICES | 40 | R2.5 | -40
COMPANY 138 | 366 | UNDERGROUND CONDUIT | 70 | R3 | -15
COMPANY 138 | 367 | UNDERGROUND CONDUCTORS AND DEVICES | 44 | R3 | -20
COMPANY 138 | 368 | LINE TRANSFORMERS | 36 | R1 | -15
COMPANY 138 | 369 | SERVICES | 50 | R1.5 | -25
COMPANY 138 | 370.1 | METERS - AMr | 18 | L1 | -10
COMPANY 138 | 371 | INSTALLATIONS ON CUSTOMERS' PREMISES | 18 | R0.5 | -10
COMPANY 138 | 372 | LEASED PROPERTY ON CUSTOMERS' PREMISES | 11 | S2.5 | -15
COMPANY 138 | 373 | STREET LIGHTING AND SIGNAL SYSTEMS | 20 | L2.5 | -25
COMPANY 138 | 390 | STRUCTURES AND IMPROVEMENTS | 50 | S0 | -5
COMPANY 138 | 391 | OFFICE FURNITURE AND EQUIPMENT | 20 | SQ | 0
COMPANY 138 | 391.2 | OFFICE FURNITURE AND EQUIPMENT - EQUIPMENT | 10 | SQ | 0
COMPANY 138 | 391.3 | OFFICE FURNITURE AND EQUIPMENT - HARDWARE | 5 | SQ | 0
COMPANY 138 | 391.4 | OFFICE FURNITURE AND EQUIPMENT - SOFTWARE | 5 | SQ | 0
COMPANY 138 | 392.1 | TRANSPORTATION EQUIPMENT - CARS | 10 | L3 | 15
COMPANY 138 | 392.3 | TRANSPORTATION EQUIPMENT - TRUCKS | 12 | L2 | 15
COMPANY 138 | 392.5 | TRANSPORTATION EQUIPMENT - TRAILERS | 30 | L3 | 15
COMPANY 138 | 393 | STORES EQUIPMENT | 25 | SQ | 0
COMPANY 138 | 394 | TOOLS, SHOP AND GARAGE EQUIPMENT | 25 | SQ | 0
COMPANY 138 | 395 | LABORATORY EQUIPMENT | 20 | SQ | 0
COMPANY 138 | 396 | POWER OPERATED EQUIPMENT | 13 | L1 | 20
COMPANY 138 | 396.1 | POWER OPERATED EQUIPMENT - LARGE | 12 | S1.5 | 20
COMPANY 138 | 397 | COMMUNICATION EQUIPMENT | 15 | SQ | 0
COMPANY 138 | 397.1 | COMMUNICATION EQUIPMENT - TELEPHONE | 15 | SQ | 0
COMPANY 138 | 397.1 | COMMUNICATION EQUIPMENT - RADIO | 10 | SQ | 0
COMPANY 138 | 397.2 | COMMUNICATION EQUIPMENT - MICROWAVE | 15 | SQ | 0
COMPANY 138 | 397.5 | COMMUNICATION EQUIPMENT - TOWERS | 25 | SQ | 0
COMPANY 138 | 397.6 | COMMUNICATION EQUIPMENT - SCADA | 10 | SQ | 0
COMPANY 138 | 398 | MISCELLANEOUS EQUIPMENT | 20 | SQ | 0
COMPANY 139 | 303 | SOFTWARE | 10 | SQ | 0
COMPANY 139 | 310 | LAND AND LAND RIGHTS - RIGHTS | - | SQ | 0
COMPANY 139 | 310 | LAND AND LAND RIGHTS - RIGHTS | - | SQ | 0
COMPANY 139 | 311 | STRUCTURES AND IMPROVEMENTS | 90 | S1 | 0 - (19)
COMPANY 139 | 311 | STRUCTURES AND IMPROVEMENTS | 90 | S1 | (1) - (24)
COMPANY 139 | 312 | BOILER PLANT EQUIPMENT | 55 | S0 | (1) - (18)
COMPANY 139 | 312 | BOILER PLANT EQUIPMENT | 55 | S0 | (2) - (22)
COMPANY 139 | 314 | TURBOGENERATOR UNITS | 65 | L1 | (1) - (18)
COMPANY 139 | 314 | TURBOGENERATOR UNITS | 65 | L1 | (1) - (22)
COMPANY 139 | 315 | ACCESSORY ELECTRIC EQUIPMENT | 60 | S1 | 0 - (16)
COMPANY 139 | 315 | ACCESSORY ELECTRIC EQUIPMENT | 60 | S1 | 0 - (19)
COMPANY 139 | 316 | MISCELLANEOUS POWER PLANT EQUIPMENT | 50 | R1.5 | 0 - (17)
COMPANY 139 | 316 | MISCELLANEOUS POWER PLANT EQUIPMENT | 50 | R1.5 | (1) - (20)
COMPANY 139 | 341 | STRUCTURES AND IMPROVEMENTS | 90 | R1.5 | (3) - (65)
COMPANY 139 | 341 | STRUCTURES AND IMPROVEMENTS | 90 | R1.5 | (4) - (72)
COMPANY 139 | 342 | FUEL HOLDERS, PRODUCERS AND ACCESSORIES | 70 | R1.5 | (3) - (65)
COMPANY 139 | 342 | FUEL HOLDERS, PRODUCERS AND ACCESSORIES | 70 | S2 | (4) - (72)
COMPANY 139 | 343 | PRIME MOVERS | 50 | S0.5 | (3) - (7)
COMPANY 139 | 343 | PRIME MOVERS | 50 | S0.5 | (4) - (7)
COMPANY 139 | 344 | GENERATORS | 45 | S0 | (2) - (65)
COMPANY 139 | 344 | GENERATORS | 45 | L0 | 0 - (72)
COMPANY 139 | 345 | ACCESSORY ELECTRIC EQUIPMENT | 60 | S1.5 | (3) - (65)
COMPANY 139 | 345 | ACCESSORY ELECTRIC EQUIPMENT | 60 | S1.5 | (3) - (72)
COMPANY 139 | 346 | MISCELLANEOUS POWER PLANT EQUIPMENT | 40 | O1 | 0 - (6)
COMPANY 139 | 346 | MISCELLANEOUS POWER PLANT EQUIPMENT | 40 | O1 | 0 - (8)
COMPANY 139 | 346.01 | MISCELLANEOUS POWER PLANT EQUIPMENT - SOLAR | - | SQ | 0
COMPANY 139 | 346.02 | MISCELLANEOUS POWER PLANT EQUIPMENT - WIND | - | SQ | 0
COMPANY 139 | 350 | LAND AND LAND RIGHTS - RIGHTS | 70 | R4 | 0
COMPANY 139 | 350 | LAND AND LAND RIGHTS - RIGHTS | 70 | R4 | 0
COMPANY 139 | 352 | STRUCTURES AND IMPROVEMENTS | 55 | R4 | -5
COMPANY 139 | 352 | STRUCTURES AND IMPROVEMENTS | 65 | R4 | -5
COMPANY 139 | 353 | STATION EQUIPMENT | 55 | R2.5 | -10
COMPANY 139 | 353 | STATION EQUIPMENT | 55 | R2 | -5
COMPANY 139 | 354 | TOWERS AND FIXTURES | 70 | R3 | -5
COMPANY 139 | 354 | TOWERS AND FIXTURES | 70 | R4 | -10
COMPANY 139 | 355 | POLES AND FIXTURES | 70 | R3 | -60
COMPANY 139 | 355 | POLES AND FIXTURES | 70 | R3 | -60
COMPANY 139 | 356 | OVERHEAD CONDUCTORS AND DEVICES | 65 | R4 | -50
COMPANY 139 | 356 | OVERHEAD CONDUCTORS AND DEVICES | 65 | R4 | -30
COMPANY 139 | 357 | UNDERGROUND CONDUIT | 60 | S4 | 0
COMPANY 139 | 357 | UNDERGROUND CONDUIT | 60 | S4 | 0
COMPANY 139 | 358 | UNDERGROUND CONDUCTORS AND DEVICES | 50 | S3 | 0
COMPANY 139 | 358 | UNDERGROUND CONDUCTORS AND DEVICES | 50 | S3 | 0
COMPANY 139 | 359 | ROADS AND TRAILS | 70 | R4 | 0
COMPANY 139 | 359 | ROADS AND TRAILS | 70 | R4 | 0
COMPANY 139 | 360 | LAND AND LAND RIGHTS - RIGHTS | 65 | R4 | 0
COMPANY 139 | 360 | LAND AND LAND RIGHTS - RIGHTS | 65 | R4 | 0
COMPANY 139 | 361 | STRUCTURES AND IMPROVEMENTS | 55 | R3 | -5
COMPANY 139 | 361 | STRUCTURES AND IMPROVEMENTS | 60 | R2.5 | -5
COMPANY 139 | 362 | STATION EQUIPMENT | 65 | R3 | -10
COMPANY 139 | 362 | STATION EQUIPMENT | 70 | R3 | -15
COMPANY 139 | 363 | ENERGY STORAGE EQUIPMENT | 20 | S3 | 0
COMPANY 139 | 364 | POLES, TOWERS AND FIXTURES | 65 | R2 | -70
COMPANY 139 | 364 | POLES, TOWERS AND FIXTURES | 65 | R1.5 | -80
COMPANY 139 | 365 | OVERHEAD CONDUCTORS AND DEVICES | 55 | R3 | -60
COMPANY 139 | 365 | OVERHEAD CONDUCTORS AND DEVICES | 55 | R3 | -60
COMPANY 139 | 366 | UNDERGROUND CONDUIT | 70 | R4 | -10
COMPANY 139 | 366 | UNDERGROUND CONDUIT | 70 | R4 | -20
COMPANY 139 | 367 | UNDERGROUND CONDUCTORS AND DEVICES | 60 | R3 | -40
COMPANY 139 | 367 | UNDERGROUND CONDUCTORS AND DEVICES | 60 | R3 | -40
COMPANY 139 | 368 | LINE TRANSFORMERS | 50 | R1 | -20
COMPANY 139 | 368 | LINE TRANSFORMERS | 50 | R1 | -30
COMPANY 139 | 369 | SERVICES | 65 | R2 | -25
COMPANY 139 | 369 | SERVICES | 65 | R2.5 | -35
COMPANY 139 | 370 | METERS | 30 | R0.5 | 0
COMPANY 139 | 370.1 | METERS - AMI | 20 | R5 | 0
COMPANY 139 | 370.1 | METERS - AMI | 20 | R3 | 0
COMPANY 139 | 371 | INSTALLATIONS ON CUSTOMERS' PREMISES | 35 | R2 | -30
COMPANY 139 | 371 | INSTALLATIONS ON CUSTOMERS' PREMISES | 35 | R2 | -30
COMPANY 139 | 373 | STREET LIGHTING AND SIGNAL SYSTEMS | 50 | R2 | -40
COMPANY 139 | 373 | STREET LIGHTING AND SIGNAL SYSTEMS | 45 | R2 | -30
COMPANY 139 | 389 | LAND AND LAND RIGHTS - RIGHTS | 65 | R4 | 0
COMPANY 139 | 389 | LAND RIGHTS | 65 | R4 | 0
COMPANY 139 | 390 | STRUCTURES AND IMPROVEMENTS | 65 | R3 | -5
COMPANY 139 | 390 | STRUCTURES AND IMPROVEMENTS | 65 | R3 | -10
COMPANY 139 | 391 | OFFICE FURNITURE AND EQUIPMENT | 20 | SQ | 0
COMPANY 139 | 391 | OFFICE FURNITURE AND EQUIPMENT | 20 | SQ | 0
COMPANY 139 | 391.4 | COMPUTERS AND SOFTWARE | 5 | SQ | 0
COMPANY 139 | 391.4 | COMPUTER EQUIPMENT | 5 | SQ | 0
COMPANY 139 | 392 | TRANSPORTATION EQUIPMENT | 14 | L1 | 10
COMPANY 139 | 392 | TRANSPORTATION EQUIPMENT | 14 | L1 | 10
COMPANY 139 | 393 | STORES EQUIPMENT | 20 | SQ | 0
COMPANY 139 | 393 | STORES EQUIPMENT | 20 | SQ | 0
COMPANY 139 | 394 | TOOLS, SHOP AND GARAGE EQUIPMENT | 25 | SQ | 0
COMPANY 139 | 394 | TOOLS, SHOP AND GARAGE EQUIPMENT | 25 | SQ | 0
COMPANY 139 | 395 | LABORATORY EQUIPMENT | 15 | SQ | 0
COMPANY 139 | 395 | LABORATORY EQUIPMENT | 15 | SQ | 0
COMPANY 139 | 396 | POWER OPERATED EQUIPMENT | 14 | L1 | 10
COMPANY 139 | 396 | POWER OPERATED EQUIPMENT | 14 | L1 | 10
COMPANY 139 | 397 | COMMUNICATION EQUIPMENT | 15 | SQ | 0
COMPANY 139 | 397 | COMMUNICATION EQUIPMENT | 15 | SQ | 0
COMPANY 139 | 398 | MISCELLANEOUS EQUIPMENT | 5 | SQ | 0
COMPANY 139 | 398 | MISCELLANEOUS EQUIPMENT | 5 | SQ | 0
COMPANY 140 | 311 | STRUCTURES AND IMPROVEMENTS | 85 | R2 | -25
COMPANY 140 | 312 | BOILER PLANT EQUIPMENT | 40 | S0 | -30
COMPANY 140 | 314 | TURBOGENERATOR UNITS | 50 | S0.5 | -25
COMPANY 140 | 315 | ACCESSORY ELECTRIC EQUIPMENT | 60 | R2.5 | -15
COMPANY 140 | 316 | MISCELLANEOUS POWER PLANT EQUIPMENT | 42 | R0.5 | -5
COMPANY 140 | 321 | STRUCTURES AND IMPROVEMENTS | 85 | R2 | -3
COMPANY 140 | 322 | REACTOR PLANT EQUIPMENT | 60 | R2.5 | -4
COMPANY 140 | 323 | TURBOGENERATOR UNITS | 50 | S0.5 | -5
COMPANY 140 | 324 | ACCESSORY ELECTRIC EQUIPMENT | 55 | R3 | -2
COMPANY 140 | 325 | MISCELLANEOUS POWER PLANT EQUIPMENT | 31 | R2 | -4
COMPANY 140 | 331 | STRUCTURES AND IMPROVEMENTS | 105 | R2 | -10
COMPANY 140 | 332 | RESERVOIRS, DAMS AND WATERWAYS | 125 | R2.5 | -15
COMPANY 140 | 333 | WATER WHEELS, TURBINES AND GENERATORS | 85 | R1.5 | -15
COMPANY 140 | 334 | ACCESSORY ELECTRIC EQUIPMENT | 60 | R0.5 | -15
COMPANY 140 | 335 | MISCELLANEOUS POWER PLANT EQUIPMENT | 65 | R1.5 | -10
COMPANY 140 | 336 | ROADS, RAILROADS AND BRIDGES | 70 | R4 | 0
COMPANY 140 | 341 | STRUCTURES AND IMPROVEMENTS | 45 | R2.5 | -5
COMPANY 140 | 342 | FUEL HOLDERS, PRODUCERS AND ACCESSORIES | 45 | S1 | -15
COMPANY 140 | 343 | PRIME MOVERS | 28 | R2.5 | -10
COMPANY 140 | 344 | GENERATORS | 60 | S1.5 | -10
COMPANY 140 | 345 | ACCESSORY ELECTRIC EQUIPMENT | 40 | S2 | -10
COMPANY 140 | 346 | MISCELLANEOUS POWER PLANT EQUIPMENT | 38 | R1 | 0
COMPANY 140 | 352 | STRUCTURES AND IMPROVEMENTS | 65 | R2 | -10
COMPANY 140 | 353 | STATION EQUIPMENT | 60 | S0.5 | -15
COMPANY 140 | 353.1 | STATION EQUIPMENT - STEP-UP TRANSFORMERS | 55 | S2.5 | -15
COMPANY 140 | 353.99 | STATION EQUIPMENT - LEASEHOLD | 20 | SQ | 0
COMPANY 140 | 354 | TOWERS AND FIXTURES | 75 | R3 | -40
COMPANY 140 | 355 | POLES AND FIXTURES | 53 | L2 | -70
COMPANY 140 | 355.99 | POLES AND FIXTURES - LEASEHOLD | 20 | SQ | 0
COMPANY 140 | 356 | OVERHEAD CONDUCTORS AND DEVICES | 60 | R2.5 | -45
COMPANY 140 | 357 | UNDERGROUND CONDUIT | 60 | R3 | 0
COMPANY 140 | 358 | UNDERGROUND CONDUCTORS AND DEVICES | 50 | R3 | 0
COMPANY 140 | 359 | ROADS AND TRAILS | 65 | R4 | 0
COMPANY 140 | 361 | STRUCTURES AND IMPROVEMENTS | 65 | R2 | -10
COMPANY 140 | 362 | STATION EQUIPMENT | 60 | S0.5 | -10
COMPANY 140 | 362.99 | STATION EQUIPMENT - LEASEHOLD | 20 | SQ | 0
COMPANY 140 | 364 | POLES, TOWERS AND FIXTURES | 43 | R1.5 | -30
COMPANY 140 | 365 | OVERHEAD CONDUCTORS AND DEVICES | 57 | R1.5 | -10
COMPANY 140 | 366 | UNDERGROUND CONDUIT | 60 | R2.5 | -5
COMPANY 140 | 367 | UNDERGROUND CONDUCTORS AND DEVICES | 49 | S0.5 | -5
COMPANY 140 | 368 | LINE TRANSFORMERS | 45 | R2 | -5
COMPANY 140 | 369.1 | SERVICES - OVERHEAD | 65 | R3 | -70
COMPANY 140 | 369.2 | SERVICES - UNDERGROUND | 65 | S2.5 | -10
COMPANY 140 | 370 | METERS | 22 | L1 | 0
COMPANY 140 | 370.1 | METERS - AMI | 15 | S2.5 | 0
COMPANY 140 | 370.1 | METERS - AMR AND ELECTRONIC | 15 | L3 | 0
COMPANY 140 | 373 | STREET LIGHTING AND SIGNAL SYSTEMS | 37 | S0.5 | -15
COMPANY 140 | 390 | STRUCTURES AND IMPROVEMENTS | 50 | S0 | -10
COMPANY 140 | 390.1 | STRUCTURES AND IMPROVEMENTS - WAREHOUSE | 50 | R2.5 | -10
COMPANY 140 | 390.3 | LEASEHOLD IMPROVEMENTS | 50 | S0 | -10
COMPANY 140 | 391 | OFFICE FURNITURE AND EQUIPMENT | 20 | SQ | 0
COMPANY 140 | 391.3 | DATA HANDLING | 20 | SQ | 0
COMPANY 140 | 391.3 | ELECTRONIC DATA PROCESSING | 5 | SQ | 0
COMPANY 140 | 393 | STORES EQUIPMENT | 25 | SQ | 0
COMPANY 140 | 394 | TOOLS, SHOP AND GARAGE EQUIPMENT | 20 | SQ | 0
COMPANY 140 | 395 | LABORATORY EQUIPMENT | 20 | SQ | 0
COMPANY 140 | 397 | COMMUNICATION EQUIPMENT | 8 | SQ | 0
COMPANY 140 | 398 | MISCELLANEOUS EQUIPMENT | 20 | SQ | 0
COMPANY 141 | 310 | LAND RIGHTS | - | SQ | 0
COMPANY 141 | 311 | STRUCTURES AND IMPROVEMENTS | 90 | S0 | (2) - (25)
COMPANY 141 | 312 | BOILER PLANT EQUIPMENT | 50 | R1 | (10) - (25)
COMPANY 141 | 314 | TURBOGENERATOR UNITS | 55 | L0 | (10) - (25)
COMPANY 141 | 315 | ACCESSORY ELECTRIC EQUIPMENT | 95 | R1 | (10) - (25)
COMPANY 141 | 316 | MISCELLANEOUS POWER PLANT EQUIPMENT | 40 | R0.5 | (10) - (25)
COMPANY 141 | 341 | STRUCTURES AND IMPROVEMENTS | 60 | S0 | -28
COMPANY 141 | 342 | FUEL HOLDERS, PRODUCERS AND ACCESSORIES | 50 | R2.5 | -28
COMPANY 141 | 343 | PRIME MOVERS | 25 | L0 | -28
COMPANY 141 | 344 | GENERATORS | 50 | R1 | -28
COMPANY 141 | 345 | ACCESSORY ELECTRIC EQUIPMENT | 50 | R0.5 | -28
COMPANY 141 | 350 | LAND RIGHTS | 70 | R4 | 0
COMPANY 141 | 352 | STRUCTURES AND IMPROVEMENTS | 70 | R3 | -25
COMPANY 141 | 353 | STATION EQUIPMENT | 45 | S0.5 | -15
COMPANY 141 | 354 | TOWERS AND FIXTURES | 60 | R3 | -60
COMPANY 141 | 355 | POLES AND FIXTURES | 45 | S1 | -60
COMPANY 141 | 356 | OVERHEAD CONDUCTORS AND DEVICES | 40 | S1 | -70
COMPANY 141 | 359 | ROADS AND TRAILS | 60 | R4 | 0
COMPANY 141 | 398 | MISCELLANEOUS EQUIPMENT - LOCOMOTIVES | 35 | R3 | 0
COMPANY 142 | 311 | STRUCTURES AND IMPROVEMENTS | 80 | R1 | 0
COMPANY 142 | 311 | STRUCTURES AND IMPROVEMENTS | 80 | R1 | 0
COMPANY 142 | 312 | BOILER PLANT EQUIPMENT | 50 | L2 | 0
COMPANY 142 | 312 | BOILER PLANT EQUIPMENT | 50 | L2 | 0
COMPANY 142 | 314 | TURBOGENERATOR UNITS | 50 | S1 | 0
COMPANY 142 | 314 | TURBOGENERATOR UNITS | 50 | S1 | 0
COMPANY 142 | 315 | ACCESSORY ELECTRIC EQUIPMENT | 60 | R2 | 0
COMPANY 142 | 315 | ACCESSORY ELECTRIC EQUIPMENT | 60 | R2 | 0
COMPANY 142 | 316 | MISCELLANEOUS POWER PLANT EQUIPMENT | 25 | L2 | 0
COMPANY 142 | 316 | MISCELLANEOUS POWER PLANT EQUIPMENT | 25 | L2 | 0
COMPANY 142 | 321 | STRUCTURES AND IMPROVEMENTS | 95 | R2.5 | 0
COMPANY 142 | 321 | STRUCTURES AND IMPROVEMENTS - BELLEFONTE | 40 | R1 | 0
COMPANY 142 | 321 | STRUCTURES AND IMPROVEMENTS | 95 | R2.5 | 0
COMPANY 142 | 322 | REACTOR PLANT EQUIPMENT | 45 | S0 | 0
COMPANY 142 | 322 | REACTOR PLANT EQUIPMENT | 45 | S0 | 0
COMPANY 142 | 323 | TURBOGENERATOR UNITS | 40 | S0.5 | 0
COMPANY 142 | 323 | TURBOGENERATOR UNITS | 40 | S0.5 | 0
COMPANY 142 | 324 | ACCESSORY ELECTRIC EQUIPMENT | 50 | R2 | 0
COMPANY 142 | 324 | ACCESSORY ELECTRIC EQUIPMENT | 50 | R2 | 0
COMPANY 142 | 325 | MISCELLANEOUS POWER PLANT EQUIPMENT | 40 | R2 | 0
COMPANY 142 | 325 | MISCELLANEOUS POWER PLANT EQUIPMENT - BELLEFONTE | 40 | R1 | 0
COMPANY 142 | 325 | MISCELLANEOUS POWER PLANT EQUIPMENT - US AIR NATIONAL GUARD ARMORY CHATTANOOGA | 7 | SQ | 0
COMPANY 142 | 325 | MISCELLANEOUS POWER PLANT EQUIPMENT | 40 | R2 | 0
COMPANY 142 | 331 | STRUCTURES AND IMPROVEMENTS | 120 | R2 | 0
COMPANY 142 | 331 | STRUCTURES AND IMPROVEMENTS | 120 | R2 | 0
COMPANY 142 | 331.1 | WILDLIFE FACILITIES | 50 | R2 | 0
COMPANY 142 | 331.1 | WILDLIFE FACILITIES | 50 | R2 | 0
COMPANY 142 | 331.2 | RECREATION AND SIGNS | 30 | R2 | 0
COMPANY 142 | 331.2 | RECREATION AND SIGNS | 30 | R2 | 0
COMPANY 142 | 332 | RESERVOIRS, DAMS AND WATERWAYS | 125 | R2 | 0
COMPANY 142 | 332 | RESERVOIRS, DAMS AND WATERWAYS | 125 | R2 | 0
COMPANY 142 | 333 | WATER WHEELS, TURBINES AND GENERATORS | 60 | R1.5 | 0
COMPANY 142 | 333 | WATER WHEELS, TURBINES AND GENERATORS | 60 | R1.5 | 0
COMPANY 142 | 334 | ACCESSORY ELECTRIC EQUIPMENT | 55 | R0.5 | 0
COMPANY 142 | 334 | ACCESSORY ELECTRIC EQUIPMENT | 55 | R0.5 | 0
COMPANY 142 | 335 | MISCELLANEOUS POWER PLANT EQUIPMENT | 60 | R1.5 | 0
COMPANY 142 | 335 | MISCELLANEOUS POWER PLANT EQUIPMENT | 60 | R1.5 | 0
COMPANY 142 | 336 | ROADS, RAILROADS AND BRIDGES | 75 | R2 | 0
COMPANY 142 | 336 | ROADS, RAILROADS AND BRIDGES | 75 | R2 | 0
COMPANY 142 | 341 | STRUCTURES AND IMPROVEMENTS | 60 | R3 | 0
COMPANY 142 | 341 | STRUCTURES AND IMPROVEMENTS | 60 | R3 | 0
COMPANY 142 | 342 | FUEL HOLDERS, PRODUCERS AND ACCESSORIES | 55 | R2.5 | 0
COMPANY 142 | 342 | FUEL HOLDERS, PRODUCERS AND ACCESSORIES | 60 | S1.5 | 0
COMPANY 142 | 343 | PRIME MOVERS | 45 | R2 | 0
COMPANY 142 | 343 | PRIME MOVERS - COMBINED CYCLE | 35 | L0 | 0
COMPANY 142 | 343 | PRIME MOVERS - SIMPLE CYCLE | 45 | R0.5 | 0
COMPANY 142 | 344 | GENERATORS | 35 | S0 | 0
COMPANY 142 | 344 | GENERATORS - COMBINED CYCLE | 35 | L0 | 0
COMPANY 142 | 344 | GENERATORS - SIMPLE CYCLE | 45 | R0.5 | 0
COMPANY 142 | 344.01 | GENERATORS - SOLAR | 45 | S1 | 0
COMPANY 142 | 344.01 | GENERATORS - SOLAR | 25 | S2.5 | 0
COMPANY 142 | 345 | ACCESSORY ELECTRIC EQUIPMENT | 45 | R3 | 0
COMPANY 142 | 345 | ACCESSORY ELECTRIC EQUIPMENT | 45 | R3 | 0
COMPANY 142 | 346 | MISCELLANEOUS POWER PLANT EQUIPMENT | 40 | R2.5 | 0
COMPANY 142 | 346 | MISCELLANEOUS POWER PLANT EQUIPMENT | 40 | R2.5 | 0
COMPANY 142 | 352 | STRUCTURES AND IMPROVEMENTS | 70 | R3 | 0
COMPANY 142 | 352 | STRUCTURES AND IMPROVEMENTS | 70 | R3 | 0
COMPANY 142 | 352 | STRUCTURES AND IMPROVEMENTS - RADIO STATIONS | 50 | R3 | 0
COMPANY 142 | 352.99 | STRUCTURES AND IMPROVEMENTS - RADIO STATIONS | 50 | R3 | 0
COMPANY 142 | 353 | STATION EQUIPMENT | 50 | R2.5 | 0
COMPANY 142 | 353 | STATION EQUIPMENT - SUBSTATIONS | 50 | R2 | 0
COMPANY 142 | 353 | STATION EQUIPMENT - PORTABLE SUBSTATION EQUIPMENT | 50 | R2 | 0
COMPANY 142 | 354 | TOWERS AND FIXTURES | 65 | S1 | 0
COMPANY 142 | 354 | TOWERS AND FIXTURES | 65 | S1 | 0
COMPANY 142 | 355 | POLES AND FIXTURES | 65 | S1 | 0
COMPANY 142 | 355 | POLES AND FIXTURES | 65 | S1 | 0
COMPANY 142 | 356 | OVERHEAD CONDUCTORS AND DEVICES | 50 | R4 | 0
COMPANY 142 | 356 | OVERHEAD CONDUCTORS AND DEVICES | 50 | R4 | 0
COMPANY 142 | 390 | STRUCTURES AND IMPROVEMENTS | 40 | R1 | 0
COMPANY 142 | 390 | STRUCTURES AND IMPROVEMENTS | 40 | R1 | 0
COMPANY 142 | 390.3 | STRUCTURES AND IMPROVEMENTS - LEASEHOLDS | 40 | R1 | 0
COMPANY 142 | 390.3 | STRUCTURES AND IMPROVEMENTS - LEASEHOLDS | 40 | R1 | 0
COMPANY 142 | 391.3 | OFFICE FURNITURE AND EQUIPMENT - HARDWARE AND INFRASTRUCTURE | 7 | SQ | 0
COMPANY 142 | 391.3 | OFFICE FURNITURE AND EQUIPMENT - HARDWARE AND INFRASTRUCTURE | 7 | SQ | 0
COMPANY 142 | 391.4 | OFFICE FURNITURE AND EQUIPMENT - SOFTWARE | 7 | SQ | 0
COMPANY 142 | 391.4 | OFFICE FURNITURE AND EQUIPMENT - SOFTWARE | 7 | SQ | 0
COMPANY 142 | 392 | TRANSPORTATION EQUIPMENT | 10 | S2 | 0
COMPANY 142 | 392 | TRANSPORTATION EQUIPMENT | 10 | S2 | 0
COMPANY 142 | 392 | TRANSPORTATION EQUIPMENT - FOSSIL | 10 | S2 | 0
COMPANY 142 | 392 | TRANSPORTATION EQUIPMENT - RIVER OPERATIONS | 10 | S2 | 0
COMPANY 142 | 392 | TRANSPORTATION EQUIPMENT - ELECTRIC DELIVERY | 10 | S2 | 0
COMPANY 142 | 392 | TRANSPORTATION EQUIPMENT - GAS TURBINES AND OTHER PRODUCTIONS | 10 | S2 | 0
COMPANY 142 | 392.6 | TRANSPORTATION EQUIPMENT - AIRCRAFT | 12 | SQ | 0
COMPANY 142 | 392.6 | TRANSPORTATION EQUIPMENT - AIRCRAFT | 12 | SQ | 0
COMPANY 142 | 393 | STORES EQUIPMENT | 25 | SQ | 0
COMPANY 142 | 393 | STORES EQUIPMENT | 25 | SQ | 0
COMPANY 142 | 394 | TOOLS, SHOP AND GARAGE EQUIPMENT | 25 | SQ | 0
COMPANY 142 | 394 | TOOLS, SHOP AND GARAGE EQUIPMENT | 25 | SQ | 0
COMPANY 142 | 395 | LABORATORY EQUIPMENT | 20 | SQ | 0
COMPANY 142 | 395 | LABORATORY EQUIPMENT | 20 | SQ | 0
COMPANY 142 | 396 | POWER OPERATED EQUIPMENT | 23 | S2.5 | 0
COMPANY 142 | 396 | POWER OPERATED EQUIPMENT | 23 | S2.5 | 0
COMPANY 142 | 397 | COMMUNICATION EQUIPMENT - SUBSTATION | 35 | R2.5 | 0
COMPANY 142 | 397 | COMMUNICATION EQUIPMENT - TRANSMISSION LINES | 25 | S2.5 | 0
COMPANY 142 | 397 | COMMUNICATION EQUIPMENT - RADIO STATIONS | 45 | R2 | 0
COMPANY 142 | 397 | COMMUNICATION EQUIPMENT - OTHER PRODUCTION | 25 | S3 | 0
COMPANY 142 | 397 | COMMUNICATION EQUIPMENT - GENERAL PLANT | 20 | SQ | 0
COMPANY 142 | 397 | COMMUNICATION EQUIPMENT - IT | 15 | SQ | 0
COMPANY 142 | 397 | COMMUNICATION EQUIPMENT - SUBSTATION | 30 | R2 | 0
COMPANY 142 | 397 | COMMUNICATION EQUIPMENT - TRANSMISSION LINES | 25 | S2.5 | 0
COMPANY 142 | 397 | COMMUNICATION EQUIPMENT - RADIO STATIONS | 45 | R2 | 0
COMPANY 142 | 397 | COMMUNICATION EQUIPMENT - OTHER PRODUCTION | 25 | S3 | 0
COMPANY 142 | 397 | COMMUNICATION EQUIPMENT - GENERAL PLANT | 20 | SQ | 0
COMPANY 142 | 397 | COMMUNICATION EQUIPMENT - IT | 15 | SQ | 0
COMPANY 142 | 398 | MISCELLANEOUS EQUIPMENT | 15 | SQ | 0
COMPANY 142 | 398 | MISCELLANEOUS EQUIPMENT | 15 | SQ | 0
COMPANY 142 | 399 | NONPOWER ASSETS - GENERAL PLANT - OTHER | 60 | R3 | 0
COMPANY 142 | 399 | NONPOWER ASSETS - MULTI-PURPOSE DAMS | 125 | R2 | 0
COMPANY 142 | 399 | NONPOWER ASSETS - GENERAL PLANT | 120 | R2 | 0
COMPANY 143 | 303 | MISCELLANEOUS INTANGIBLE PLANT | 7 | SQ | 0
COMPANY 143 | 303 | MISCELLANEOUS INTANGIBLE PLANT - CLOUD SOFTWARE | - | SQ | 0
COMPANY 143 | 303 | MISCELLANEOUS INTANGIBLE PLANT | 7 | SQ | 0
COMPANY 143 | 303 | MISCELLANEOUS INTANGIBLE PLANT - CLOUD SOFTWARE | - | SQ | 0
COMPANY 143 | 352 | STRUCTURES AND IMPROVEMENTS | 55 | R3 | -10
COMPANY 143 | 352 | STRUCTURES AND IMPROVEMENTS | 65 | R2 | -15
COMPANY 143 | 353 | STATION EQUIPMENT | 55 | R2 | -5
COMPANY 143 | 353 | STATION EQUIPMENT | 60 | R1.5 | -25
COMPANY 143 | 354 | TOWERS AND FIXTURES | 65 | R4 | -20
COMPANY 143 | 354 | TOWERS AND FIXTURES | 70 | R4 | -20
COMPANY 143 | 355 | POLES AND FIXTURES | 49 | R2 | -75
COMPANY 143 | 355 | POLES AND FIXTURES | 55 | R1.5 | -40
COMPANY 143 | 356 | OVERHEAD CONDUCTORS AND DEVICES | 50 | R2 | -25
COMPANY 143 | 356 | OVERHEAD CONDUCTORS AND DEVICES | 58 | R1.5 | -30
COMPANY 143 | 357 | UNDERGROUND CONDUIT | 50 | S2.5 | -20
COMPANY 143 | 357 | UNDERGROUND CONDUIT | 60 | S2.5 | -15
COMPANY 143 | 358 | UNDERGROUND CONDUCTORS AND DEVICES | 35 | R2.5 | -10
COMPANY 143 | 358 | UNDERGROUND CONDUCTORS AND DEVICES | 35 | R2 | -30
COMPANY 143 | 361 | STRUCTURES AND IMPROVEMENTS | 55 | R3 | -10
COMPANY 143 | 361 | STRUCTURES AND IMPROVEMENTS | 60 | R4 | -15
COMPANY 143 | 361 | STRUCTURES AND IMPROVEMENTS | 65 | R4 | 0
COMPANY 143 | 361 | STRUCTURES AND IMPROVEMENTS - SUBTRANSMISSION | 65 | R4 | 0
COMPANY 143 | 362 | STATION EQUIPMENT | 55 | R2 | -10
COMPANY 143 | 362 | STATION EQUIPMENT | 63 | R2 | -30
COMPANY 143 | 362 | STATION EQUIPMENT | 63 | R2 | 0
COMPANY 143 | 362 | STATION EQUIPMENT - SUBTRANSMISSION | 63 | R2 | 0
COMPANY 143 | 364 | POLES, TOWERS AND FIXTURES | 52 | R2.5 | -70
COMPANY 143 | 364 | POLES, TOWERS AND FIXTURES | 58 | R3 | -120
COMPANY 143 | 364 | POLES, TOWERS AND FIXTURES | 60 | R2.5 | 0
COMPANY 143 | 364 | POLES, TOWERS AND FIXTURES - SUBTRANSMISSION (POLES AND FIXTURES) | 60 | R2.5 | 0
COMPANY 143 | 364 | POLES, TOWERS AND FIXTURES - SUBTRANSMISSION (TOWERS AND FIXTURES) | 70 | R4 | 0
COMPANY 143 | 365 | OVERHEAD CONDUCTORS AND DEVICES | 45 | R1 | -75
COMPANY 143 | 365 | OVERHEAD CONDUCTORS AND DEVICES | 55 | R0.5 | -75
COMPANY 143 | 365 | OVERHEAD CONDUCTORS AND DEVICES | 60 | R1 | 0
COMPANY 143 | 365 | OVERHEAD CONDUCTORS AND DEVICES - SUBTRANSMISSION | 60 | R1 | 0
COMPANY 143 | 366 | UNDERGROUND CONDUIT | 65 | R4 | -40
COMPANY 143 | 366 | UNDERGROUND CONDUIT | 65 | R4 | -20
COMPANY 143 | 366 | UNDERGROUND CONDUIT | 65 | R4 | 0
COMPANY 143 | 366 | UNDERGROUND CONDUIT - SUBTRANSMISSION | 65 | R4 | 0
COMPANY 143 | 367 | UNDERGROUND CONDUCTORS AND DEVICES | 55 | R3 | -40
COMPANY 143 | 367 | UNDERGROUND CONDUCTORS AND DEVICES | 65 | R3 | -75
COMPANY 143 | 367 | UNDERGROUND CONDUCTORS AND DEVICES | 65 | R2.5 | 0
COMPANY 143 | 367 | UNDERGROUND CONDUCTORS AND DEVICES - SUBTRANSMISSION | 65 | R2.5 | 0
COMPANY 143 | 368 | LINE TRANSFORMERS | 42 | R1.5 | 0
COMPANY 143 | 368 | LINE TRANSFORMERS | 45 | R1 | -20
COMPANY 143 | 368 | LINE TRANSFORMERS | 46 | R1 | 0
COMPANY 143 | 369 | SERVICES | 50 | R4 | -60
COMPANY 143 | 369 | SERVICES | 63 | R3 | -40
COMPANY 143 | 369 | SERVICES | 63 | R3 | 0
COMPANY 143 | 370 | METERS | 39 | R1 | -15
COMPANY 143 | 370 | METERS | 33 | R1 | -30
COMPANY 143 | 370 | METERS | 33 | R1 | 0
COMPANY 143 | 370.1 | METERS - GRID MOD | 15 | SQ | 0
COMPANY 143 | 370.1 | METERS - GRID MOD | 15 | SQ | 0
COMPANY 143 | 371 | INSTALLATIONS ON CUSTOMERS' PREMISES | 32 | R0.5 | -30
COMPANY 143 | 371 | INSTALLATIONS ON CUSTOMERS' PREMISES | 40 | R0.5 | -30
COMPANY 143 | 371 | INSTALLATIONS ON CUSTOMERS' PREMISES | 40 | R0.5 | 0
COMPANY 143 | 373 | STREET LIGHTING AND SIGNAL SYSTEMS | 40 | R2 | -40
COMPANY 143 | 373 | STREET LIGHTING AND SIGNAL SYSTEMS | 40 | L1.5 | -25
COMPANY 143 | 373 | STREET LIGHTING AND SIGNAL SYSTEMS | 40 | L1.5 | 0
COMPANY 143 | 373.3 | STREET LIGHTING AND SIGNAL SYSTEMS - LED | 25 | R0.5 | -15
COMPANY 143 | 373.3 | STREET LIGHTING AND SIGNAL SYSTEMS - LED | 25 | R0.5 | 0
COMPANY 143 | 390 | STRUCTURES AND IMPROVEMENTS | 50 | R2 | -10
COMPANY 143 | 390 | STRUCTURES AND IMPROVEMENTS | 50 | S0 | -20
COMPANY 143 | 390 | STRUCTURES AND IMPROVEMENTS | 55 | S0 | 0
COMPANY 143 | 391 | FURNITURE AND EQUIPMENT | 20 | SQ | 0
COMPANY 143 | 391.1 | OFFICE FURNITURE | 20 | SQ | 0
COMPANY 143 | 391.1 | FURNITURE AND EQUIPMENT | 20 | SQ | 0
COMPANY 143 | 391.2 | OFFICE EQUIPMENT | 20 | SQ | 0
COMPANY 143 | 391.3 | ELECTRONIC DATA PROCESSING EQUIPMENT | 5 | SQ | 0
COMPANY 143 | 391.3 | ELECTRONIC DATA PROCESSING EQUIPMENT | 5 | SQ | 0
COMPANY 143 | 391.3 | ELECTRONIC DATA PROCESSING EQUIPMENT | 5 | SQ | 0
COMPANY 143 | 392 | TRANSPORTATION EQUIPMENT | 12 | L2 | 5
COMPANY 143 | 392 | TRANSPORTATION EQUIPMENT | 13 | L2 | 5
COMPANY 143 | 392 | TRANSPORTATION EQUIPMENT | 13 | L2.5 | 0
COMPANY 143 | 393 | STORES EQUIPMENT | 30 | SQ | 0
COMPANY 143 | 393 | STORES EQUIPMENT | 30 | SQ | 0
COMPANY 143 | 393 | STORES EQUIPMENT | 30 | SQ | 0
COMPANY 143 | 394 | TOOLS, SHOP AND GARAGE EQUIPMENT | 25 | SQ | 0
COMPANY 143 | 394 | TOOLS, SHOP AND GARAGE EQUIPMENT | 25 | SQ | 0
COMPANY 143 | 394 | TOOLS, SHOP AND GARAGE EQUIPMENT | 25 | SQ | 0
COMPANY 143 | 395 | LABORATORY EQUIPMENT | 25 | SQ | 0
COMPANY 143 | 395 | LABORATORY EQUIPMENT | 25 | SQ | 0
COMPANY 143 | 395 | LABORATORY EQUIPMENT | 25 | SQ | 0
COMPANY 143 | 396 | POWER OPERATED EQUIPMENT | 19 | S0 | 5
COMPANY 143 | 396 | POWER OPERATED EQUIPMENT | 21 | S0 | 5
COMPANY 143 | 396 | POWER OPERATED EQUIPMENT | 21 | S0 | 0
COMPANY 143 | 397 | COMMUNICATION EQUIPMENT | 15 | SQ | 0
COMPANY 143 | 397 | COMMUNICATION EQUIPMENT | 15 | SQ | 0
COMPANY 143 | 397 | COMMUNICATION EQUIPMENT | 15 | SQ | 0
COMPANY 143 | 398 | MISCELLANEOUS EQUIPMENT | 20 | SQ | 0
COMPANY 143 | 398 | MISCELLANEOUS EQUIPMENT | 20 | SQ | 0
COMPANY 143 | 398 | MISCELLANEOUS EQUIPMENT | 20 | SQ | 0
COMPANY 144 | 352 | STRUCTURES AND IMPROVEMENTS | 55 | R3 | -
COMPANY 144 | 352 | STRUCTURES AND IMPROVEMENTS | 55 | R3 | -
COMPANY 144 | 353 | STATION EQUIPMENT | 58 | R3 | -
COMPANY 144 | 353 | STATION EQUIPMENT | 60 | R3 | -
COMPANY 144 | 353.2 | STATION EQUIPMENT - SCADA | 15 | S2 | -
COMPANY 144 | 353.2 | STATION EQUIPMENT - SCADA | 18 | S3 | -
COMPANY 144 | 354 | TOWERS AND FIXTURES | 70 | R4 | -
COMPANY 144 | 354 | TOWERS AND FIXTURES | 70 | R4 | -
COMPANY 144 | 355 | POLES AND FIXTURES | 50 | R2.5 | -
COMPANY 144 | 355 | POLES AND FIXTURES | 55 | R2 | -
COMPANY 144 | 356 | OVERHEAD CONDUCTORS AND DEVICES | 57 | R1.5 | -
COMPANY 144 | 356 | OVERHEAD CONDUCTORS AND DEVICES | 57 | R1.5 | -
COMPANY 144 | 357 | UNDERGROUND CONDUIT | 50 | L3 | -
COMPANY 144 | 357 | UNDERGROUND CONDUIT | 55 | L3 | -
COMPANY 144 | 358 | UNDERGROUND CONDUCTORS AND DEVICES | 40 | R4 | -
COMPANY 144 | 358 | UNDERGROUND CONDUCTORS AND DEVICES | 45 | R4 | -
COMPANY 144 | 359 | ROADS AND TRAILS | 40 | R4 | -
COMPANY 144 | 359 | ROADS AND TRAILS | 40 | R4 | -
COMPANY 144 | 361 | STRUCTURES AND IMPROVEMENTS | 50 | R3 | -
COMPANY 144 | 361 | STRUCTURES AND IMPROVEMENTS | 50 | R3 | -
COMPANY 144 | 362 | STATION EQUIPMENT | 40 | S1 | -
COMPANY 144 | 362 | STATION EQUIPMENT | 40 | S1 | -
COMPANY 144 | 364 | POLES, TOWERS AND FIXTURES | 56 | R2.5 | -
COMPANY 144 | 364 | POLES, TOWERS AND FIXTURES | 59 | R2.5 | -
COMPANY 144 | 365 | OVERHEAD CONDUCTORS AND DEVICES | 55 | R1 | -
COMPANY 144 | 365 | OVERHEAD CONDUCTORS AND DEVICES | 58 | R1.5 | -
COMPANY 144 | 366 | UNDERGROUND CONDUIT | 65 | R3 | -
COMPANY 144 | 366 | UNDERGROUND CONDUIT | 65 | R3 | -
COMPANY 144 | 367 | UNDERGROUND CONDUCTORS AND DEVICES | 40 | R2 | -
COMPANY 144 | 367 | UNDERGROUND CONDUCTORS AND DEVICES | 42 | R1.5 | -
COMPANY 144 | 368 | LINE TRANSFORMERS | 43 | S1 | -
COMPANY 144 | 368 | LINE TRANSFORMERS | 45 | S1 | -
COMPANY 144 | 368.99 | TRANSFORMER INSTALLATIONS | 35 | R2 | -
COMPANY 144 | 368.99 | TRANSFORMER INSTALLATIONS | 39 | R2 | -
COMPANY 144 | 369 | SERVICES | 50 | R2 | -
COMPANY 144 | 369 | SERVICES | 53 | R2 | -
COMPANY 144 | 370 | METERS | 33 | R1.5 | -
COMPANY 144 | 370 | METERS | 34 | R1 | -
COMPANY 144 | 370.1 | METERS - AMR AND ELECTRONIC | 20 | S3 | -
COMPANY 144 | 370.1 | ELECTRONIC METERS | 20 | S3 | -
COMPANY 144 | 370.2 | METERS - INSTALLATIONS | 70 | R5 | -
COMPANY 144 | 370.2 | METERS - INSTALLATIONS | 75 | R4 | -
COMPANY 144 | 371 | INSTALLATIONS ON CUSTOMERS' PREMISES | 30 | O1 | -
COMPANY 144 | 371 | INSTALLATIONS ON CUSTOMERS' PREMISES | 30 | O1 | -
COMPANY 144 | 371.1 | INSTALLATIONS ON CUSTOMERS' PREMISES - DUSK TO DAWN LIGHTS | 20 | R1.5 | -
COMPANY 144 | 371.1 | INSTALLATIONS ON CUSTOMERS' PREMISES - DUSK TO DAWN LIGHTS | 23 | R1 | -
COMPANY 144 | 373 | STREET LIGHTING AND SIGNAL SYSTEMS | 34 | L0 | -
COMPANY 144 | 373 | STREET LIGHTING AND SIGNAL SYSTEMS | 28 | L0 | -
COMPANY 144 | 390 | STRUCTURES AND IMPROVEMENTS | 100 | R1 | -
COMPANY 144 | 390 | STRUCTURES AND IMPROVEMENTS | 100 | L0 | -
COMPANY 144 | 390.3 | LEASEHOLD IMPROVEMENTS | - | SQ | -
COMPANY 144 | 391.1 | OFFICE FURNITURE | 20 | SQ | -
COMPANY 144 | 391.1 | OFFICE FURNITURE | 20 | SQ | -
COMPANY 144 | 391.2 | OFFICE EQUIPMENT | 5 | SQ | -
COMPANY 144 | 391.2 | OFFICE EQUIPMENT | 5 | SQ | -
COMPANY 144 | 391.4 | SOFTWARE | 5 | SQ | -
COMPANY 144 | 391.4 | SOFTWARE | 5 | SQ | -
COMPANY 144 | 392.1 | TRANSPORTATION EQUIPMENT - AUTOMOBILES | 7 | L3 | -
COMPANY 144 | 392.2 | TRANSPORTATION EQUIPMENT - LIGHT TRUCKS | 11 | L3 | -
COMPANY 144 | 392.4 | TRANSPORTATION EQUIPMENT - HEAVY TRUCKS | 14 | S3 | -
COMPANY 144 | 393 | STORES EQUIPMENT | 10 | SQ | -
COMPANY 144 | 393 | STORES EQUIPMENT | 10 | SQ | -
COMPANY 144 | 394 | TOOLS, SHOP AND GARAGE EQUIPMENT | 20 | SQ | -
COMPANY 144 | 394 | TOOLS, SHOP AND GARAGE EQUIPMENT | 20 | SQ | -
COMPANY 144 | 395 | LABORATORY EQUIPMENT | 10 | SQ | -
COMPANY 144 | 395 | LABORATORY EQUIPMENT | 10 | SQ | -
COMPANY 144 | 396 | POWER OPERATED EQUIPMENT | 20 | S0 | -
COMPANY 144 | 397 | COMMUNICATION EQUIPMENT | 10 | SQ | -
COMPANY 144 | 397 | COMMUNICATION EQUIPMENT | 10 | SQ | -
COMPANY 144 | 398 | MISCELLANEOUS EQUIPMENT | 10 | SQ | -
COMPANY 144 | 398 | MISCELLANEOUS EQUIPMENT | 10 | SQ | -
COMPANY 145 | 343 | PRIME MOVERS | 10 | S3 | 0
COMPANY 145 | 361 | STRUCTURES AND IMPROVEMENTS | 55 | R4 | -
COMPANY 145 | 362 | STATION EQUIPMENT | 49 | R1.5 | -
COMPANY 145 | 364 | POLES, TOWERS AND FIXTURES | 50 | R1.5 | -
COMPANY 145 | 365 | OVERHEAD CONDUCTORS AND DEVICES | 45 | R0.5 | -
COMPANY 145 | 366 | UNDERGROUND CONDUIT | 60 | R2.5 | -
COMPANY 145 | 367 | UNDERGROUND CONDUCTORS AND DEVICES | 55 | R2.5 | -
COMPANY 145 | 368 | LINE TRANSFORMERS | 40 | R1.5 | -
COMPANY 145 | 369 | SERVICES | 40 | R2 | -
COMPANY 145 | 370 | METERS | 20 | R1.5 | 0
COMPANY 145 | 370.2 | METERS - INSTALLATIONS | 20 | R1.5 | 0
COMPANY 145 | 371 | INSTALLATIONS ON CUSTOMERS' PREMISES | 15 | L0 | -
COMPANY 145 | 373 | STREET LIGHTING AND SIGNAL SYSTEMS | 20 | L0 | -
COMPANY 145 | 390 | STRUCTURES AND IMPROVEMENTS | 55 | R3 | 0
COMPANY 145 | 391 | OFFICE FURNITURE AND EQUIPMENT | 15 | SQ | 0
COMPANY 145 | 393 | STORES EQUIPMENT | 25 | SQ | 0
COMPANY 145 | 394 | TOOLS, SHOP AND GARAGE EQUIPMENT | 25 | SQ | 0
COMPANY 145 | 395 | LABORATORY EQUIPMENT | 25 | SQ | 0
COMPANY 145 | 397 | COMMUNICATION EQUIPMENT | 15 | SQ | 0
COMPANY 145 | 398 | MISCELLANEOUS EQUIPMENT | 20 | SQ | 0
COMPANY 146 | 350 | RIGHTS OF WAY | 80 | R5 | 0
COMPANY 146 | 353 | STATION EQUIPMENT | 52 | R2 | -15
COMPANY 146 | 353.2 | STATION EQUIPMENT - SCADA | 20 | R4 | -5
COMPANY 146 | 354 | TOWERS AND FIXTURES | 55 | S0.5 | -35
COMPANY 146 | 354 | TOWERS AND FIXTURES - 115 kV | 55 | S0.5 | -35
COMPANY 146 | 354 | TOWERS AND FIXTURES - 345 kV | 60 | R2.5 | -35
COMPANY 146 | 355 | POLES AND FIXTURES | 50 | S0.5 | -50
COMPANY 146 | 355 | POLES AND FIXTURES - 115 Kv | 50 | R2 | -50
COMPANY 146 | 355 | POLES AND FIXTURES - 345 Kv | 55 | R2 | -50
COMPANY 146 | 355 | POLES AND FIXTURES - STEEL POLES | 65 | R3 | -35
COMPANY 146 | 356 | OVERHEAD CONDUCTORS AND DEVICES | 55 | R2 | -40
COMPANY 146 | 356 | OVERHEAD CONDUCTORS AND DEVICES - 115 Kv | 60 | R2.5 | -40
COMPANY 146 | 356 | OVERHEAD CONDUCTORS AND DEVICES - 345 Kv | 60 | R2.5 | -40
COMPANY 146 | 357 | UNDERGROUND CONDUIT | 65 | R4 | 0
COMPANY 146 | 358 | UNDERGROUND CONDUCTORS AND DEVICES | 50 | S3 | -5
COMPANY 146 | 359 | ROADS AND TRAILS | 60 | R4 | 0
COMPANY 146 | 360 | RIGHTS OF WAY | 80 | R5 | 0
COMPANY 146 | 361 | STRUCTURES AND IMPROVEMENTS | 50 | R1.5 | -15
COMPANY 146 | 362 | STATION EQUIPMENT | 51 | R1 | -5
COMPANY 146 | 362.1 | STATION EQUIPMENT - SCADA | 20 | R4 | -5
COMPANY 146 | 364 | POLES, TOWERS AND FIXTURES | 52 | R2 | -45
COMPANY 146 | 365 | OVERHEAD CONDUCTORS AND DEVICES | 60 | R2.5 | -35
COMPANY 146 | 366 | UNDERGROUND CONDUIT | 70 | R3 | -5
COMPANY 146 | 367 | UNDERGROUND CONDUCTORS AND DEVICES | 50 | R3 | -25
COMPANY 146 | 368 | LINE TRANSFORMERS | 45 | R1.5 | -15
COMPANY 146 | 369 | SERVICES | 55 | R3 | -40
COMPANY 146 | 370 | METERS | 30 | L1.5 | -2
COMPANY 146 | 370.1 | ELECTRONIC METERS | 13 | S2 | -2
COMPANY 146 | 370.1 | AMR METERS | 15 | S2.5 | -2
COMPANY 146 | 370.1 | AMI METERS | 18 | S3 | -2
COMPANY 146 | 371 | INSTALLATIONS ON CUSTOMERS' PREMISES | 25 | R3 | 0
COMPANY 146 | 373.3 | STREET LIGHTING AND SIGNAL SYSTEMS - MERCURY VAPOR | 32 | S0.5 | 0
COMPANY 146 | 373.3 | STREET LIGHTING AND SIGNAL SYSTEMS - HIGH PRESSURE SODIUM | 28 | R4 | 0
COMPANY 146 | 373.3 | STREET LIGHTING AND SIGNAL SYSTEMS - LED | 25 | R3 | 0
COMPANY 146 | 390.1 | STRUCTURES AND IMPROVEMENTS - LARGE | 40 | R0.5 | 0
COMPANY 146 | 390.2 | STRUCTURES AND IMPROVEMENTS - SMALL | 55 | R2 | 0
COMPANY 146 | 391 | OFFICE FURNITURE AND EQUIPMENT - UNALLOCATED | 10 | SQ | 0
COMPANY 146 | 391.1 | OFFICE FURNITURE AND EQUIPMENT - FURNITURE | 20 | SQ | 0
COMPANY 146 | 391.2 | OFFICE FURNITURE AND EQUIPMENT - OFFICE MACHINES | 10 | SQ | 0
COMPANY 146 | 391.4 | OFFICE FURNITURE AND EQUIPMENT - PC | 5 | SQ | 0
COMPANY 146 | 392.1 | TRANSPORTATION EQUIPMENT - CARS | 10 | L2.5 | 15
COMPANY 146 | 393 | STORES EQUIPMENT | 20 | SQ | 0
COMPANY 146 | 394 | TOOLS, SHOP AND GARAGE EQUIPMENT | 20 | SQ | 0
COMPANY 146 | 395 | LABORATORY EQUIPMENT | 15 | SQ | 0
COMPANY 146 | 396 | POWER OPERATED EQUIPMENT - TRUCKS | 13 | R2.5 | 10
COMPANY 146 | 397 | COMMUNICATION EQUIPMENT - GENERAL EQUIPMENT | 18 | R1.5 | -5
COMPANY 146 | 397.3 | COMMUNICATION EQUIPMENT - FIBER | 20 | R3 | -5
COMPANY 146 | 397.6 | COMMUNICATION EQUIPMENT - SCADA | 20 | R3 | -5
COMPANY 146 | 397.7 | COMMUNICATION EQUIPMENT - AMR SUBSTATION EQUIPMENT | 12 | S2 | -5
COMPANY 146 | 398 | MISCELLANEOUS EQUIPMENT | 20 | SQ | 0
COMPANY 147 | 303 | MISCELLANEOUS INTANGIBLE PLANT - 5-YEAR SOFTWARE | 5 | SQ | 0
COMPANY 147 | 303 | MISCELLANEOUS INTANGIBLE PLANT - SOFTWARE CIS | 15 | SQ | 0
COMPANY 147 | 350 | LAND RIGHTS AND RIGHTS-OF-WAY | 80 | R5 | 0
COMPANY 147 | 352 | STRUCTURES AND IMPROVEMENTS | 50 | R1.5 | 0
COMPANY 147 | 353 | STATION EQUIPMENT | 55 | R3 | -15
COMPANY 147 | 355 | POLES AND FIXTURES | 50 | R0.5 | -25
COMPANY 147 | 356 | OVERHEAD CONDUCTORS AND DEVICES | 50 | R3 | -15
COMPANY 147 | 360 | LAND RIGHTS AND RIGHTS-OF-WAY | 80 | R5 | 0
COMPANY 147 | 361 | STRUCTURES AND IMPROVEMENTS | 45 | R3 | 0
COMPANY 147 | 362 | STATION EQUIPMENT | 50 | R2 | -10
COMPANY 147 | 362.1 | STATION EQUIPMENT - SCADA | 20 | R4 | -5
COMPANY 147 | 364 | POLES, TOWERS AND FIXTURES | 42 | R1.5 | -35
COMPANY 147 | 365 | OVERHEAD CONDUCTORS AND DEVICES | 53 | R1.5 | -25
COMPANY 147 | 366 | UNDERGROUND CONDUIT | 65 | R3 | 0
COMPANY 147 | 367 | UNDERGROUND CONDUCTORS AND DEVICES | 50 | R3 | -10
COMPANY 147 | 368 | LINE TRANSFORMERS | 41 | R2 | -10
COMPANY 147 | 369 | SERVICES | 43 | R1 | -25
COMPANY 147 | 370 | METERS | 25 | R2 | -10
COMPANY 147 | 370.1 | AMI METERS | 18 | S3 | -2
COMPANY 147 | 371 | INSTALLATIONS ON CUSTOMERS' PREMISES | 20 | R0.5 | -10
COMPANY 147 | 371.1 | INSTALLATIONS ON CUSTOMERS' PREMISES - AREA LIGHTING AND SIGNAL SYSTEM | 20 | R0.5 | -10
COMPANY 147 | 373 | STREET LIGHTING AND SIGNAL SYSTEMS - HPS | 29 | R1 | -15
COMPANY 147 | 373.3 | STREET LIGHTING AND SIGNAL SYSTEMS - LED | 25 | R3 | -15
COMPANY 147 | 390 | STRUCTURES AND IMPROVEMENTS | 45 | R3 | 0
COMPANY 147 | 391 | OFFICE FURNITURE AND EQUIPMENT | 20 | SQ | 0
COMPANY 147 | 391.3 | COMPUTER EQUIPMENT | 5 | SQ | 0
COMPANY 147 | 392 | TRANSPORTATION EQUIPMENT | 10 | L2.5 | 15
COMPANY 147 | 393 | STORES EQUIPMENT | 20 | SQ | 0
COMPANY 147 | 394 | TOOLS, SHOP AND GARAGE EQUIPMENT | 20 | SQ | 0
COMPANY 147 | 395 | LABORATORY EQUIPMENT | 15 | SQ | 0
COMPANY 147 | 396 | POWER OPERATED EQUIPMENT | 13 | L2 | 10
COMPANY 147 | 397 | COMMUNICATION EQUIPMENT | 25 | R4 | 0
COMPANY 147 | 398 | MISCELLANEOUS EQUIPMENT | 20 | SQ | 0
COMPANY 148 | 303 | MISCELLANEOUS INTANGIBLE PLANT - 10-YEAR | 10 | SQ | -
COMPANY 148 | 303 | MISCELLANEOUS INTANGIBLE PLANT - 5-YEAR | 5 | SQ | -
COMPANY 148 | 303 | MISCELLANEOUS INTANGIBLE PLANT - 7-YEAR | 7 | SQ | -
COMPANY 148 | 350 | LAND AND LAND RIGHTS - RIGHTS | 75 | R4 | -
COMPANY 148 | 352 | STRUCTURES AND IMPROVEMENTS | 60 | S2.5 | -
COMPANY 148 | 353 | STATION EQUIPMENT | 54 | R1.5 | -
COMPANY 148 | 353.2 | STATION EQUIPMENT - SCADA | 25 | S1.5 | -
COMPANY 148 | 354 | TOWERS AND FIXTURES | 75 | R4 | -
COMPANY 148 | 355 | POLES AND FIXTURES | 54 | S2 | -
COMPANY 148 | 356 | OVERHEAD CONDUCTORS AND DEVICES | 58 | R4 | -
COMPANY 148 | 356.1 | OVERHEAD CONDUCTORS AND DEVICES - CLEARING AND DAMAGES | 75 | R4 | -
COMPANY 148 | 358 | UNDERGROUND CONDUCTORS AND DEVICES | 40 | S2 | -
COMPANY 148 | 360 | LAND AND LAND RIGHTS - RIGHTS | 75 | R4 | -
COMPANY 148 | 361 | STRUCTURES AND IMPROVEMENTS | 70 | R3 | -
COMPANY 148 | 362 | STATION EQUIPMENT | 54 | R1.5 | -
COMPANY 148 | 362.1 | STATION EQUIPMENT - SCADA | 25 | S1.5 | -
COMPANY 148 | 364 | POLES, TOWERS AND FIXTURES | 52 | R2 | -
COMPANY 148 | 365 | OVERHEAD CONDUCTORS AND DEVICES | 58 | R1 | -
COMPANY 148 | 365.2 | OVERHEAD CONDUCTORS AND DEVICES - CLEARING AND DAMAGES | 75 | R4 | -
COMPANY 148 | 366 | UNDERGROUND CONDUIT | 50 | R2.5 | -
COMPANY 148 | 367 | UNDERGROUND CONDUCTORS AND DEVICES | 40 | R4 | -
COMPANY 148 | 368 | LINE TRANSFORMERS | 42 | R3 | -
COMPANY 148 | 369 | SERVICES | 44 | R2 | -
COMPANY 148 | 370 | METERS | 40 | R3 | -
COMPANY 148 | 370.1 | METERS - SMART METERS | 15 | S2.5 | -
COMPANY 148 | 372 | LEASED PROPERTY ON CUSTOMERS' PREMISES | 27 | R1.5 | -
COMPANY 148 | 373 | STREET LIGHTING AND SIGNAL SYSTEMS | 29 | R0.5 | -
COMPANY 148 | 389 | LAND AND LAND RIGHTS - RIGHTS | 75 | R4 | -
COMPANY 148 | 390.1 | STRUCTURES AND IMPROVEMENTS - LARGE | 60 | S0.5 | -
COMPANY 148 | 390.2 | STRUCTURES AND IMPROVEMENTS - SMALL | 45 | R3 | -
COMPANY 148 | 391.1 | OFFICE FURNITURE | 16 | SQ | -
COMPANY 148 | 391.3 | DATA HANDLING | 16 | SQ | -
COMPANY 148 | 391.3 | INFORMATION SYSTEMS | 7 | SQ | -
COMPANY 148 | 391.4 | COMPUTERS AND SOFTWARE | 5 | SQ | -
COMPANY 148 | 392.2 | ALL TERRAIN VEHICLES | 10 | S2 | -
COMPANY 148 | 392.2 | LIGHT TRUCKS | 11 | L2.5 | -
COMPANY 148 | 392.3 | MEDIUM TRUCKS | 12 | L4 | -
COMPANY 148 | 392.5 | TRAILERS | 22 | S1 | -
COMPANY 148 | 393 | STORES EQUIPMENT | 25 | SQ | -
COMPANY 148 | 394 | TOOLS, SHOP AND GARAGE EQUIPMENT | 15 | SQ | -
COMPANY 148 | 396 | POWER OPERATED EQUIPMENT | 20 | S0.5 | -
COMPANY 148 | 397 | COMMUNICATION EQUIPMENT | 12 | SQ | -
COMPANY 148 | 398 | MISCELLANEOUS EQUIPMENT | 14 | SQ | -
COMPANY 149 | 303 | MISCELLANEOUS INTANGIBLE PLANT - 10-YEAR | 10 | SQ | -
COMPANY 149 | 303 | MISCELLANEOUS INTANGIBLE PLANT - 5-YEAR | 5 | SQ | -
COMPANY 149 | 303 | MISCELLANEOUS INTANGIBLE PLANT - 7-YEAR | 7 | SQ | -
COMPANY 149 | 303 | MISCELLANEOUS INTANGIBLE PLANT - 7-YEAR | 7 | SQ | -
COMPANY 149 | 303 | MISCELLANEOUS INTANGIBLE PLANT - 10-YEAR | 10 | SQ | -
COMPANY 149 | 303 | MISCELLANEOUS INTANGIBLE PLANT - 7 YEAR LIFE | 7 | SQ | -
COMPANY 149 | 303 | MISCELLANEOUS INTANGIBLE PLANT - 10 YEAR LIFE | 10 | SQ | -
COMPANY 149 | 303 | MISCELLANEOUS INTANGIBLE PLANT - CLOUD SOFTWARE | 5 | SQ | -
COMPANY 149 | 350 | LAND AND LAND RIGHTS - RIGHTS | 75 | R4 | -
COMPANY 149 | 350 | LAND RIGHTS | 75 | R4 | -
COMPANY 149 | 352 | STRUCTURES AND IMPROVEMENTS | 65 | S2 | -
COMPANY 149 | 352 | STRUCTURES AND IMPROVEMENTS | 70 | R3 | -
COMPANY 149 | 353 | STATION EQUIPMENT | 56 | R1.5 | -
COMPANY 149 | 353 | STATION EQUIPMENT | 60 | R1.5 | -
COMPANY 149 | 353.2 | STATION EQUIPMENT - SCADA | 30 | R2.5 | -
COMPANY 149 | 353.2 | STATION EQUIPMENT - SCADA | 35 | R2.5 | -
COMPANY 149 | 354 | TOWERS AND FIXTURES | 80 | R4 | -
COMPANY 149 | 354 | TOWERS AND FIXTURES | 85 | R4 | -
COMPANY 149 | 355 | POLES AND FIXTURES | 55 | R3 | -
COMPANY 149 | 355 | POLES AND FIXTURES | 65 | R2.5 | -
COMPANY 149 | 356 | OVERHEAD CONDUCTORS AND DEVICES | 63 | R4 | -
COMPANY 149 | 356 | OVERHEAD CONDUCTORS AND DEVICES | 70 | R3 | -
COMPANY 149 | 356.1 | OVERHEAD CONDUCTORS AND DEVICES - CLEARING AND DAMAGES | 75 | R4 | -
COMPANY 149 | 356.1 | OVERHEAD CONDUCTORS AND DEVICES - CLEARING AND DAMAGES | 75 | R4 | -
COMPANY 149 | 357 | UNDERGROUND CONDUIT | 50 | S2 | -
COMPANY 149 | 358 | UNDERGROUND CONDUCTORS AND DEVICES | 40 | S2 | -
COMPANY 149 | 358 | UNDERGROUND CONDUCTORS AND DEVICES | 40 | S2.5 | -
COMPANY 149 | 360 | LAND AND LAND RIGHTS - RIGHTS | 75 | R3 | -
COMPANY 149 | 360 | LAND RIGHTS | 75 | R4 | -
COMPANY 149 | 360 | LAND RIGHTS | 75 | R4 | -
COMPANY 149 | 361 | STRUCTURES AND IMPROVEMENTS | 70 | R3 | -
COMPANY 149 | 361 | STRUCTURES AND IMPROVEMENTS | 75 | R3 | -
COMPANY 149 | 361 | STRUCTURES AND IMPROVEMENTS | 70 | R3 | -
COMPANY 149 | 362 | STATION EQUIPMENT | 56 | R1.5 | -
COMPANY 149 | 362 | STATION EQUIPMENT | 60 | R1.5 | -
COMPANY 149 | 362 | STATION EQUIPMENT | 60 | R1.5 | -
COMPANY 149 | 362 | STATION EQUIPMENT - SUBTRANSMISSION | 60 | R1.5 | -
COMPANY 149 | 362.1 | STATION EQUIPMENT - SCADA | 30 | R2.5 | -
COMPANY 149 | 362.1 | STATION EQUIPMENT - SCADA | 35 | R2.5 | -
COMPANY 149 | 362.1 | STATION EQUIPMENT - SCADA | 35 | R2.5 | -
COMPANY 149 | 364 | POLES, TOWERS AND FIXTURES | 55 | R2.5 | -
COMPANY 149 | 364 | POLES, TOWERS AND FIXTURES | 63 | R2 | -
COMPANY 149 | 364 | POLES, TOWERS AND FIXTURES | 70 | R2 | -
COMPANY 149 | 364 | POLES AND FIXTURES - SUBTRANSMISSION | 70 | R2 | -
COMPANY 149 | 365 | OVERHEAD CONDUCTORS AND DEVICES | 60 | R1 | -
COMPANY 149 | 365 | OVERHEAD CONDUCTORS AND DEVICES | 60 | R1 | -
COMPANY 149 | 365 | OVERHEAD CONDUCTORS AND DEVICES | 60 | R1 | -
COMPANY 149 | 365 | OVERHEAD CONDUCTORS AND DEVICES - SUBTRANSMISSION | 60 | R1 | -
COMPANY 149 | 365.2 | OVERHEAD CONDUCTORS AND DEVICES - CLEARING AND DAMAGES | 75 | R4 | -
COMPANY 149 | 365.2 | OVERHEAD CONDUCTORS AND DEVICES - CLEARING AND DAMAGES | 75 | R4 | -
COMPANY 149 | 365.2 | OVERHEAD CONDUCTORS AND DEVICES - CLEARING AND DAMAGES | 75 | R4 | -
COMPANY 149 | 365.2 | OVERHEAD CONDUCTORS AND DEVICES - CLEARING AND DAMAGES - SUBTRANSMISSION | 75 | R4 | -
COMPANY 149 | 366 | UNDERGROUND CONDUIT | 55 | R2.5 | -
COMPANY 149 | 366 | UNDERGROUND CONDUIT | 60 | R3 | -
COMPANY 149 | 366 | UNDERGROUND CONDUIT | 65 | R3 | -
COMPANY 149 | 366 | UNDERGROUND CONDUIT - SUBTRANSMISSION | 65 | R3 | -
COMPANY 149 | 367 | UNDERGROUND CONDUCTORS AND DEVICES | 45 | R3 | -
COMPANY 149 | 367 | UNDERGROUND CONDUCTORS AND DEVICES | 50 | R2.5 | -
COMPANY 149 | 367 | UNDERGROUND CONDUCTORS AND DEVICES | 55 | R2.5 | -
COMPANY 149 | 367 | UNDERGROUND CONDUCTORS AND DEVICES - SUBTRANSMISSION | 55 | R2.5 | -
COMPANY 149 | 368 | LINE TRANSFORMERS | 44 | R2 | -
COMPANY 149 | 368 | LINE TRANSFORMERS | 45 | R2 | -
COMPANY 149 | 368 | LINE TRANSFORMERS | 48 | R1.5 | -
COMPANY 149 | 369 | SERVICES | 46 | R2.5 | -
COMPANY 149 | 369 | SERVICES | 50 | R2.5 | -
COMPANY 149 | 369 | SERVICES | 55 | R2.5 | -
COMPANY 149 | 370 | METERS | 40 | R2.5 | -
COMPANY 149 | 370.1 | METERS - SMART METERS | 15 | S2.5 | -
COMPANY 149 | 370.1 | METERS - SMART GRID | 15 | S2 | -
COMPANY 149 | 370.1 | METERS - SMART GRID | 15 | S2 | -
COMPANY 149 | 371 | INSTALLATIONS ON CUSTOMERS' PREMISES | 30 | R1 | -
COMPANY 149 | 371 | INSTALLATIONS ON CUSTOMERS' PREMISES | 32 | R1 | -
COMPANY 149 | 371 | INSTALLATIONS ON CUSTOMERS' PREMISES | 32 | R1.5 | -
COMPANY 149 | 372 | LEASED PROPERTY ON CUSTOMERS' PREMISES | 27 | R1.5 | -
COMPANY 149 | 372 | LEASED PROPERTY | 27 | R1.5 | -
COMPANY 149 | 372 | LEASED PROPERTY | 30 | R1.5 | -
COMPANY 149 | 373 | STREET LIGHTING AND SIGNAL SYSTEMS | 31 | O1 | -
COMPANY 149 | 373 | STREET LIGHTING AND SIGNAL SYSTEMS | 25 | L0 | -
COMPANY 149 | 373 | STREET LIGHTING AND SIGNAL SYSTEMS | 25 | L0 | -
COMPANY 149 | 373.3 | STREET LIGHTING AND SIGNAL SYSTEMS - LED | 20 | R2 | -
COMPANY 149 | 389 | LAND AND LAND RIGHTS - RIGHTS | 75 | R4 | -
COMPANY 149 | 389 | LAND RIGHTS | 75 | R4 | -
COMPANY 149 | 389 | LAND RIGHTS | 75 | R4 | -
COMPANY 149 | 390.1 | STRUCTURES AND IMPROVEMENTS - LARGE | 55 | S0.5 | -
COMPANY 149 | 390.1 | STRUCTURES AND IMPROVEMENTS - LARGE | 55 | S0.5 | -
COMPANY 149 | 390.1 | STRUCTURES AND IMPROVEMENTS | 55 | S0.5 | -
COMPANY 149 | 390.2 | STRUCTURES AND IMPROVEMENTS - SMALL | 45 | R3 | -
COMPANY 149 | 390.2 | STRUCTURES AND IMPROVEMENTS - SMALL | 45 | R3 | -
COMPANY 149 | 390.2 | MINOR STRUCTURES | 45 | R3 | -
COMPANY 149 | 391.1 | OFFICE FURNITURE | 16 | SQ | -
COMPANY 149 | 391.1 | OFFICE FURNITURE | 16 | SQ | -
COMPANY 149 | 391.1 | OFFICE FURNITURE AND EQUIPMENT - FURNITURE | 16 | SQ | -
COMPANY 149 | 391.2 | OFFICE FURNITURE AND EQUIPMENT - INFORMATION SYSTEMS | 7 | SQ | -
COMPANY 149 | 391.3 | COMPUTERS | 5 | SQ | -
COMPANY 149 | 391.3 | DATA HANDLING EQUIPMENT | 16 | SQ | -
COMPANY 149 | 391.3 | INFORMATION SYSTEMS | 7 | SQ | -
COMPANY 149 | 391.3 | SMART METERS HARDWARE | 7 | SQ | -
COMPANY 149 | 391.3 | INFORMATION SYSTEMS | 7 | SQ | -
COMPANY 149 | 391.3 | DATA HANDLING EQUIPMENT | 16 | SQ | -
COMPANY 149 | 391.3 | SMART METERS HARDWARE | 5 | SQ | -
COMPANY 149 | 391.3 | OFFICE FURNITURE AND EQUIPMENT - DATA HANDLING EQUIPMENT | 16 | SQ | -
COMPANY 149 | 391.3 | OFFICE FURNITURE AND EQUIPMENT - SMART METERS HARDWARE | 5 | SQ | -
COMPANY 149 | 392.1 | AUTOS | 8 | S2 | -
COMPANY 149 | 392.1 | AUTOS | 8 | S2 | -
COMPANY 149 | 392.1 | TRANSPORTATION EQUIPMENT - AUTOS | 8 | S2 | -
COMPANY 149 | 392.2 | ALL TERRAIN VEHICLES | 10 | S2.5 | -
COMPANY 149 | 392.2 | LIGHT TRUCKS | 11 | L2.5 | -
COMPANY 149 | 392.2 | LIGHT TRUCKS | 11 | L2.5 | -
COMPANY 149 | 392.2 | ALL TERRAIN VEHICLES | 10 | S2.5 | -
COMPANY 149 | 392.2 | TRANSPORTATION EQUIPMENT - LIGHT TRUCKS | 12 | S1 | -
COMPANY 149 | 392.2 | TRANSPORTATION EQUIPMENT - ALL TERRAIN VEHICLES | 11 | S2.5 | -
COMPANY 149 | 392.3 | MEDIUM TRUCKS | 12 | L4 | -
COMPANY 149 | 392.3 | MEDIUM AND HEAVY TRUCKS | 12 | L3 | -
COMPANY 149 | 392.3 | TRANSPORTATION EQUIPMENT - MEDIUM AND HEAVY TRUCKS | 12 | L3 | -
COMPANY 149 | 392.4 | HEAVY TRUCKS | 12 | L4 | -
COMPANY 149 | 392.5 | TRAILERS | 23 | S1 | -
COMPANY 149 | 392.5 | TRAILERS | 24 | S1 | -
COMPANY 149 | 392.5 | TRANSPORTATION EQUIPMENT - TRAILERS | 24 | S1 | -
COMPANY 149 | 393 | STORES EQUIPMENT | 25 | SQ | -
COMPANY 149 | 393 | STORES EQUIPMENT | 25 | SQ | -
COMPANY 149 | 393 | STORES EQUIPMENT | 25 | SQ | -
COMPANY 149 | 394 | TOOLS, SHOP AND GARAGE EQUIPMENT | 15 | SQ | -
COMPANY 149 | 394 | TOOLS, SHOP AND GARAGE EQUIPMENT | 15 | SQ | -
COMPANY 149 | 394 | TOOLS, SHOP AND GARAGE EQUIPMENT | 15 | SQ | -
COMPANY 149 | 395 | LABORATORY EQUIPMENT | 23 | SQ | -
COMPANY 149 | 395 | LABORATORY EQUIPMENT | 23 | SQ | -
COMPANY 149 | 395 | LABORATORY EQUIPMENT | 23 | SQ | -
COMPANY 149 | 396 | POWER OPERATED EQUIPMENT | 20 | S0.5 | -
COMPANY 149 | 396 | POWER OPERATED EQUIPMENT | 20 | S0.5 | -
COMPANY 149 | 396 | POWER OPERATED EQUIPMENT | 20 | S0.5 | -
COMPANY 149 | 397 | COMMUNICATION EQUIPMENT | 12 | SQ | -
COMPANY 149 | 397 | COMMUNICATION EQUIPMENT | 12 | SQ | -
COMPANY 149 | 397 | COMMUNICATION EQUIPMENT | 12 | SQ | -
COMPANY 149 | 398 | MISCELLANEOUS EQUIPMENT | 14 | SQ | -
COMPANY 149 | 398 | MISCELLANEOUS EQUIPMENT | 14 | SQ | -
COMPANY 149 | 398 | MISCELLANEOUS EQUIPMENT | 14 | SQ | -
COMPANY 150 | 311 | STRUCTURES AND IMPROVEMENTS | 75 | R3 | -10
COMPANY 150 | 312 | BOILER PLANT EQUIPMENT | 50 | R1 | -35
COMPANY 150 | 312.2 | POLLUTION CONTROL EQUIPMENT | 40 | R2.5 | -30
COMPANY 150 | 312.6 | TRAIN CARS | 25 | R3 | 25
COMPANY 150 | 314 | TURBOGENERATOR UNITS | 40 | S1 | -20
COMPANY 150 | 315 | ACCESSORY ELECTRIC EQUIPMENT | 50 | S1.5 | -10
COMPANY 150 | 316 | MISCELLANEOUS POWER PLANT EQUIPMENT | 40 | R1.5 | -5
COMPANY 150 | 341 | STRUCTURES AND IMPROVEMENTS | - | SQ | 0
COMPANY 150 | 344 | GENERATORS | 40 | S2.5 | 0
COMPANY 150 | 345 | ACCESSORY ELECTRIC EQUIPMENT | 40 | S3 | 0
COMPANY 150 | 346 | MISCELLANEOUS POWER PLANT EQUIPMENT | - | SQ | 0
COMPANY 151 | 303 | MISCELLANEOUS INTANGIBLE PLANT | 5 | SQ | 0
COMPANY 151 | 303 | MISCELLANEOUS INTANGIBLE PLANT | 10 | SQ | 0
COMPANY 151 | 303 | MISCELLANEOUS INTANGIBLE PLANT | 15 | SQ | 0
COMPANY 151 | 361 | STRUCTURES AND IMPROVEMENTS | 65 | R2.5 | -15
COMPANY 151 | 362 | STATION EQUIPMENT | 47 | S0 | -35
COMPANY 151 | 364 | POLES, TOWERS AND FIXTURES | 56 | R1 | -60
COMPANY 151 | 365 | OVERHEAD CONDUCTORS AND DEVICES | 55 | R0.5 | -60
COMPANY 151 | 366 | UNDERGROUND CONDUIT | 65 | R1.5 | -50
COMPANY 151 | 367 | UNDERGROUND CONDUCTORS AND DEVICES | 60 | R1.5 | -60
COMPANY 151 | 368 | LINE TRANSFORMERS | 34 | L0.5 | 5
COMPANY 151 | 369.1 | SERVICES - OVERHEAD | 65 | R3 | -100
COMPANY 151 | 369.2 | SERVICES - UNDERGROUND | 46 | R1 | -100
COMPANY 151 | 370 | METERS | 18 | L1.5 | 10
COMPANY 151 | 371 | INSTALLATIONS ON CUSTOMERS' PREMISES | 25 | L0 | -40
COMPANY 151 | 373 | STREET LIGHTING AND SIGNAL SYSTEMS | 25 | L0 | -10
COMPANY 151 | 389 | LAND AND LAND RIGHTS - RIGHTS | 70 | R4 | 0
COMPANY 151 | 390.1 | STRUCTURES AND IMPROVEMENTS - MAJOR | 80 | S1.5 | -5
COMPANY 151 | 390.2 | STRUCTURES AND IMPROVEMENTS - MINOR | 40 | R1 | -5
COMPANY 151 | 390.2 | STRUCTURES AND IMPROVEMENTS - MISCELLANEOUS | 40 | S0 | -10
COMPANY 151 | 391 | OFFICE FURNITURE AND EQUIPMENT | 20 | SQ | 0
COMPANY 151 | 391.3 | COMPUTER HARDWARE | 7 | SQ | 0
COMPANY 151 | 392 | TRANSPORTATION EQUIPMENT - OTHER | 10 | S0.5 | 10
COMPANY 151 | 392.2 | LIGHT TRUCKS | 7 | L2.5 | 20
COMPANY 151 | 392.3 | MEDIUM TRUCKS | 12 | S2 | 20
COMPANY 151 | 392.4 | HEAVY TRUCKS | 14 | S1.5 | 20
COMPANY 151 | 392.5 | TRAILERS | 20 | L2 | 0
COMPANY 151 | 393 | STORES EQUIPMENT | 25 | SQ | 0
COMPANY 151 | 394 | TOOLS, SHOP AND GARAGE EQUIPMENT | 25 | SQ | 0
COMPANY 151 | 395 | LABORATORY EQUIPMENT | 20 | SQ | 0
COMPANY 151 | 396 | POWER OPERATED EQUIPMENT | 18 | L2.5 | 0
COMPANY 151 | 397 | COMMUNICATION EQUIPMENT - OTHER | 15 | SQ | 0
COMPANY 151 | 397.2 | MICROWAVE EQUIPMENT | 35 | R4 | -5
COMPANY 151 | 397.6 | COMMUNICATION EQUIPMENT - GPS | 5 | SQ | 0
COMPANY 151 | 398 | MISCELLANEOUS EQUIPMENT | 20 | SQ | 0
COMPANY 152 | 302 | FRANCHISES AND CONSENTS | - | SQ | 0
COMPANY 152 | 302 | FRANCHISES AND CONSENTS - HYDRO RELICENSING | 200 | SQ | 0
COMPANY 152 | 303 | MISCELLANEOUS INTANGIBLE PLANT | 30 | SQ | 0
COMPANY 152 | 310 | LAND AND LAND RIGHTS - RIGHTS | 50 | SQ | 0
COMPANY 152 | 310 | LAND AND LAND RIGHTS - FLYASH SITES | - | SQ | 0
COMPANY 152 | 310 | LAND AND LAND RIGHTS - FLYASH SITE | 200 | SQ | 0
COMPANY 152 | 311 | STRUCTURES AND IMPROVEMENTS | 90 | S0 | (47) - (69)
COMPANY 152 | 311 | STRUCTURES AND IMPROVEMENTS | 85 | R2 | (11) - (25)
COMPANY 152 | 311 | STRUCTURES AND IMPROVEMENTS | 90 | R2.5 | -6
COMPANY 152 | 311.1 | STRUCTURES AND IMPROVEMENTS - FLYASH SITES | 50 | S2.5 | -18
COMPANY 152 | 312 | BOILER PLANT EQUIPMENT | 60 | R1 | (5) - (19)
COMPANY 152 | 312 | BOILER PLANT EQUIPMENT | 55 | S0 | (11) - (25)
COMPANY 152 | 312 | BOILER PLANT EQUIPMENT | 60 | S0 | -6
COMPANY 152 | 312.2 | BOILER PLANT EQUIPMENT - Nox | 10 | SQ | 0
COMPANY 152 | 312.2 | BOILER PLANT EQUIPMENT - Nox | 10 | SQ | 0
COMPANY 152 | 312.4 | FUEL EQUIPMENT | 10 | SQ | 0
COMPANY 152 | 312.4 | BOILER PLANT EQUIPMENT - UNIT TRAIN | 25 | S3 | 30
COMPANY 152 | 312.6 | UNIT COAL TRAIN | 25 | R3 | 30
COMPANY 152 | 312.6 | BOILER PLANT EQUIPMENT - UNIT TRAIN | 25 | S3 | 30
COMPANY 152 | 312.99 | BOILER PLANT EQUIPMENT - UNCLASSIFIED | 18 | S2 | 0
COMPANY 152 | 312.99 | BOILER PLANT EQUIPMENT - COMPUTER EQUIPMENT | 17 | S2.5 | (11) - (25)
COMPANY 152 | 312.99 | BOILER PLANT EQUIPMENT - COMPUTER EQUIPMENT | 17 | S3 | 0
COMPANY 152 | 314 | TURBOGENERATOR UNITS | 65 | R2.5 | (2) - (3)
COMPANY 152 | 314 | TURBOGENERATOR UNITS | 70 | R2.5 | (11) - (25)
COMPANY 152 | 314 | TURBOGENERATOR UNITS | 75 | R2.5 | -6
COMPANY 152 | 315 | ACCESSORY ELECTRIC EQUIPMENT | 65 | R2.5 | (3) - (11)
COMPANY 152 | 315 | ACCESSORY ELECTRIC EQUIPMENT | 65 | R1.5 | (11) - (25)
COMPANY 152 | 315 | ACCESSORY ELECTRIC EQUIPMENT | 65 | R2.5 | (6) - (25)
COMPANY 152 | 316 | MISCELLANEOUS POWER PLANT EQUIPMENT | 45 | R1 | (4) - (8)
COMPANY 152 | 316 | MISCELLANEOUS POWER PLANT EQUIPMENT | 45 | S0 | (11) - (25)
COMPANY 152 | 316 | MISCELLANEOUS POWER PLANT EQUIPMENT | 50 | R1 | -6
COMPANY 152 | 331 | STRUCTURES AND IMPROVEMENTS | 65 | S0 | -410
COMPANY 152 | 331 | STRUCTURES AND IMPROVEMENTS | 75 | R1 | (13) - (151)
COMPANY 152 | 331 | STRUCTURES AND IMPROVEMENTS | 75 | R0.5 | (17) - (312)
COMPANY 152 | 332 | RESERVOIRS, DAMS AND WATERWAYS | 70 | R2.5 | -25
COMPANY 152 | 332 | RESERVOIRS, DAMS AND WATERWAYS | 75 | R3 | (13) - (151)
COMPANY 152 | 332 | RESERVOIRS, DAMS AND WATERWAYS | 85 | S1.5 | (17) - (312)
COMPANY 152 | 333 | WATER WHEELS, TURBINES AND GENERATORS | 45 | R1.5 | -26
COMPANY 152 | 333 | WATER WHEELS, TURBINES AND GENERATORS | 55 | R1 | (13) - (151)
COMPANY 152 | 333 | WATER WHEELS, TURBINES AND GENERATORS | 60 | R1 | (17) - (312)
COMPANY 152 | 334 | ACCESSORY ELECTRIC EQUIPMENT | 55 | R0.5 | -8
COMPANY 152 | 334 | ACCESSORY ELECTRIC EQUIPMENT | 55 | R0.5 | (13) - (151)
COMPANY 152 | 334 | ACCESSORY ELECTRIC EQUIPMENT | 55 | R0.5 | (17) - (312)
COMPANY 152 | 335 | MISCELLANEOUS POWER PLANT EQUIPMENT | 55 | R2 | -9
COMPANY 152 | 335 | MISCELLANEOUS POWER PLANT EQUIPMENT | 55 | R1.5 | (13) - (151)
COMPANY 152 | 335 | MISCELLANEOUS POWER PLANT EQUIPMENT | 60 | R1.5 | (17) - (312)
COMPANY 152 | 336 | ROADS, RAILROADS AND BRIDGES | 60 | R2 | -13
COMPANY 152 | 336 | ROADS, RAILROADS AND BRIDGES | 60 | R2.5 | (56) - (99)
COMPANY 152 | 336 | ROADS, RAILROADS, AND BRIDGES | 65 | R2.5 | (17) - (92)
COMPANY 152 | 340 | LAND RIGHTS - WIND | - | SQ | 0
COMPANY 152 | 340 | LAND RIGHTS | 200 | SQ | 0
COMPANY 152 | 341 | STRUCTURES AND IMPROVEMENTS | 45 | S3 | (4) - (48)
COMPANY 152 | 341 | STRUCTURES AND IMPROVEMENTS | 50 | R4 | (3) - (15)
COMPANY 152 | 341 | STRUCTURES AND IMPROVEMENTS | 55 | R4 | (2) - (35)
COMPANY 152 | 341.02 | STRUCTURES AND IMPROVEMENTS - WIND | 50 | R4 | (6) - (16)
COMPANY 152 | 342 | FUEL HOLDERS, PRODUCERS AND ACCESSORIES | 55 | R3 | -11
COMPANY 152 | 342 | FUEL HOLDERS, PRODUCERS AND ACCESSORIES | 55 | R3 | (3) - (15)
COMPANY 152 | 342 | FUEL HOLDERS, PRODUCERS AND ACCESSORIES | 60 | R2.5 | (4) - (35)
COMPANY 152 | 344 | GENERATORS | 40 | R3 | (1) - (9)
COMPANY 152 | 344 | GENERATORS | 45 | R3 | (3) - (15)
COMPANY 152 | 344 | GENERATORS | 50 | R2 | (2) - (35)
COMPANY 152 | 344.02 | GENERATORS - WIND | 45 | R3 | (6) - (16)
COMPANY 152 | 345 | ACCESSORY ELECTRIC EQUIPMENT | 40 | S0.5 | 0 - (5)
COMPANY 152 | 345 | ACCESSORY ELECTRIC EQUIPMENT | 50 | R1.5 | (3) - (15)
COMPANY 152 | 345 | ACCESSORY ELECTRIC EQUIPMENT | 50 | R2 | (2) - (35)
COMPANY 152 | 345.02 | ACCESSORY ELECTRIC EQUIPMENT - WIND | 50 | R1.5 | (6) - (16)
COMPANY 152 | 346 | MISCELLANEOUS POWER PLANT EQUIPMENT | 40 | R2.5 | 0
COMPANY 152 | 346 | MISCELLANEOUS POWER PLANT EQUIPMENT | 35 | S1 | (3) - (15)
COMPANY 152 | 346 | MISCELLANEOUS POWER PLANT EQUIPMENT | 35 | S1 | (2) - (35)
COMPANY 152 | 346.02 | MISCELLANEOUS POWER PLANT EQUIPMENT - WIND | 35 | S1 | (6) - (16)
COMPANY 152 | 360 | LAND AND LAND RIGHTS - RIGHTS | 70 | R3 | 0
COMPANY 152 | 360 | LAND RIGHTS | 70 | R3 | 0
COMPANY 152 | 360 | LAND RIGHTS | 70 | R3 | 0
COMPANY 152 | 361 | STRUCTURES AND IMPROVEMENTS | 45 | R3 | 0
COMPANY 152 | 362 | STATION EQUIPMENT | 48 | R2 | -5
COMPANY 152 | 362 | STATION EQUIPMENT | 52 | R2 | -5
COMPANY 152 | 362 | STATION EQUIPMENT | 53 | R2 | -5
COMPANY 152 | 364 | POLES, TOWERS AND FIXTURES | 50 | R1.5 | -20
COMPANY 152 | 364 | POLES, TOWERS AND FIXTURES | 55 | R1.5 | -40
COMPANY 152 | 364 | POLES, TOWERS AND FIXTURES | 54 | R1 | -60
COMPANY 152 | 365 | OVERHEAD CONDUCTORS AND DEVICES | 38 | O1 | -25
COMPANY 152 | 365 | OVERHEAD CONDUCTORS AND DEVICES | 43 | O1 | -25
COMPANY 152 | 365 | OVERHEAD CONDUCTORS AND DEVICES | 47 | O1 | -45
COMPANY 152 | 366 | UNDERGROUND CONDUIT | 55 | R2 | 0
COMPANY 152 | 366 | UNDERGROUND CONDUIT | 60 | R2 | -5
COMPANY 152 | 366 | UNDERGROUND CONDUIT | 55 | R2.5 | -10
COMPANY 152 | 367 | UNDERGROUND CONDUCTORS AND DEVICES | 45 | R2 | -5
COMPANY 152 | 367 | UNDERGROUND CONDUCTORS AND DEVICES | 48 | R2 | -10
COMPANY 152 | 367 | UNDERGROUND CONDUCTORS AND DEVICES | 48 | R2 | -10
COMPANY 152 | 368 | LINE TRANSFORMERS | 35 | R1.5 | 4
COMPANY 152 | 368 | LINE TRANSFORMERS | 39 | R1 | 5
COMPANY 152 | 368 | LINE TRANSFORMERS | 38 | R1.5 | -10
COMPANY 152 | 369.1 | SERVICES - OVERHEAD | 50 | R1.5 | -25
COMPANY 152 | 369.1 | SERVICES - OVERHEAD | 50 | R1.5 | -20
COMPANY 152 | 369.1 | SERVICES - OVERHEAD | 55 | R1 | -25
COMPANY 152 | 369.2 | SERVICES - UNDERGROUND | 55 | R2.5 | -10
COMPANY 152 | 369.2 | SERVICES - UNDERGROUND | 60 | R2.5 | -20
COMPANY 152 | 369.2 | SERVICES - UNDERGROUND | 60 | R2.5 | -20
COMPANY 152 | 370 | METERS | 25 | R0.5 | 0
COMPANY 152 | 370 | METERS | 27 | R0.5 | 0
COMPANY 152 | 370 | METERS | 15 | L1.5 | 0
COMPANY 152 | 370.1 | METERS - AMR | 14 | R3 | 0
COMPANY 152 | 370.1 | METERS - AMR | 18 | R2.5 | 0
COMPANY 152 | 371 | INSTALLATIONS ON CUSTOMERS' PREMISES | 26 | R1.5 | -5
COMPANY 152 | 371 | INSTALLATIONS ON CUSTOMERS' PREMISES | 29 | S0 | -15
COMPANY 152 | 371 | INSTALLATIONS ON CUSTOMERS' PREMISES | 31 | R1 | -15
COMPANY 152 | 373 | STREET LIGHTING AND SIGNAL SYSTEMS | 44 | R1 | -10
COMPANY 152 | 373 | STREET LIGHTING AND SIGNAL SYSTEMS | 44 | R1 | -10
COMPANY 152 | 373 | STREET LIGHTING AND SIGNAL SYSTEMS | 43 | R0.5 | -5
COMPANY 152 | 390 | STRUCTURES AND IMPROVEMENTS | 50 | R1.5 | -5
COMPANY 152 | 390 | STRUCTURES AND IMPROVEMENTS | 55 | R1 | -5
COMPANY 152 | 390 | STRUCTURES AND IMPROVEMENTS | 55 | R1 | -15
COMPANY 152 | 391.3 | MAINFRAME COMPUTER AND PERIPHERAL EQUIPMENT | 5 | SQ | 0
COMPANY 152 | 392 | TRANSPORTATION EQUIPMENT - VEHICLES | 14 | L3 | 8
COMPANY 152 | 392.1 | TRANSPORTATION EQUIPMENT - VEHICLES | 15 | S2.5 | 7
COMPANY 152 | 392.5 | TRANSPORTATION EQUIPMENT - TRAILERS | 23 | L3 | 10
COMPANY 152 | 392.5 | TRANSPORTATION EQUIPMENT - TRAILERS | 22 | L2.5 | 12
COMPANY 152 | 396 | POWER OPERATED EQUIPMENT | 18 | S1.5 | 15
COMPANY 152 | 396 | POWER OPERATED EQUIPMENT | 17 | S2 | 15
COMPANY 152 | 397 | COMMUNICATION EQUIPMENT | 10 | SQ | 0
COMPANY 153 | 361 | STRUCTURES AND IMPROVEMENTS | 65 | R3 | -25
COMPANY 153 | 362 | STATION EQUIPMENT | 50 | R2.5 | -30
COMPANY 153 | 364 | POLES, TOWERS AND FIXTURES | 55 | R2 | -90
COMPANY 153 | 365 | OVERHEAD CONDUCTORS AND DEVICES | 50 | R2 | -90
COMPANY 153 | 366 | UNDERGROUND CONDUIT | 70 | R3 | -60
COMPANY 153 | 367 | UNDERGROUND CONDUCTORS AND DEVICES | 60 | R2.5 | -70
COMPANY 153 | 368 | LINE TRANSFORMERS | 35 | R1.5 | -50
COMPANY 153 | 369.1 | SERVICES - OVERHEAD | 50 | R0.5 | -70
COMPANY 153 | 369.2 | SERVICES - UNDERGROUND | 55 | S4 | -70
COMPANY 153 | 369.2 | SERVICES - UNDERGROUND CABLE | 60 | R2.5 | -60
COMPANY 153 | 370 | METERS | 30 | 1 | 0
COMPANY 153 | 370.1 | METERS - AMI | 15 | R4 | -5
COMPANY 153 | 371 | INSTALLATIONS ON CUSTOMERS' PREMISES | 40 | S1.5 | 0
COMPANY 153 | 373 | STREET LIGHTING AND SIGNAL SYSTEMS | 40 | S0.5 | -50
COMPANY 153 | 390 | STRUCTURES AND IMPROVEMENTS | 65 | R2 | -20
COMPANY 153 | 390 | STRUCTURES AND IMPROVEMENTS | 50 | R3 | -20
COMPANY 153 | 391.1 | FURNITURE | 15 | SQ | 0
COMPANY 153 | 391.3 | INFORMATION SYSTEMS | 10 | SQ | 0
COMPANY 153 | 391.3 | DATA HANDLING EQUIPMENT | 10 | SQ | 0
COMPANY 153 | 393 | STORES EQUIPMENT | 25 | SQ | 0
COMPANY 153 | 394 | TOOLS, SHOP AND GARAGE EQUIPMENT | 25 | SQ | 0
COMPANY 153 | 395 | LABORATORY EQUIPMENT | 15 | SQ | 0
COMPANY 153 | 396 | POWER OPERATED EQUIPMENT | 25 | S3 | 0
COMPANY 153 | 397 | COMMUNICATION EQUIPMENT | 24 | L2 | 0
COMPANY 153 | 397.99 | COMMUNICATION EQUIPMENT - DISTRIBUTION AUTOMATION | 15 | R1.5 | 0
COMPANY 153 | 397.99 | COMMUNICATION EQUIPMENT - AMORTIZED | 15 | SQ | 0
COMPANY 153 | 398 | MISCELLANEOUS EQUIPMENT | 20 | SQ | 0
COMPANY 154 | 360 | LAND RIGHTS | 65 | R4 | 0
COMPANY 154 | 361 | STRUCTURES AND IMPROVEMENTS | 60 | R3 | -40
COMPANY 154 | 362 | STATION EQUIPMENT | 55 | R2 | -30
COMPANY 154 | 364 | POLES, TOWERS AND FIXTURES | 55 | R2 | -90
COMPANY 154 | 365 | OVERHEAD CONDUCTORS AND DEVICES | 55 | R1.5 | -80
COMPANY 154 | 366 | UNDERGROUND CONDUIT | 60 | R3 | -50
COMPANY 154 | 367 | UNDERGROUND CONDUCTORS AND DEVICES | 55 | R4 | -70
COMPANY 154 | 368 | LINE TRANSFORMERS | 40 | R2.5 | -45
COMPANY 154 | 369.1 | SERVICES - OVERHEAD | 50 | R3 | -70
COMPANY 154 | 369.2 | SERVICES - UNDERGROUND | 50 | R3 | -70
COMPANY 154 | 369.2 | SERVICES - UNDERGROUND CABLE | 50 | R3 | -70
COMPANY 154 | 370 | METERS | 30 | R0.5 | 0
COMPANY 154 | 370.1 | METERS - AMI | 15 | R4 | -5
COMPANY 154 | 371 | INSTALLATIONS ON CUSTOMERS' PREMISES | 30 | R3 | -10
COMPANY 154 | 373.1 | STREET LIGHTING AND SIGNAL SYSTEMS - O/H | 50 | R2.5 | -50
COMPANY 154 | 373.2 | STREET LIGHTING AND SIGNAL SYSTEMS - U/G | 50 | R3 | -50
COMPANY 154 | 373.3 | STREET LIGHTING AND SIGNAL SYSTEMS - D/D | 45 | R2 | -50
COMPANY 154 | 390 | STRUCTURES AND IMPROVEMENTS | 45 | R2.5 | -20
COMPANY 154 | 391.1 | FURNITURE | 15 | SQ | 0
COMPANY 154 | 391.3 | INFORMATION SYSTEMS | 10 | SQ | 0
COMPANY 154 | 391.3 | DATA HANDLING EQUIPMENT | 10 | SQ | 0
COMPANY 154 | 393 | STORES EQUIPMENT | 25 | SQ | 0
COMPANY 154 | 394 | TOOLS, SHOP AND GARAGE EQUIPMENT | 25 | SQ | 0
COMPANY 154 | 395 | LABORATORY EQUIPMENT | 15 | SQ | 0
COMPANY 154 | 396 | POWER OPERATED EQUIPMENT | 15 | R4 | 0
COMPANY 154 | 397 | COMMUNICATION EQUIPMENT | 35 | S3 | 0
COMPANY 154 | 397.1 | COMMUNICATION EQUIPMENT - LINE DEVICES | 15 | S0.5 | 0
COMPANY 154 | 397.99 | COMMUNICATION EQUIPMENT - AMORTIZED | 15 | SQ | 0
COMPANY 154 | 398 | MISCELLANEOUS EQUIPMENT | 20 | SQ | 0
COMPANY 155 | 360 | SIDEWALKS AND CURBS ON PUBLIC PROPERTY | 65 | S2.5 | 0
COMPANY 155 | 361 | STRUCTURES AND IMPROVEMENTS | 70 | S1.5 | -10
COMPANY 155 | 362 | STATION EQUIPMENT | 45 | S0 | -15
COMPANY 155 | 364 | POLES, TOWERS AND FIXTURES | 65 | R2.5 | -80
COMPANY 155 | 365 | OVERHEAD CONDUCTORS AND DEVICES | 60 | R1 | -20
COMPANY 155 | 366 | UNDERGROUND CONDUIT | 75 | R4 | -5
COMPANY 155 | 367 | UNDERGROUND CONDUCTORS AND DEVICES | 58 | R2 | -20
COMPANY 155 | 368 | LINE TRANSFORMERS | 55 | R2 | -30
COMPANY 155 | 369 | SERVICES | 65 | R4 | -80
COMPANY 155 | 370 | METERS | 20 | L0.5 | -20
COMPANY 155 | 373 | STREET LIGHTING AND SIGNAL SYSTEMS | 38 | R1 | -25
COMPANY 155 | 390 | STRUCTURES AND IMPROVEMENTS - DISTRIBUTION | 55 | R2 | 0
COMPANY 155 | 391.1 | OFFICE FURNITURE | 20 | SQ | 0
COMPANY 155 | 391.2 | OFFICE EQUIPMENT | 4 | SQ | 0
COMPANY 155 | 391.2 | OFFICE COMPUTER EQUIPMENT | 7 | SQ | 0
COMPANY 155 | 392.2 | TRANSPORTATION EQUIPMENT 13,000 LBS AND UNDER | 9 | SQ | 0
COMPANY 155 | 392.4 | TRANSPORTATION EQUIPMENT OVER 13,000 LBS | 13 | SQ | 0
COMPANY 155 | 393 | STORES EQUIPMENT | 7 | SQ | 0
COMPANY 155 | 394 | TOOLS, SHOP AND GARAGE EQUIPMENT | 7 | SQ | 0
COMPANY 155 | 395 | LABORATORY EQUIPMENT | 5 | SQ | 0
COMPANY 155 | 396 | POWER OPERATED EQUIPMENT | 13 | SQ | 0
COMPANY 155 | 397 | COMMUNICATION EQUIPMENT | 10 | SQ | 0
COMPANY 155 | 398 | MISCELLANEOUS EQUIPMENT | 7 | SQ | 0
COMPANY 156 | 303 | INTANGIBLE PLANT - 10-YEAR | 10 | SQ | 0
COMPANY 156 | 303 | INTANGIBLE PLANT - 5-YEAR | 5 | SQ | 0
COMPANY 156 | 311 | STRUCTURES AND IMPROVEMENTS | 90 | S1 | (4)-(5)
COMPANY 156 | 312 | BOILER PLANT EQUIPMENT | 45 | R1.5 | (4)-(5)
COMPANY 156 | 314 | TURBOGENERATOR UNITS | 65 | S0.5 | (4)-(5)
COMPANY 156 | 315 | ACCESSORY ELECTRIC EQUIPMENT | 65 | R3 | (4)-(5)
COMPANY 156 | 316 | MISCELLANEOUS POWER PLANT EQUIPMENT | 40 | L0.5 | (4)-(5)
COMPANY 156 | 341 | STRUCTURES AND IMPROVEMENTS | 45 | R2.5 | -10
COMPANY 156 | 341.02 | STRUCTURES AND IMPROVEMENTS | 45 | R3 | -5
COMPANY 156 | 342 | FUEL HOLDERS, PRODUCERS AND ACCESSORIES | 50 | R2.5 | -10
COMPANY 156 | 342 | FUEL HOLDERS, PRODUCERS AND ACCESSORIES - PIPELINES | 54 | S1.5 | -5
COMPANY 156 | 342 | FUEL HOLDERS, PRODUCERS AND ACCESSORIES - COMPRESSORS | 50 | R2.5 | -5
COMPANY 156 | 343 | PRIME MOVERS | 50 | R2 | -20
COMPANY 156 | 343 | PRIME MOVERS | 50 | R2 | -4
COMPANY 156 | 344 | GENERATORS | 35 | R2.5 | -5
COMPANY 156 | 344.02 | GENERATORS | 30 | S1 | -5
COMPANY 156 | 345 | ACCESSORY ELECTRIC EQUIPMENT | 35 | R2.5 | -5
COMPANY 156 | 345.02 | ACCESSORY ELECTRIC EQUIPMENT | 30 | R2.5 | -5
COMPANY 156 | 346 | MISCELLANEOUS POWER PLANT EQUIPMENT | 35 | S1 | 0
COMPANY 156 | 346.02 | MISCELLANEOUS POWER PLANT EQUIPMENT | 35 | S1 | 0
COMPANY 156 | 352 | STRUCTURES AND IMPROVEMENTS | 65 | R3 | -10
COMPANY 156 | 353 | STATION EQUIPMENT | 48 | R2 | -20
COMPANY 156 | 355 | POLES AND FIXTURES | 60 | R2.5 | -120
COMPANY 156 | 356 | OVERHEAD CONDUCTORS AND DEVICES | 56 | R1.5 | -40
COMPANY 156 | 357 | UNDERGROUND CONDUIT | 55 | R3 | 0
COMPANY 156 | 358 | UNDERGROUND CONDUCTORS AND DEVICES | 40 | R4 | -5
COMPANY 156 | 361 | STRUCTURES AND IMPROVEMENTS | 60 | R4 | -5
COMPANY 156 | 362 | STATION EQUIPMENT | 48 | R2.5 | -15
COMPANY 156 | 364 | POLES, TOWERS AND FIXTURES | 40 | R3 | -80
COMPANY 156 | 365 | OVERHEAD CONDUCTORS AND DEVICES | 30 | R0.5 | -25
COMPANY 156 | 366 | UNDERGROUND CONDUIT | 50 | R3 | -10
COMPANY 156 | 367 | UNDERGROUND CONDUCTORS AND DEVICES | 35 | R2 | -20
COMPANY 156 | 368 | LINE TRANSFORMERS | 45 | R2.5 | -5
COMPANY 156 | 369.1 | OVERHEAD SERVICES | 42 | R2 | -50
COMPANY 156 | 369.2 | UNDERGROUND SERVICES | 42 | R2 | -50
COMPANY 156 | 370 | METERS | 14 | L1.5 | -10
COMPANY 156 | 370.1 | METERS - AMI | 15 | S2.5 | -10
COMPANY 156 | 371 | INSTALLATIONS ON CUSTOMERS' PREMISES | 10 | L0.5 | -10
COMPANY 156 | 371 | LED YARD LIGHTS | 20 | L2.5 | -10
COMPANY 156 | 373 | STREET LIGHTING AND SIGNAL SYSTEMS | 40 | R4 | -60
COMPANY 156 | 373.3 | LED STREET LIGHTS | 20 | L2.5 | -60
COMPANY 156 | 390 | STRUCTURES AND IMPROVEMENTS | 55 | S0.5 | -5
COMPANY 156 | 390 | STRUCTURES AND IMPROVEMENTS | 40 | S1.5 | -20
COMPANY 156 | 391 | OFFICE FURNITURE AND EQUIPMENT | 20 | SQ | 0
COMPANY 156 | 391 | OFFICE FURNITURE AND EQUIPMENT | 20 | SQ | 0
COMPANY 156 | 391.3 | OFFICE FURNITURE AND EQUIPMENT - COMPUTERS - 10-YEAR | 10 | SQ | 0
COMPANY 156 | 391.3 | OFFICE FURNITURE AND EQUIPMENT - COMPUTERS - 5-YEAR | 5 | SQ | 0
COMPANY 156 | 392.1 | TRANSPORTATION EQUIPMENT - AUTOMOBILES | 8 | L2.5 | 5
COMPANY 156 | 392.1 | TRANSPORTATION EQUIPMENT - AUTOMOBILES | 8 | L2.5 | 5
COMPANY 156 | 392.2 | TRANSPORTATION EQUIPMENT - LIGHT TRUCKS | 14 | L2.5 | 10
COMPANY 156 | 392.2 | TRANSPORTATION EQUIPMENT - LIGHT TRUCKS | 14 | L2.5 | 10
COMPANY 156 | 392.2 | COMMUNICATION EQUIPMENT - MICROWAVE AND FIBER OPTIC | 18 | S3 | 0
COMPANY 156 | 392.4 | TRANSPORTATION EQUIPMENT - HEAVY TRUCKS | 16 | L2.5 | 10
COMPANY 156 | 392.4 | TRANSPORTATION EQUIPMENT - HEAVY TRUCKS | 16 | L2.5 | 10
COMPANY 156 | 392.5 | TRANSPORTATION EQUIPMENT - TRAILERS | 20 | L2 | 10
COMPANY 156 | 392.6 | TRANSPORTATION EQUIPMENT - AIRCRAFT | 8 | L3 | 50
COMPANY 156 | 393 | STORES EQUIPMENT | 20 | SQ | 0
COMPANY 156 | 394 | TOOLS, SHOP AND GARAGE EQUIPMENT | 15 | SQ | 0
COMPANY 156 | 394 | TOOLS, SHOP AND GARAGE EQUIPMENT | 15 | SQ | 0
COMPANY 156 | 396 | POWER OPERATED EQUIPMENT | 25 | S0.5 | 5
COMPANY 156 | 396 | POWER OPERATED EQUIPMENT | 25 | S0.5 | 5
COMPANY 156 | 397 | COMMUNICATION EQUIPMENT - 10-YEAR | 10 | SQ | 0
COMPANY 156 | 397 | COMMUNICATION EQUIPMENT | 13 | L3 | 0
COMPANY 156 | 397 | COMMUNICATION EQUIPMENT - 10-YEAR | 10 | SQ | 0
COMPANY 156 | 398 | MISCELLANEOUS EQUIPMENT | 20 | SQ | 0
COMPANY 157 | 350 | LAND RIGHTS | 75 | R4 | 0
COMPANY 157 | 350 | LAND RIGHTS - CIAC | 75 | R4 | 0
COMPANY 157 | 352 | STRUCTURES AND IMPROVEMENTS | 65 | R2.5 | -5
COMPANY 157 | 352 | STRUCTURES AND IMPROVEMENTS - CIAC | 65 | R2.5 | 0
COMPANY 157 | 353 | STATION EQUIPMENT | 45 | S0.5 | -5
COMPANY 157 | 353 | STATION EQUIPMENT - CIAC | 45 | S0.5 | 0
COMPANY 157 | 354 | TOWERS AND FIXTURES | 65 | R3 | -30
COMPANY 157 | 355 | POLES AND FIXTURES | 65 | R3 | -30
COMPANY 157 | 356 | OVERHEAD CONDUCTORS AND DEVICES | 60 | R3 | -30
COMPANY 157 | 391 | OFFICE FURNITURE AND EQUIPMENT | 20 | SQ | 0
COMPANY 157 | 391.3 | OFFICE FURNITURE AND EQUIPMENT - COMPUTER HARDWARE | 5 | SQ | 0
COMPANY 157 | 392 | TRANSPORTATION EQUIPMENT | 10 | S2.5 | 10
COMPANY 157 | 394 | TOOLS, SHOP AND GARAGE EQUIPMENT | 20 | SQ | 0
COMPANY 157 | 397 | COMMUNICATION EQUIPMENT | 15 | SQ | 0
COMPANY 158 | 311 | STRUCTURES AND IMPROVEMENTS | 90 | S1 | 0-(15)
COMPANY 158 | 312 | BOILER PLANT EQUIPMENT | 60 | S0 | 0-(15)
COMPANY 158 | 312 | BOILER PLANT - SO2 REMOVAL SYSTEM | 60 | S0 | (6)-(15)
COMPANY 158 | 312 | BOILER PLANT - NOX REMOVAL SYSTEM | 18 | SQ | 0-(10)
COMPANY 158 | 312 | BOILER PLANT - MP REMOVAL SYSTEM | 60 | S0 | 0-(15)
COMPANY 158 | 314 | TURBOGENERATOR UNITS | 50 | S0.5 | 0-(15)
COMPANY 158 | 315 | ACCESSORY ELECTRIC EQUIPMENT | 50 | R2 | 0-(15)
COMPANY 158 | 316 | MISCELLANEOUS POWER PLANT EQUIPMENT | 60 | R2 | 0-(15)
COMPANY 158 | 341 | STRUCTURES AND IMPROVEMENTS | 55 | S2.5 | (6)-(11)
COMPANY 158 | 342 | FUEL HOLDERS, PRODUCERS AND ACCESSORIES | 55 | R4 | (6)-(9)
COMPANY 158 | 343 | PRIME MOVERS | 55 | R3 | (6)-(9)
COMPANY 158 | 344 | GENERATORS | 50 | R2.5 | (6)-(9)
COMPANY 158 | 345 | ACCESSORY ELECTRIC EQUIPMENT | 60 | R3 | (6)-(11)
COMPANY 158 | 346 | MISCELLANEOUS PLANT EQUIPMENT | 45 | R2 | (6)-(11)
COMPANY 158 | 350 | LAND RIGHTS | 75 | R4 | 0
COMPANY 158 | 352 | STRUCTURES AND IMPROVEMENTS | 65 | R3 | -5
COMPANY 158 | 353 | STATION EQUIPMENT | 52 | R2 | -5
COMPANY 158 | 354 | TOWERS AND FIXTURES | 80 | R4 | -5
COMPANY 158 | 355 | POLES AND FIXTURES | 43 | S1.5 | -25
COMPANY 158 | 356 | OVERHEAD CONDUCTORS AND DEVICES | 45 | R3 | -10
COMPANY 158 | 357 | UNDERGROUND CONDUIT | 50 | R2.5 | 0
COMPANY 158 | 358 | UNDERGROUND CONDUCTORS AND DEVICES | 40 | R2 | 0
COMPANY 158 | 360 | LAND RIGHTS | 75 | R4 | 0
COMPANY 158 | 361 | STRUCTURES AND IMPROVEMENTS | 50 | R2 | -5
COMPANY 158 | 362 | STATION EQUIPMENT | 50 | S0.5 | -5
COMPANY 158 | 364 | POLES, TOWERS AND FIXTURES | 44 | R3 | -100
COMPANY 158 | 365 | OVERHEAD CONDUCTORS AND DEVICES | 50 | S1.5 | -100
COMPANY 158 | 366 | UNDERGROUND CONDUIT | 65 | R3 | -50
COMPANY 158 | 367 | UNDERGROUND CONDUCTORS AND DEVICES | 55 | R3 | -30
COMPANY 158 | 368 | LINE TRANSFORMERS | 45 | S1.5 | -5
COMPANY 158 | 369 | SERVICES | 60 | R3 | -100
COMPANY 158 | 370 | METERS | 25 | R2 | 0
COMPANY 158 | 371 | INSTALLATIONS ON CUSTOMERS' PREMISES | 27 | S0.5 | -30
COMPANY 158 | 373 | STREET LIGHTING AND SIGNAL SYSTEMS | 45 | R2.5 | -30
COMPANY 158 | 390 | STRUCTURES AND IMPROVEMENTS | 70 | R2 | -5
COMPANY 158 | 390 | STRUCTURES AND IMPROVEMENTS | 55 | R2.5 | -5
COMPANY 158 | 391.1 | OFFICE FURNITURE AND FIXTURES | 20 | SQ | 0
COMPANY 158 | 391.3 | ELECTRONIC EQUIPMENT | 15 | SQ | 0
COMPANY 158 | 392.1 | AUTOMOBILES | 14 | S1.5 | 10
COMPANY 158 | 392.2 | LIGHT TRUCKS | 15 | L3 | 5
COMPANY 158 | 392.4 | HEAVY TRUCKS | 15 | L3 | 5
COMPANY 158 | 392.5 | TRAILERS | 25 | S0.5 | 15
COMPANY 158 | 393 | STORES EQUIPMENT | 30 | SQ | 0
COMPANY 158 | 394 | TOOLS, SHOP AND GARAGE EQUIPMENT | 25 | SQ | 0
COMPANY 158 | 395 | LABORATORY EQUIPMENT | 20 | SQ | 0
COMPANY 158 | 396 | POWER OPERATED EQUIPMENT | 20 | S2.5 | 10
COMPANY 158 | 397 | COMMUNICATION EQUIPMENT | 15 | SQ | 0
COMPANY 158 | 398 | MISCELLANEOUS EQUIPMENT | 20 | SQ | 0
COMPANY 158 | 398 | MISCELLANEOUS EQUIPMENT - DLC | 20 | SQ | 0
COMPANY 159 | 346 | MISCELLANEOUS POWER PLANT EQUIPMENT | 20 | S3 | 0
COMPANY 159 | 346 | MISCELLANEOUS POWER PLANT EQUIPMENT - INVERTERS | 10 | S3 | 0
COMPANY 159 | 348 | ENERGY STORAGE EQUIPMENT | 10 | S3 | 0
COMPANY 159 | 352 | STRUCTURES AND IMPROVEMENTS | 55 | S2.5 | -10
COMPANY 159 | 353 | STATION EQUIPMENT | 40 | S1.5 | -10
COMPANY 159 | 354 | TOWERS AND FIXTURES | 50 | R4 | -25
COMPANY 159 | 355 | POLES AND FIXTURES | 55 | R2 | -50
COMPANY 159 | 356 | OVERHEAD CONDUCTORS AND DEVICES | 55 | R2 | -50
COMPANY 159 | 357 | UNDERGROUND CONDUIT | 50 | R4 | -10
COMPANY 159 | 358 | UNDERGROUND CONDUCTORS AND DEVICES | 45 | S2.5 | -10
COMPANY 159 | 359 | ROADS AND TRAILS | 60 | R4 | 0
COMPANY 159 | 361 | STRUCTURES AND IMPROVEMENTS | 65 | R1.5 | -50
COMPANY 159 | 362 | STATION EQUIPMENT | 50 | S0.5 | -35
COMPANY 159 | 364 | POLES, TOWERS AND FIXTURES | 45 | R2.5 | -50
COMPANY 159 | 365 | OVERHEAD CONDUCTORS AND DEVICES | 45 | R0.5 | -50
COMPANY 159 | 366 | UNDERGROUND CONDUIT | 50 | R3 | -50
COMPANY 159 | 367 | UNDERGROUND CONDUCTORS AND DEVICES | 50 | R0.5 | -40
COMPANY 159 | 368 | LINE TRANSFORMERS - STATIONS | 32 | S1.5 | -50
COMPANY 159 | 368 | LINE TRANSFORMERS - BARE COST | 45 | R4 | -50
COMPANY 159 | 368 | LINE TRANSFORMERS - INSTALL COST | 35 | R2 | -50
COMPANY 159 | 369.1 | OVERHEAD SERVICES | 55 | S1.5 | -125
COMPANY 159 | 369.2 | UNDERGROUND SERVICES | 55 | S1.5 | -125
COMPANY 159 | 373.1 | STREET LIGHTING AND SIGNAL SYSTEMS - OVERHEAD | 25 | L0 | -15
COMPANY 159 | 373.2 | STREET LIGHTING AND SIGNAL SYSTEMS - UNDERGROUND | 25 | L0 | -15
COMPANY 159 | 373.3 | STREET LIGHTING AND SIGNAL SYSTEMS - UNDERGROUND - LED | 15 | S3 | -15
COMPANY 159 | 390 | STRUCTURES AND IMPROVEMENTS | 50 | S1 | -25
COMPANY 159 | 391 | OFFICE FURNITURE AND EQUIPMENT | 15 | SQ | 0
COMPANY 159 | 393 | STORES EQUIPMENT | 15 | SQ | 0
COMPANY 159 | 394 | TOOLS, SHOP AND GARAGE EQUIPMENT | 15 | SQ | 0
COMPANY 159 | 395 | LABORATORY EQUIPMENT | 15 | SQ | 0
COMPANY 159 | 396 | POWER OPERATED EQUIPMENT | 15 | S2.5 | 15
COMPANY 159 | 397 | COMMUNICATION EQUIPMENT | 15 | SQ | 0
COMPANY 159 | 397 | COMMUNICATION EQUIPMENT - SITE SPECIFIC | 20 | R4 | -5
COMPANY 159 | 398 | MISCELLANEOUS EQUIPMENT | 15 | SQ | 0
COMPANY 160 | 352 | STRUCTURES AND IMPROVEMENTS | 70 | R3 | -20
COMPANY 160 | 352 | STRUCTURES AND IMPROVEMENTS - EQUIPMENT | 70 | R3 | -20
COMPANY 160 | 353 | STATION EQUIPMENT | 47 | R2 | -60
COMPANY 160 | 353.1 | STATION EQUIPMENT - STEP-UP TRANSFORMERS | 55 | R2 | -5
COMPANY 160 | 354 | TOWERS AND FIXTURES | 75 | R4 | -100
COMPANY 160 | 355 | POLES AND FIXTURES | 56 | R1.5 | -80
COMPANY 160 | 356 | OVERHEAD CONDUCTORS AND DEVICES | 65 | R1.5 | -110
COMPANY 160 | 357 | UNDERGROUND CONDUIT | 65 | R4 | 0
COMPANY 160 | 358 | UNDERGROUND CONDUCTORS AND DEVICES | 55 | R3 | -10
COMPANY 160 | 359 | ROADS AND TRAILS | 60 | R1.5 | -10
COMPANY 161 | 311 | STRUCTURES AND IMPROVEMENTS | 75 | R1.5 | -5
COMPANY 161 | 312 | BOILER PLANT EQUIPMENT | 40 | L0 | -12
COMPANY 161 | 314 | TURBOGENERATOR UNITS | 45 | R1 | -8
COMPANY 161 | 315 | ACCESSORY ELECTRIC EQUIPMENT | 50 | R1.5 | -4
COMPANY 161 | 316 | MISCELLANEOUS POWER PLANT EQUIPMENT | 55 | R0.5 | -1
COMPANY 161 | 341 | STRUCTURES AND IMPROVEMENTS | 50 | R3 | -10
COMPANY 161 | 341.01 | STRUCTURES AND IMPROVEMENTS | 30 | S3 | 0
COMPANY 161 | 341.01 | STRUCTURES AND IMPROVEMENTS | 50 | R3 | -10
COMPANY 161 | 342 | FUEL HOLDERS | 50 | R0.5 | -3
COMPANY 161 | 342 | FUEL HOLDERS | 50 | R0.5 | -3
COMPANY 161 | 343 | PRIME MOVERS | 50 | O1 | -4
COMPANY 161 | 343 | PRIME MOVERS - CONTRACTUAL SERVICE AGREEMENTS | 8 | L0 | 39
COMPANY 161 | 343.1 | PRIME MOVERS | 30 | S3 | 0
COMPANY 161 | 343.1 | PRIME MOVERS | 50 | O1 | -4
COMPANY 161 | 345 | ACCESSORY ELECTRIC EQUIPMENT | 55 | S1 | -4
COMPANY 161 | 345.01 | ACCESSORY ELECTRIC EQUIPMENT | 30 | S3 | 0
COMPANY 161 | 345.01 | ACCESSORY ELECTRIC EQUIPMENT | 55 | S1 | -4
COMPANY 161 | 346 | MISCELLANEOUS POWER PLANT EQUIPMENT | 35 | L2 | -3
COMPANY 161 | 346.1 | MISCELLANEOUS POWER PLANT EQUIPMENT | 35 | L2 | -3
COMPANY 161 | 348 | ENERGY STORAGE EQUIPMENT | 10 | S3 | 0
COMPANY 161 | 348 | ENERGY STORAGE EQUIPMENT | 10 | S3 | 0
COMPANY 161 | 350 | LAND RIGHTS | 75 | S4 | -10
COMPANY 161 | 351 | ENERGY STORAGE EQUIPMENT | 10 | S3 | 0
COMPANY 161 | 352 | STRUCTURES AND IMPROVEMENTS | 60 | R3 | -25
COMPANY 161 | 353 | STATION EQUIPMENT | 45 | S0 | -5
COMPANY 161 | 354 | TOWERS AND FIXTURES | 55 | R4 | -15
COMPANY 161 | 355 | POLES AND FIXTURES | 50 | R1 | -50
COMPANY 161 | 356 | OVERHEAD CONDUCTORS AND DEVICES | 55 | R2 | -50
COMPANY 161 | 356.1 | CLEARING RIGHTS-OF-WAY | 55 | R4 | 0
COMPANY 161 | 357 | UNDERGROUND CONDUIT | 60 | R4 | 0
COMPANY 161 | 358 | UNDERGROUND CONDUCTORS AND DEVICES | 50 | R4 | -20
COMPANY 161 | 359 | ROADS AND TRAILS | 65 | R4 | -10
COMPANY 161 | 361 | STRUCTURES AND IMPROVEMENTS | 60 | R3 | -40
COMPANY 161 | 362 | STATION EQUIPMENT | 45 | R1 | -20
COMPANY 161 | 363 | ENERGY STORAGE EQUIPMENT | 10 | S3 | 0
COMPANY 161 | 364 | POLES, TOWERS AND FIXTURES | 35 | R2.5 | -75
COMPANY 161 | 365 | OVERHEAD CONDUCTORS AND DEVICES | 50 | R1.5 | -30
COMPANY 161 | 366 | UNDERGROUND CONDUIT | 60 | R4 | -5
COMPANY 161 | 367 | UNDERGROUND CONDUCTORS AND DEVICES | 35 | R1.5 | -15
COMPANY 161 | 368 | LINE TRANSFORMERS | 30 | S2.5 | -20
COMPANY 161 | 369.1 | SERVICES - OVERHEAD | 45 | R3 | -30
COMPANY 161 | 369.2 | SERVICES - UNDERGROUND | 45 | R3 | -20
COMPANY 161 | 370.1 | METERS - ANALOG AND AMR | 20 | R2 | -30
COMPANY 161 | 370.1 | METERS - AMI | 15 | R2 | -30
COMPANY 161 | 371.3 | EV CHARGERS | 10 | R2.5 | 0
COMPANY 161 | 373 | STREET LIGHTING AND SIGNAL SYSTEMS | 27 | L1 | -10
COMPANY 161 | 373 | STREET LIGHTING AND SIGNAL SYSTEMS - LS2 | 27 | L1 | -10
COMPANY 161 | 390 | STRUCTURES AND IMPROVEMENTS | 60 | R2 | -10
COMPANY 161 | 392.2 | LIGHT TRUCKS - ENERGY DELIVERY | 11 | R1.5 | 20
COMPANY 161 | 392.2 | LIGHT TRUCKS - ENERGY SUPPLY | 11 | R1.5 | 20
COMPANY 161 | 392.4 | HEAVY TRUCKS - ENERGY DELIVERY | 16 | L2 | 20
COMPANY 161 | 392.4 | HEAVY TRUCKS - ENERGY SUPPLY | 16 | L2 | 20
COMPANY 161 | 397.3 | COMMUNICATION EQUIPMENT- FIBER | 25 | S2 | -5
COMPANY 162 | 311 | STRUCTURES AND IMPROVEMENTS | 100 | R2.5 | -
COMPANY 162 | 312 | BOILER PLANT EQUIPMENT | 60 | S2 | -
COMPANY 162 | 314 | TURBOGENERATOR UNITS | 55 | S1 | -
COMPANY 162 | 315 | ACCESSORY ELECTRIC EQUIPMENT | 65 | R3 | -
COMPANY 162 | 316 | MISCELLANEOUS POWER PLANT EQUIPMENT | 45 | R1.5 | -
COMPANY 162 | 341 | STRUCTURES AND IMPROVEMENTS | 60 | S1.5 | -
COMPANY 162 | 342 | FUEL HOLDERS | 55 | R4 | -
COMPANY 162 | 343 | PRIME MOVERS | 45 | S1.5 | -
COMPANY 162 | 344 | GENERATORS | 50 | R3 | -
COMPANY 162 | 345 | ACCESSORY ELECTRIC EQUIPMENT | 55 | R3 | -
COMPANY 162 | 346 | MISCELLANEOUS POWER PLANT EQUIPMENT | 50 | S2.5 | -
COMPANY 162 | 390 | STRUCTURES AND IMPROVEMENTS - BUILDINGS | 50 | R2.5 | -
COMPANY 162 | 391.1 | OFFICE FURNITURE | 10 | SQ | -
COMPANY 162 | 392 | TRANSPORTATION EQUIPMENT - 5 YEARS | 5 | SQ | -
COMPANY 162 | 392 | TRANSPORTATION EQUIPMENT - 8 YEARS | 8 | SQ | -
COMPANY 162 | 392 | TRANSPORTATION EQUIPMENT - 10 YEARS | 10 | SQ | -
COMPANY 162 | 394 | TOOLS AND OTHER EQUIPMENT | 20 | SQ | -
COMPANY 162 | 395 | LABORATORY EQUIPMENT | 20 | SQ | -
COMPANY 162 | 397 | COMMUNICATION EQUIPMENT | 15 | SQ | -
COMPANY 162 | 398 | MISCELLANEOUS EQUIPMENT | 20 | SQ | -
COMPANY 163 | 352 | STRUCTURES AND IMPROVEMENTS | 60 | R2 | -
COMPANY 163 | 353 | STATION EQUIPMENT | 45 | R0.5 | -
COMPANY 163 | 354 | TOWERS AND FIXTURES | 70 | R4 | -
COMPANY 163 | 355 | POLES AND FIXTURES | 60 | R0.5 | -
COMPANY 163 | 356 | OVERHEAD CONDUCTORS AND DEVICES | 65 | R3 | -
COMPANY 163 | 357 | UNDERGROUND CONDUIT | 55 | R4 | -
COMPANY 163 | 358 | UNDERGROUND CONDUCTORS AND DEVICES | 45 | S1 | -
COMPANY 163 | 359 | ROADS AND TRAILS | 65 | R4 | -
COMPANY 163 | 361 | STRUCTURES AND IMPROVEMENTS | 50 | S0 | -
COMPANY 163 | 362 | STATION EQUIPMENT | 60 | R0.5 | -
COMPANY 163 | 363 | BATTERY STORAGE EQUIPMENT | 15 | S2.5 | -
COMPANY 163 | 364 | POLES, TOWERS AND FIXTURES | 50 | R0.5 | -
COMPANY 163 | 365 | OVERHEAD CONDUCTORS AND DEVICES | 50 | R0.5 | -
COMPANY 163 | 366 | UNDERGROUND CONDUIT | 60 | R3 | -
COMPANY 163 | 367 | UNDERGROUND CONDUCTORS AND DEVICES | 45 | R1.5 | -
COMPANY 163 | 368 | LINE TRANSFORMERS | 33 | S1.5 | -
COMPANY 163 | 369 | SERVICES | 55 | R2 | -
COMPANY 163 | 370 | METERS | 20 | R3 | -
COMPANY 163 | 371 | INSTALLATIONS ON CUSTOMERS' PREMISES | 55 | R2 | -
COMPANY 163 | 373 | STREET LIGHTING AND SIGNAL SYSTEMS | 45 | R0.5 | -
COMPANY 163 | 390 | STRUCTURES AND IMPROVEMENTS | 45 | R1 | -
COMPANY 164 | 303 | MISCELLANEOUS INTANGIBLE PLANT - SOFTWARE | 10 | SQ | 0
COMPANY 164 | 341 | STRUCTURES AND IMPROVEMENTS | - | SQ | -3
COMPANY 164 | 341.01 | STRUCTURES AND IMPROVEMENTS | - | SQ | 0
COMPANY 164 | 341.01 | STRUCTURES AND IMPROVEMENTS | - | SQ | 0
COMPANY 164 | 342 | FUEL HOLDERS, PRODUCERS AND ACCESSORIES | - | SQ | -3
COMPANY 164 | 344 | GENERATORS | - | SQ | -3
COMPANY 164 | 344.01 | GENERATORS | - | SQ | 0
COMPANY 164 | 344.01 | GENERATORS | - | SQ | 0
COMPANY 164 | 345.01 | ACCESSORY ELECTRIC EQUIPMENT | - | SQ | 0
COMPANY 164 | 345.01 | ACCESSORY ELECTRIC EQUIPMENT - 20 YEAR | 20 | S2 | 0
COMPANY 164 | 345.01 | ACCESSORY ELECTRIC EQUIPMENT | - | SQ | 0
COMPANY 164 | 345.01 | ACCESSORY ELECTRIC EQUIPMENT - 20 YEAR | 20 | S2 | 0
COMPANY 164 | 346 | MISCELLANEOUS POWER PLANT EQUIPMENT | - | SQ | -3
COMPANY 164 | 346.01 | MISCELLANEOUS POWER PLANT EQUIPMENT | - | SQ | 0
COMPANY 164 | 346.01 | MISCELLANEOUS POWER PLANT EQUIPMENT | - | SQ | 0
COMPANY 164 | 360 | LAND RIGHTS | 65 | R4 | 0
COMPANY 164 | 361 | STRUCTURES AND IMPROVEMENTS | 55 | R3 | -5
COMPANY 164 | 362 | STATION EQUIPMENT | 50 | R3 | -15
COMPANY 164 | 363 | STORAGE BATTERY EQUIPMENT | 15 | S3 | 0
COMPANY 164 | 364 | POLES, TOWERS AND FIXTURES | 55 | R2 | -70
COMPANY 164 | 365 | OVERHEAD CONDUCTORS AND DEVICES | 45 | R3 | -60
COMPANY 164 | 366 | UNDERGROUND CONDUIT | 70 | R4 | -20
COMPANY 164 | 367 | UNDERGROUND CONDUCTORS AND DEVICES | 55 | R3 | -50
COMPANY 164 | 368 | LINE TRANSFORMERS | 40 | R2.5 | -50
COMPANY 164 | 369 | SERVICES | 60 | R2 | -35
COMPANY 164 | 371 | INSTALLATIONS ON CUSTOMERS' PREMISES | 35 | R2 | -30
COMPANY 164 | 373 | STREET LIGHTING AND SIGNAL SYSTEMS | 50 | R2 | -50
COMPANY 164 | 389 | LAND RIGHTS | 65 | R4 | 0
COMPANY 164 | 390 | STRUCTURES AND IMPROVEMENTS | 60 | R3 | -10
COMPANY 164 | 391 | OFFICE FURNITURE AND EQUIPMENT | 20 | SQ | 0
COMPANY 164 | 392 | TRANSPORTATION EQUIPMENT | 14 | L1 | 10
COMPANY 164 | 393 | STORES EQUIPMENT | 20 | SQ | 0
COMPANY 164 | 394 | TOOLS, SHOP AND GARAGE EQUIPMENT | 25 | SQ | 0
COMPANY 164 | 394.2 | CNG REFUELING STATIONS | 15 | S2 | 0
COMPANY 164 | 396 | POWER OPERATED EQUIPMENT | 14 | L1 | 10
COMPANY 164 | 397 | COMMUNICATION EQUIPMENT | 15 | SQ | 0
COMPANY 164 | 398 | MISCELLANEOUS EQUIPMENT | 20 | SQ | 0
COMPANY 165 | 346 | MISCELLANEOUS POWER PLANT EQUIPMENT - SOLAR | 20 | S3 | 0
COMPANY 165 | 350 | LAND AND LAND RIGHTS | 75 | R4 | 0
COMPANY 165 | 350 | LAND AND LAND RIGHTS - OTHER COSTS | 75 | R4 | 0
COMPANY 165 | 350 | LAND RIGHTS - TRANSMISSION LINES | 75 | R4 | 0
COMPANY 165 | 351 | BATTERY ENERGY STORAGE | 15 | S3 | 0
COMPANY 165 | 352 | STRUCTURES AND IMPROVEMENTS | 60 | R2 | -40
COMPANY 165 | 353 | STATION EQUIPMENT - TRANSMISSION | 45 | R1 | -20
COMPANY 165 | 353 | STATION EQUIPMENT | 45 | R1 | -20
COMPANY 165 | 353.2 | STATION EQUIPMENT - RTU | 20 | S4 | -5
COMPANY 165 | 354 | TOWERS AND FIXTURES | 75 | R4 | -60
COMPANY 165 | 355 | POLES AND FIXTURES | 60 | R1.5 | -60
COMPANY 165 | 355 | POLES AND FIXTURES - LIGHT DUTY STEEL | 60 | R1.5 | -60
COMPANY 165 | 356 | OVERHEAD CONDUCTORS AND DEVICES - TRANSMISSION CONDUCTOR | 70 | R2 | -60
COMPANY 165 | 356 | OVERHEAD CONDUCTORS AND DEVICES | 70 | R2 | -60
COMPANY 165 | 356 | OVERHEAD CONDUCTORS AND DEVICES | 70 | R2 | -60
COMPANY 165 | 356 | OVERHEAD CONDUCTORS AND DEVICES - TELECOM INSTALLATION | 70 | R2 | -60
COMPANY 165 | 357 | UNDERGROUND CONDUIT | 75 | R4 | -5
COMPANY 165 | 357 | UNDERGROUND CONDUIT - TRANSMISSION | 75 | R4 | -5
COMPANY 165 | 358 | UNDERGROUND CONDUCTORS AND DEVICES | 75 | R3 | -30
COMPANY 165 | 359 | ROADS AND TRAILS | 75 | R4 | 0
COMPANY 165 | 360 | LAND AND LAND RIGHTS - NEW | 75 | R4 | 0
COMPANY 165 | 360 | LAND RIGHTS | 75 | R4 | 0
COMPANY 165 | 360 | LAND RIGHTS - OTHER COSTS | 75 | R4 | 0
COMPANY 165 | 360 | LAND RIGHTS - UNDER DISTRIBUTION | 75 | R4 | 0
COMPANY 165 | 361 | STRUCTURES AND IMPROVEMENTS | 75 | R4 | -25
COMPANY 165 | 362 | STATION EQUIPMENT | 60 | R2.5 | -20
COMPANY 165 | 362.2 | STATION EQUIPMENT - RTU | 20 | R1 | 0
COMPANY 165 | 362.2 | STATION EQUIPMENT - EMS | 7 | S4 | 0
COMPANY 165 | 363 | BATTERY ENERGY STORAGE | 15 | S6 | 0
COMPANY 165 | 364 | POLES, TOWERS AND FIXTURES | 65 | S2 | -60
COMPANY 165 | 365 | OVERHEAD CONDUCTORS AND DEVICES | 55 | R1.5 | -60
COMPANY 165 | 365 | OVERHEAD CONDUCTORS AND DEVICES - TELECOM | 55 | R4 | -60
COMPANY 165 | 366 | UNDERGROUND CONDUIT - MANHOLES | 70 | R4 | -20
COMPANY 165 | 366.1 | UNDERGROUND CONDUIT - CONDUIT | 70 | R2 | -20
COMPANY 165 | 367 | UNDERGROUND CONDUCTORS AND DEVICES | 70 | R2 | -40
COMPANY 165 | 368 | LINE TRANSFORMERS - TRANSFORMER STATION | 35 | R3 | -15
COMPANY 165 | 368 | LINE TRANSFORMERS - BARE COST | 35 | R1.5 | -15
COMPANY 165 | 368 | LINE TRANSFORMERS - INSTALL COST | 35 | R1.5 | -15
COMPANY 165 | 369.1 | OVERHEAD SERVICES | 55 | R1.5 | -60
COMPANY 165 | 369.2 | UNDERGROUND SERVICES - CONDUIT | 70 | R4 | -5
COMPANY 165 | 369.2 | UNDERGROUND SERVICES - CABLE | 70 | R4 | -40
COMPANY 165 | 370 | SMALL METERS - BARE COST | 15 | R3 | -15
COMPANY 165 | 370 | SMALL METERS - INSTALL COST | 15 | S2.5 | -15
COMPANY 165 | 370 | LARGE METERS - INSTALL COST | 15 | S2.5 | -15
COMPANY 165 | 370 | LARGE METERS - BARE COST | 15 | S2.5 | -15
COMPANY 165 | 371 | INSTALLATIONS ON CUSTOMERS' PREMISES - OTHER | 40 | R1.5 | -15
COMPANY 165 | 371 | INSTALLIATIONS ON CUSTOMERS' PREMISES - PAL LUMINAIRES - NON LED | 20 | S3 | -15
COMPANY 165 | 371 | INSTALLATIONS ON CUSTOMERS' PREMISES - PAL LUMINAIRES - LED | 20 | S2 | -15
COMPANY 165 | 373.1 | STREET LIGHTING AND SIGNAL SYSTEMS - OVERHEAD - OTHER | 40 | R1.5 | -30
COMPANY 165 | 373.2 | STREET LIGHTING AND SIGNAL SYSTEMS - UNDERGROUND - OTHER | 40 | R1.5 | -30
COMPANY 165 | 373.3 | STREET LIGHTING AND SIGNAL SYSTEMS - OVERHEAD - LUMINAIRES NON LED | 20 | S3 | -30
COMPANY 165 | 373.3 | STREET LIGHTING AND SIGNAL SYSTEMS - UNDERGROUND - LUMINAIRES NON LED | 20 | S3 | -30
COMPANY 165 | 373.3 | STREET LIGHTING AND SIGNAL SYSTEMS - OVERHEAD LUMINAIRES - LED | 20 | S3 | -30
COMPANY 165 | 373.3 | STREET LIGHTING AND SIGNAL SYSTEMS - UNDERGROUND LUMINAIRES - LED | 20 | S3 | -30
COMPANY 165 | 389 | LAND RIGHTS - OTHER COSTS | 75 | R4 | 0
COMPANY 165 | 390 | STRUCTURES AND IMPROVEMENTS | 50 | R0.5 | -15
COMPANY 165 | 390 | STRUCTURES AND IMPROVEMENTS | 50 | R0.5 | -15
COMPANY 165 | 391 | OFFICE FURNITURE AND EQUIPMENT - FIXTURE ELECTRIC | 5 | SQ | 0
COMPANY 165 | 391 | OFFICE FURNITURE AND EQUIPMENT | 15 | SQ | 0
COMPANY 165 | 391 | OFFICE FURNITURE AND EQUIPMENT | 15 | SQ | 0
COMPANY 165 | 391 | OFFICE FURNITURE AND EQUIPMENT - OTHER | 15 | SQ | 0
COMPANY 165 | 391.3 | OFFICE FURNITURE AND EQUIPMENT - DATA PROCESSING EQUIPMENT | 5 | SQ | 0
COMPANY 165 | 392.1 | TRANSPORTATION EQUIPMENT - PASSENGER CAR | 12 | SQ | 0
COMPANY 165 | 392.6 | TRANSPORTATION EQUIPMENT - AIRCRAFT | 10 | SQ | 0
COMPANY 165 | 392.7 | TRANSPORTATION EQUIPMENT - HELICOPTER | 10 | SQ | 0
COMPANY 165 | 393 | STORES EQUIPMENT | 32 | SQ | 0
COMPANY 165 | 394 | TOOLS, SHOP AND GARAGE EQUIPMENT - GENERAL PLANT TOOLS | 32 | SQ | 0
COMPANY 165 | 394 | TOOLS, SHOP AND GARAGE EQUIPMENT | 25 | SQ | 0
COMPANY 165 | 394 | TOOLS, SHOP AND GARAGE EQUIPMENT - WORKSHOP EQUIPMENT | 25 | SQ | 0
COMPANY 165 | 394 | TOOLS, SHOP AND GARAGE EQUIPMENT | 32 | SQ | 0
COMPANY 165 | 394 | TOOLS, SHOP AND GARAGE EQUIPMENT - GARAGE AND SHOP EQUIPMENT | 25 | SQ | 0
COMPANY 165 | 394 | TOOLS, SHOP AND GARAGE EQUIPMENT - COMMUNICATION TOOLS | 25 | SQ | 0
COMPANY 165 | 395 | LABORATORY EQUIPMENT - GENERAL PLANT | 30 | SQ | 0
COMPANY 165 | 396 | POWER OPERATED EQUIPMENT | 10 | SQ | 0
COMPANY 165 | 397 | COMMUNICATION EQUIPMENT - RADIO | 15 | SQ | 0
COMPANY 165 | 397 | COMMUNICATION EQUIPMENT - RADIO SITE | 15 | SQ | 0
COMPANY 165 | 397 | COMMUNICATION EQUIPMENT - NETWORK NY | 15 | SQ | 0
COMPANY 165 | 397 | COMMUNICATION EQUIPMENT - RADIO | 15 | SQ | 0
COMPANY 165 | 397.1 | COMMUNICATION EQUIPMENT - TELEPHONE | 15 | SQ | 0
COMPANY 165 | 397.1 | COMMUNICATION EQUIPMENT - TELEPHONE A | 15 | SQ | 0
COMPANY 165 | 397.6 | COMMUNICATION EQUIPMENT - NETWORK SITE NY | 15 | SQ | 0
COMPANY 165 | 397.6 | COMMUNICATION EQUIPMENT - RADIO SITE | 15 | SQ | 0
COMPANY 165 | 397.6 | COMMINICATION EQUIPMENT - SITE | 15 | SQ | 0
COMPANY 165 | 397.7 | COMMUNICATION EQUIPMENT - AMI FAN | 15 | SQ | 0
COMPANY 165 | 397.7 | COMMUNICATION EQUIPMENT - AMO | 15 | SQ | 0
COMPANY 165 | 398 | MISCELLANEOUS PLANT EQUIPMENT - NINE MILE - 2 NUCLEAR | 35 | SQ | 0
COMPANY 165 | 398 | MISCELLANEOUS PLANT EQUIPMENT | 35 | SQ | 0
COMPANY 165 | 398 | LAND RIGHTS - OTHER COSTS | 35 | SQ | 0
COMPANY 165 | 398 | MISCELLANEOUS PLANT EQUIPMENT - GENERAL RTU | 35 | SQ | 0
COMPANY 165 | 398 | MISCELLANEOUS PLANT EQUIPMENT - EMS CONTROL SYSTEM | 35 | SQ | 0
COMPANY 165 | 398 | MISCELLANEOUS PLANT EQUIPMENT - GENERAL PLANT | 35 | SQ | 0
COMPANY 165 | 398 | MISCELLANEOUS PLANT EQUIPMENT | 35 | SQ | 0
COMPANY 166 | 303 | MISCELLANEOUS INTANGIBLE PLANT - SOFTWARE | 7 | SQ | 0
COMPANY 166 | 361 | STRUCTURES AND IMPROVEMENTS | 50 | S1 | -20
COMPANY 166 | 361 | STRUCTURES AND IMPROVEMENTS - SERVICE CENTERS | 45 | S0 | -20
COMPANY 166 | 362 | STATION EQUIPMENT | 58 | R1.5 | -25
COMPANY 166 | 362.1 | STATION EQUIPMENT - EDS | 20 | S4 | 0
COMPANY 166 | 362.1 | STATION EQUIPMENT - FIBER CABLE | 20 | SQ | 0
COMPANY 166 | 362.99 | STATION EQUIPMENT - COMPUTERS | 10 | SQ | 0
COMPANY 166 | 362.99 | STATION EQUIPMENT - VEHICLES | 12 | L3 | 0
COMPANY 166 | 362.99 | STATION EQUIPMENT - OFFICE FURNITURE AND EQUIPMENT | 20 | SQ | 0
COMPANY 166 | 362.99 | STATION EQUIPMENT - MULTIPLEX | 20 | S1 | 0
COMPANY 166 | 362.99 | STATION EQUIPMENT - OTHER | 20 | S1 | 0
COMPANY 166 | 364 | POLES, TOWERS AND FIXTURES | 63 | R2.5 | -100
COMPANY 166 | 365 | OVERHEAD CONDUCTORS AND DEVICES | 60 | R1 | -40
COMPANY 166 | 366 | UNDERGROUND CONDUIT | 75 | S4 | -50
COMPANY 166 | 367 | UNDERGROUND CONDUCTORS AND DEVICES | 55 | R2.5 | -30
COMPANY 166 | 368 | LINE TRANSFORMERS | 52 | R2.5 | -60
COMPANY 166 | 369.1 | SERVICES - OVERHEAD | 60 | R3 | -100
COMPANY 166 | 369.2 | SERVICES - UNDERGROUND | 60 | R5 | -100
COMPANY 166 | 370 | METERS | 25 | O1 | -1
COMPANY 166 | 370.1 | SMART METERS - AMI | 15 | S2.5 | 0
COMPANY 166 | 371 | INSTALLATIONS ON CUSTOMERS' PREMISES - ON PREMISES | 40 | R1 | -15
COMPANY 166 | 371 | INSTALLATIONS ON CUSTOMERS' PREMISES - OTHER | 45 | S1.5 | -15
COMPANY 166 | 372 | LEASED PROPERTY ON CUSTOMERS' PREMISES | 40 | L3 | 0
COMPANY 166 | 390.1 | STRUCTURES AND IMPROVEMENTS | 45 | R2 | 0
COMPANY 166 | 390.2 | STRUCTURES AND IMPROVEMENTS | 45 | R2 | -15
COMPANY 166 | 394 | TOOLS, SHOP AND GARAGE EQUIPMENT | 25 | SQ | 0
COMPANY 166 | 395 | LABORATORY EQUIPMENT | 20 | SQ | 0
COMPANY 166 | 396 | POWER OPERATED EQUIPMENT | 17 | L3 | 0
COMPANY 166 | 397 | COMMUNICATION EQUIPMENT | 15 | SQ | 0
COMPANY 166 | 398 | MISCELLANEOUS EQUIPMENT | 20 | SQ | 0
COMPANY 167 | 341 | STRUCTURES AND IMPROVEMENTS | 25 | R2.5 | -5
COMPANY 167 | 341 | STRUCTURES AND IMPROVEMENTS | 50 | R2.5 | -5
COMPANY 167 | 342 | FUEL HOLDERS, PRODUCERS AND ACCESSORIES | 20 | R3 | -10
COMPANY 167 | 342 | FUEL HOLDERS, PRODUCERS AND ACCESSORIES | 60 | R4 | -10
COMPANY 167 | 343 | PRIME MOVERS | 20 | R2.5 | -10
COMPANY 167 | 344 | GENERATORS | 20 | R2.5 | -10
COMPANY 167 | 344 | GENERATORS | 45 | R2.5 | -10
COMPANY 167 | 344.02 | GENERATORS | 45 | R2.5 | -10
COMPANY 167 | 345 | ACCESSORY ELECTRIC EQUIPMENT | 20 | R3 | -10
COMPANY 167 | 345 | ACCESSORY ELECTRIC EQUIPMENT | 55 | R2.5 | -10
COMPANY 167 | 345.02 | ACCESSORY ELECTRIC EQUIPMENT | 55 | R2.5 | -10
COMPANY 167 | 346 | MISCELLANEOUS PLANT EQUIPMENT | 20 | R3 | 0
COMPANY 167 | 346 | MISCELLANEOUS PLANT EQUIPMENT | 40 | R4 | 0
COMPANY 167 | 352 | STRUCTURES AND IMPROVEMENTS | 60 | R4 | -5
COMPANY 167 | 352.99 | STRUCTURES AND IMPROVEMENTS - AMORTIZED | - | SQ | 0
COMPANY 167 | 353 | STATION EQUIPMENT | 60 | R3 | -15
COMPANY 167 | 353.1 | STATION EQUIPMENT - GSU | 55 | R3 | -15
COMPANY 167 | 353.99 | STATION EQUIPMENT - AMORTIZED | - | SQ | 0
COMPANY 167 | 355 | POLES AND FIXTURES | 48 | S0 | -70
COMPANY 167 | 356 | OVERHEAD CONDUCTORS AND DEVICES | 50 | R1.5 | -50
COMPANY 167 | 361 | STRUCTURES AND IMPROVEMENTS | 65 | R3 | -5
COMPANY 167 | 362 | STATION EQUIPMENT | 65 | R2.5 | -20
COMPANY 167 | 364 | POLES, TOWERS AND FIXTURES | 55 | R2.5 | -60
COMPANY 167 | 365 | OVERHEAD CONDUCTORS AND DEVICES | 60 | R1.5 | -50
COMPANY 167 | 366 | UNDERGROUND CONDUIT | 65 | R3 | -45
COMPANY 167 | 367 | UNDERGROUND CONDUCTORS AND DEVICES | 55 | R3 | -15
COMPANY 167 | 368 | LINE TRANSFORMERS - OTHER EQUIPMENT | 51 | R3 | -10
COMPANY 167 | 368 | LINE TRANSFORMERS - CONVENTIONAL | 51 | R3 | -10
COMPANY 167 | 368.2 | LINE TRANSFORMERS - PADMOUNT | 51 | R3 | -10
COMPANY 167 | 369.1 | SERVICES - OVERHEAD | 55 | R4 | -75
COMPANY 167 | 369.2 | SERVICES - UNDERGROUND | 50 | S4 | -100
COMPANY 167 | 370 | METERS - OTHER | 29 | L2 | 0
COMPANY 167 | 370.1 | METERS - AMI | 15 | S3 | 0
COMPANY 167 | 371 | INSTALLATIONS ON CUSTOMERS' PREMISES | 40 | R1 | -15
COMPANY 167 | 373 | STREET LIGHTING AND SIGNAL SYSTEMS | 46 | R1 | -20
COMPANY 167 | 390 | STRUCTURES AND IMPROVEMENTS - OWNED | 60 | S0 | -10
COMPANY 167 | 390 | STRUCTURES AND IMPROVEMENTS - OWNED | 50 | R3 | -10
COMPANY 167 | 390.3 | STRUCTURES AND IMPROVEMENTS - LEASED | 20 | R2 | 0
COMPANY 167 | 391.1 | OFFICE FURNITURE AND EQUIPMENT | 20 | SQ | 0
COMPANY 167 | 391.3 | OFFICE FURNITURE AND EQUIPMENT - COMPUTER HARDWARE | 5 | SQ | 0
COMPANY 167 | 391.4 | OFFICE FURNITURE AND EQUIPMENT - SOFTWARE | - | FA | -
COMPANY 167 | 392.1 | SUBUNIT | 15 | L4 | 0
COMPANY 167 | 392.1 | LIGHT TRUCKS | 11 | L2 | 10
COMPANY 167 | 392.3 | MEDIUM TRUCKS | 10 | L3 | 20
COMPANY 167 | 392.4 | HEAVY TRUCKS | 11 | L3 | 20
COMPANY 167 | 392.5 | TRAILERS | 29 | L1.5 | 20
COMPANY 167 | 393 | STORES EQUIPMENT | 25 | SQ | 0
COMPANY 167 | 394 | TOOLS, SHOP AND GARAGE EQUIPMENT | 25 | SQ | 0
COMPANY 167 | 395 | LABORATORY EQUIPMENT | 20 | SQ | 0
COMPANY 167 | 396 | POWER OPERATED EQUIPMENT | 19 | L2 | 10
COMPANY 167 | 397 | COMMUNICATION EQUIPMENT | 15 | SQ | 0
COMPANY 167 | 397.2 | COMMUNICATION EQUIPMENT - MICROWAVE SITE | 15 | SQ | 0
COMPANY 167 | 398 | MISCELLANEOUS EQUIPMENT | 20 | SQ | 0
COMPANY 168 | 303 | CAPITALIZED SOFTWARE | 5 | SQ | 0
COMPANY 168 | 352 | STRUCTURES AND IMPROVEMENTS | 65 | R3 | -15
COMPANY 168 | 353 | STATION EQUIPMENT | 40 | R2 | -15
COMPANY 168 | 359 | ROADS AND TRAILS | 60 | R4 | 0
COMPANY 168 | 391.1 | OFFICE FURNITURE | 20 | SQ | 0
COMPANY 168 | 391.2 | OFFICE ACCESSORIES | 10 | SQ | 0
COMPANY 168 | 392 | LIGHT TRUCKS | 13 | L2.5 | 0
COMPANY 168 | 394 | TOOLS, SHOP AND GARAGE EQUIPMENT | 25 | SQ | 0
COMPANY 168 | 398 | MISCELLANEOUS EQUIPMENT | 20 | SQ | 0
COMPANY 169 | 310 | LAND RIGHTS | 70 | R4 | (6)-(17)
COMPANY 169 | 311 | STRUCTURES AND IMPROVEMENTS | 90 | S0 | (6)-(17)
COMPANY 169 | 312 | BOILER PLANT EQUIPMENT | 60 | R1 | (6)-(17)
COMPANY 169 | 314 | TURBOGENERATOR UNITS | 55 | R1 | (6)-(17)
COMPANY 169 | 315 | ACCESSORY ELECTRIC EQUIPMENT | 60 | R2.5 | (6)-(17)
COMPANY 169 | 316 | MISCELLANEOUS POWER PLANT EQUIPMENT | 55 | S0 | (6)-(17)
COMPANY 169 | 340 | LAND RIGHTS | 70 | R4 | (4)-(40)
COMPANY 169 | 341 | STRUCTURES AND IMPROVEMENTS | 65 | R3 | (4)-(40)
COMPANY 169 | 342 | FUEL HOLDERS AND ACCESSORIES | 50 | R2.5 | (4)-(40)
COMPANY 169 | 343 | PRIME MOVERS | 40 | R2 | (4)-(40)
COMPANY 169 | 343.99 | PRIME MOVERS - ROTABLE PARTS (COMBINED CYCLE) | 9 | L0 | (4)-(40)
COMPANY 169 | 344 | GENERATORS | 50 | R2.5 | (4)-(40)
COMPANY 169 | 344.01 | GENERATORS | 30 | S3 | (4)-(40)
COMPANY 169 | 345 | ACCESSORY ELECTRIC EQUIPMENT | 50 | R0.5 | (4)-(40)
COMPANY 169 | 345.01 | ACCESSORY ELECTRIC EQUIPMENT | 30 | S3 | (4)-(40)
COMPANY 169 | 346 | MISCELLANEOUS POWER PLANT EQUIPMENT | 35 | R1 | (4)-(40)
COMPANY 169 | 346.01 | MISCELLANEOUS POWER PLANT EQUIPMENT | 30 | S3 | (4)-(40)
COMPANY 169 | 348.01 | ENERGY STORAGE EQUIPMENT | 15 | L3 | 0
COMPANY 169 | 350 | LAND RIGHTS | 75 | R4 | 0
COMPANY 169 | 352 | STRUCTURES AND IMPROVEMENTS | 75 | R3 | -15
COMPANY 169 | 353 | STATION EQUIPMENT | 55 | R1.5 | -20
COMPANY 169 | 353.1 | STATION EQUIPMENT - GSU | 55 | R1.5 | -20
COMPANY 169 | 354 | TOWERS AND FIXTURES | 70 | R4 | -30
COMPANY 169 | 355 | POLES AND FIXTURES | 60 | R2 | -50
COMPANY 169 | 356 | OVERHEAD CONDUCTORS AND DEVICES | 55 | R0.5 | -45
COMPANY 169 | 357 | UNDERGROUND CONDUIT | 60 | R4 | 0
COMPANY 169 | 359 | ROADS AND TRAILS | 60 | R4 | 0
COMPANY 169 | 360 | LAND RIGHTS | 75 | R4 | 0
COMPANY 169 | 361 | STRUCTURES AND IMPROVEMENTS | 55 | R2.5 | -10
COMPANY 169 | 362 | STATION EQUIPMENT | 50 | S0 | -15
COMPANY 169 | 364 | POLES, TOWERS AND FIXTURES | 40 | R2.5 | -80
COMPANY 169 | 365 | OVERHEAD CONDUCTORS AND DEVICES | 40 | R2 | -40
COMPANY 169 | 366 | UNDERGROUND CONDUIT | 50 | S4 | -5
COMPANY 169 | 367 | UNDERGROUND CONDUCTORS AND DEVICES | 45 | R2.5 | -20
COMPANY 169 | 368 | LINE TRANSFORMERS | 40 | R0.5 | -15
COMPANY 169 | 369 | SERVICES | 40 | S1.5 | -50
COMPANY 169 | 370 | METERS | 20 | R1 | -5
COMPANY 169 | 373 | STREET LIGHTING AND SIGNAL SYSTEMS | 20 | L1.5 | -35
COMPANY 169 | 389 | LAND RIGHTS | 70 | R4 | 0
COMPANY 169 | 390 | STRUCTURES AND IMPROVEMENTS | 65 | R2 | -14
COMPANY 169 | 397 | COMMUNICATION EQUIPMENT | 30 | R0.5 | 0

## Companies
COMPANY
ALABAMA POWER COMPANY
ALLEGHENY ENERGY - MONONGAHELA POWER COMPANY
ALLEGHENY ENERGY - POTOMAC EDISON COMPANY
ALLEGHENY ENERGY SUPPLY, INC.
ALLIANT ENERGY - ILLINOIS
ALLIANT ENERGY - INTERSTATE POWER AND LIGHT (IOWA)
ALLIANT ENERGY - MINNESOTA
ALLIANT ENERGY - WISCONSIN POWER AND LIGHT
AMEREN ILLINOIS COMPANY
AMEREN MISSOURI
ANCHORAGE MUNICIPAL LIGHT AND POWER
ARIZONA PUBLIC SERVICE COMPANY
ATLANTIC CITY ELECTRIC COMPANY
AVISTA CORPORATION
BALTIMORE GAS AND ELECTRIC COMPANY
BANGOR HYDRO ELECTRIC COMPANY
BLACK HILLS CHEYENNE LIGHT, FUEL AND POWER COMPANY
BLACK HILLS COLORADO ELECTRIC UTILITY COMPANY, LP
BLACK HILLS POWER COMPANY
BLACK HILLS SERVICE COMPANY
BLACK HILLS UTILITY HOLDINGS
BONNEVILLE POWER ADMINISTRATION
BOSTON EDISON COMPANY
CENTERPOINT ENERGY - HOUSTON ELECTRIC LLC
CENTRAL HUDSON GAS AND ELECTRIC CORPORATION
CENTRAL MAINE POWER COMPANY
CENTRAL VERMONT PUBLIC SERVICE CORPORATION
CHEYENNE LIGHT, FUEL AND POWER COMPANY
CHUGACH ELECTRIC ASSOCIATION, INC.
CINCINNATI GAS AND ELECTRIC COMPANY
CITIZENS ENERGY GROUP
CLEVELAND ELECTRIC ILLUMINATING COMPANY (FIRST ENERGY)
COMMONWEALTH EDISON COMPANY
COMMONWEALTH EDISON OF INDIANA
CONNECTICUT LIGHT AND POWER
CONSOLIDATED EDISON COMPANY OF NEW YORK
DAYTON POWER AND LIGHT COMPANY
DELMARVA POWER AND LIGHT COMPANY
DOMINION ENERGY SOUTH CAROLINA, INC. (FORMERLY SC ELECTRIC & GAS)
DOMINION VIRGINIA POWER
DOMINION VIRGINIA POWER - NUCLEAR
DUKE ENERGY CAROLINAS
DUKE ENERGY CAROLINAS - NUCLEAR
DUKE ENERGY FLORIDA
DUKE ENERGY INDIANA
DUKE ENERGY KENTUCKY
DUKE ENERGY OHIO
DUKE ENERGY PROGRESS
DUKE ENERGY PROGRESS - NUCLEAR
DUKE POWER COMPANY
DUQUESNE LIGHT COMPANY
EAST KENTUCKY POWER COOPERATIVE
EL PASO ELECTRIC COMPANY
ENTERGY ARKANSAS, INC.
ENTERGY GULF STATES LOUSIANA, LLC
ENTERGY LOUSIANA, LLC
ENTERGY MISSISSIPPI, INC.
ENTERGY TEXAS, INC.
EVERGY METRO, INC.
EVERGY MISSOURI WEST, INC.
EXELON GENERATION COMPANY
FITCHBURG GAS AND ELECTRIC COMPANY
FLORIDA POWER AND LIGHT COMPANY
GREEN MOUNTAIN POWER (FORMERLY CENTRAL VERMONT PUBLIC SERVICE CORPORATION)
GRIDLIANCE - HIGH PLAINS
HAWAIIAN ELECTRIC COMPANY, INC.
IDAHO POWER COMPANY
INDIANAPOLIS POWER AND LIGHT
INTERNATIONAL TRANSMISSION COMPANY
ITC MIDWEST LLC
JACKSON ENERGY COOPERATIVE CORPORATION
JERSEY CENTRAL POWER AND LIGHT COMPANY (FIRST ENERGY)
KANSAS CITY POWER AND LIGHT COMPANY - KANSAS JURISDICTION
KANSAS CITY POWER AND LIGHT COMPANY - MISSOURI JURISDICTION
KCP&L - GREATER MISSOURI OPERATIONS - ECORP, MPS AND SJLP JURISDICTIONS
KENTUCKY UTILITIES COMPANY
KEYSTONE APPALACHIAN TRANSMISSION COMPANY (FIRST ENERGY)
LIBERTY UTILITIES
LIBERTY UTILITIES CORP. (GRANITE STATE ELECTRIC)
LOUISVILLE GAS AND ELECTRIC COMPANY
MADISON GAS AND ELECTRIC
MADISON GAS AND ELECTRIC - SOLAR ASSETS
MAINE PUBLIC SERVICE COMPANY
MARITIME ELECTRIC COMPANY
MAUI ELECTRIC COMPANY
METROPOLITAN EDISON COMPANY (FIRST ENERGY)
MICHIGAN ELECTRIC TRANSMISSION COMPANY
MICHIGAN ELECTRIC TRANSMISSION COMPANY, LLC
MIDAMERICAN ENERGY COMPANY
MID-ATLANTIC INTERSTATE TRANSMISSION, LLC (FIRST ENERGY)
MONOGAHELA POWER COMPANY (FIRST ENERGY)
MONOGAHELA POWER COMPANY - DELIVERY (FIRST ENERGY)
MONOGAHELA POWER COMPANY - SUPPLY (FIRST ENERGY)
NARRAGANSETT GAS AND ELECTRIC COMPANY
NEVADA POWER COMPANY
NEW YORK STATE ELECTRIC AND GAS CORPORATION
NEWFOUNDLAND POWER, INC.
NORTHERN INDIANA PUBLIC SERVICE COMPANY
NOVA SCOTIA POWER, INC.
NSTAR ELECTRIC AND GAS COMPANY - COMMONWEALTH ELECTRIC COMPANY
NSTAR ELECTRIC COMPANY
OHIO EDISON COMPANY (FIRST ENERGY)
OKLAHOMA GAS AND ELECTRIC COMPANY
OKLAHOMA GAS AND ELECTRIC COMPANY - HOLDING COMPANY
OMAHA PUBLIC POWER DISTRICT
ORANGE AND ROCKLAND UTILITIES, INC.
OWEN ELECTRIC COOPERATIVE
PACIFIC GAS AND ELECTRIC COMPANY
PACIFICORP
PACIFICORP - AZ, CO, MT, ETC.
PACIFICORP - CALIFORNIA
PACIFICORP - IDAHO
PACIFICORP - OREGON
PACIFICORP - UTAH
PACIFICORP - WASHINGTON
PACIFICORP - WYOMING
PECO ENERGY COMPANY
PENNSYLVANIA ELECTRIC COMPANY (FIRST ENERGY)
PENNSYLVANIA POWER COMPANY (FIRST ENERGY)
PORTLAND GENERAL ELECTRIC
POTOMAC EDISON COMPANY (FIRST ENERGY)
POTOMAC EDISON COMPANY (FIRST ENERGY) - MARYLAND
POTOMAC EDISON COMPANY (FIRST ENERGY) - VIRGINIA
POTOMAC EDISON COMPANY (FIRST ENERGY) - WEST VIRGINIA
POTOMAC ELECTRIC POWER COMPANY (DISTRIBUTION AND GENERAL PLANT)
POTOMAC ELECTRIC POWER COMPANY (TRANSMISSION)
PPL ELECTRIC UTILITIES CORPORATION
PPL GENERATION
PSI ENERGY, INC.
PUBLIC SERVICE COMPANY OF NEW HAMPSHIRE
PUBLIC SERVICE COMPANY OF OKLAHOMA
PUBLIC SERVICE ELECTRIC AND GAS COMPANY (DISTRIBUTION AND GENERAL PLANT)
PUBLIC SERVICE ELECTRIC AND GAS COMPANY (TRANSMISSION PLANT)
PUGET SOUND ENERGY
RELIANT ENERGY
ROCHESTER GAS AND ELECTRIC CORPORATION
ROCKLAND ELECTRIC COMPANY
SHENANDOAH VALLEY ELECTRIC COOPERATIVE
SIERRA PACIFIC POWER COMPANY
SOUTH CAROLINA ELECTRIC AND GAS
SOUTHERN ELECTRIC GENERATING COMPANY
TENNESSEE VALLEY AUTHORITY
TOLEDO EDISON COMPANY (FIRST ENERGY)
UGI UTILITIES, INC.
UNITIL ENERGY SYSTEMS, INC.
VERSANT POWER - BANGOR HYDRO DISTRICT
VERSANT POWER - MAINE PUBLIC DISTRICT
WEST PENN POWER COMPANY
WEST PENN POWER COMPANY (FIRST ENERGY)
WESTAR ENERGY, INC.
WESTERN MASSACHUSETTS ELECTRIC COMPANY
WISCONSIN PUBLIC SERVICE CORPORATION
POTOMAC ELECTRIC POWER COMPANY - DC ASSETS
POTOMAC ELECTRIC POWER COMPANY - MD ASSETS
PUBLIC SERVICE ELECTRIC AND GAS COMPANY (ELECTRIC PLANT)
NORTHWESTERN ENERGY
ITC GREAT PLAINS, LLC
CENTERPOINT ENERGY INDIANA SOUTH
MASSACHUSETTS ELECTRIC COMPANY (NATIONAL GRID)
PACIFIC GAS AND ELECTRIC COMPANY (TRANSMISSION OWNER TARIFF FILING)
TAMPA ELECTRIC COMPANY
TALEN ENERGY
SOUTHERN CALIFORNIA EDISON
LIBERTY UTILITIES (CALPECO)
NIAGARA MOHAWK POWER CORPOARTION (NATIONAL GRID)
AES OHIO, INC. (FORMERLY DAYTON POWER AND LIGHT COMPANY)
BLACK HILLS COLORADO ELECTRIC , LLC
NEW HAMPSHIRE TRANSMISSION, LLC
MISSISSIPPI POWER COMPANY