## Summary RTT
| Fixture Count Fcst Multiplier | 1
| Fixture Count Fcst Multiplier-LED | 1.0151
| Unsmoothed Revenue | [8 empty] | COSS | 2024 | 2026
|  |  |  | COSS Operation |  | 12305090.0357
| Electric Service rate increase | 0.64223 |  | Streetlight Revenue |  | 12304913.0835 |  |  |  | Electric Service Only | 2.9878 | 4.6347
[6 empty] | -176.9522 |  |  |  | Street light Fixtures | 6.7223 | 7.6704
[10 empty] | Total | 9.71 | 12.3051
At Proposed 2026 Rates | Unmetered Service | kWh Sales | Electric Service |  |  | Streetlight Fixture Maintenance | Streetlight Fixture Capital | Total Non-fuel | Total
|  |  | Fuel | Non-Fuel | Total
| Street / crosswalk lighting study | 53222975.16 | 0 | 7693809.5255 | 11373677.587 | 795486.5298 | 6898322.9957 | 7693809.5255 | 11373677.587
| Unmetered service - misc. small loads rates | 23777024.84 | 0 | 931235.4965 | 931235.4965 | 0 | 0 | 931235.4965 | 931235.4965
| Total | 77000000 | 0 | 8625045.022 | 12304913.0835 | 795486.5298 | 6898322.9957 | 8625045.022 | 12304913.0835
Rates Schedule
|  |  | 2025 Current | 2026 Proposed
Outdoor Recreational Lighting Tariff
| Minimum Charge | $/month | 4.1822 | 4.6322
| Minimum Bill | $/month | 21.28 | 21.9953
Energy Charges
| Base cost of fuel | ¢/kWh | 0 | 0
| Non-fuel | ¢/kWh | 0 | 0
| Subtotal |  | 0 | 0
Unmetered Service Rates: Miscellaneous Lighting & Small Loads
| Minimum Charge | $/month | 4.1822 | 4.6322
| Minimum Bill | $/month | 21.28 | 21.9953
0
| Demand Charge | $/kW | 14.166 | 23.2639
Energy Charges
First 200 kWhs per kW of Max Demand
| Base cost of fuel | ¢/kWh | 0 | 0
| Non-fuel | ¢/kWh | 0 | 0
| Subtotal |  | 0 | 0
All Additional KWhs
| Base cost of fuel | ¢/kWh | 0 | 0
| Non-fuel | ¢/kWh | 0 | 0
| Subtotal |  | 0 | 0

## Summary
| Fixture Count Fcst Multiplier | 1
| Fixture Count Fcst Multiplier-LED | 1.0034 | 77000000 | 0
Unsmoothed Revenue
|  |  |  | Proof of Revenue |  | 21902763.2085
| Electric Service rate increase | 10.76% |  | Streetlight File |  | 21902826.0279
62.8194
At Proposed 2026 Rates | Unmetered Service | kWh Sales | Electric Service |  |  | Streetlight Fixture Maintenance | Streetlight Fixture Capital | Total Non-fuel | Total
|  |  | Fuel | Non-Fuel | Total
| Street / crosswalk lighting study | 53222975.16 | 4310771.2124 | 6058236.2891 | 10369007.5015 | 795486.5298 | 6898322.9957 | 13752045.8146 | 18062817.027
| Unmetered service - misc. small loads rates | 23777024.84 | 1925809.5567 | 1914199.4442 | 3840009.0008 | 0 | 0 | 1914199.4442 | 3840009.0008
| Total | 77000000 | 6236580.7691 | 7972435.7333 | 14209016.5024 | 795486.5298 | 6898322.9957 | 15666245.2588 | 21902826.0279
At Current 2025 Rates | Unmetered Service | kWh Sales | Electric Service |  |  | Streetlight Fixture Maintenance | Streetlight Fixture Capital | Total Non-fuel | Total
|  |  | Fuel | Non-Fuel | Total
| Street / crosswalk lighting study | 53222975.16 | 3744236.3025 | 5614838.01 | 9359074.3125 | 435231.077 | 6332478.0878 | 12382547.1749 | 16126783.4774
| Unmetered service - misc. small loads rates | 23777024.84 | 1672713.6975 | 1633377.7645 | 3306091.462 | 0 | 0 | 1633377.7645 | 3306091.462
| Total | 77000000 | 5416950 | 7248215.7745 | 12665165.7745 | 435231.077 | 6332478.0878 | 14015924.9393 | 19432874.9393
Variance | Unmetered Service | kWh Sales | Electric Service |  |  | Streetlight Fixture Maintenance | Streetlight Fixture Capital | Total Non-fuel | Total
|  |  | Fuel | Non-Fuel | Total
| Street / crosswalk lighting study | 0 | 566534.9099 | 443398.2791 | 1009933.189 | 360255.4528 | 565844.9078 | 1369498.6398 | 1936033.5497
| Unmetered service - misc. small loads rates | 0 | 253095.8592 | 280821.6797 | 533917.5389 | 0 | 0 | 280821.6797 | 533917.5389
| Total | 0 | 819630.7691 | 724219.9588 | 1543850.7279 | 360255.4528 | 565844.9078 | 1650320.3195 | 2469951.0885
% Variance | Unmetered Service | kWh Sales | Electric Service |  |  | Streetlight Fixture Maintenance | Streetlight Fixture Capital | Total Non-fuel | Total
|  |  | Fuel | Non-Fuel | Total
| Street / crosswalk lighting study | 0% | 15.13% | 7.897% | 10.79% | 82.77% | 8.936% | 11.06% | 12.01%
| Unmetered service - misc. small loads rates | 0% | 15.13% | 17.19% | 16.15% | NA | NA | NA | 16.15%
| Total | 0% | 15.13% | 9.992% | 12.19% | 82.77% | 8.936% | 11.77% | 12.71%
Smoothed Revenue
|  |  |  | Proof of Revenue |  | 21665063.8119
| Electric Service rate increase | 8.983% |  | Revenue |  | 21665528.8321
465.0202
| Unmetered Service | kWh Sales | Electric Service |  |  | Streetlight Fixture Maintenance | Streetlight Fixture Capital | Total Non-fuel | Total
|  |  | Fuel | Non-Fuel | Total
| Street / crosswalk lighting study | 53222975.16 | 4146471.614 | 6052243.3779 | 10198714.9919 | 795486.5298 | 6898322.9957 | 13746052.9034 | 17892524.5174
| Unmetered service - misc. small loads rates | 23777024.84 | 1852409.7585 | 1920594.5562 | 3773004.3147 | 0 | 0 | 1920594.5562 | 3773004.3147
| Total | 77000000 | 5998881.3725 | 7972837.9341 | 13971719.3066 | 795486.5298 | 6898322.9957 | 15666647.4596 | 21665528.8321
Rates Schedule
|  |  | 2025 Current | 2026 Proposed Unsmoothed | 2026 Proposed Smoothed
Outdoor Recreational Lighting Tariff
| Minmum Charge | $/month | 4.1822 | 4.6322 | 4.5579
| Minimum Bill | $/month | 21.28 | 21.9953 | 21.9953
Energy Charges
| Base cost of fuel | ¢/kWh | 7.035 | 8.0995 | 7.7908
| Non-fuel | ¢/kWh | 3.098 | 3.1238 | 3.2525
| Subtotal |  | 10.133 | 11.2233 | 11.0433
Unmetered Service Rates: Miscellaneous Lighting & Small Loads
| Minmum Charge | $/month | 4.1822 | 4.6322 | 4.5579
| Minimum Bill | $/month | 21.28 | 21.9953 | 21.9953
| Demand Charge | $/kW | 12.3142 | 13.6392 | 13.4204
Energy Charges
First 200 kWhs per kW of Max Demand
| Base cost of fuel | ¢/kWh | 7.43 | 8.0995 | 7.7908
| Non-fuel | ¢/kWh | 8.379 | 9.4106 | 9.4384
| Subtotal |  | 15.809 | 17.51 | 17.2292
All Additional KWhs
| Base cost of fuel | ¢/kWh | 7.43 | 8.0995 | 7.7908
| Non-fuel | ¢/kWh | 3.647 | 4.1694 | 4.2813
| Subtotal |  | 11.077 | 12.2689 | 12.0721

## Schedule 1
SCHEDULE 1
STREET / CROSSWALK LIGHTING STUDY
Data input Units
[5 empty] | GRA 2023 (Quantity) |  |  |  | February 2025 (Quantity) |  |  |  |  | GRA 2026-2027 (Quantity)
Full Charge | Energy & Maint | Energy Only | Rate Code | Description | Full Charge | Energy & Maint | Energy Only | Total | Full Charge | Energy & Maint | Energy Only | Total |  | Full Charge | Energy & Maint | Energy Only | Total | Applicable to GRA Schedule
1 | 3 |  | 001/003 | Incandescent < 300 Watts | 17.184 | 0 | 5.0541 | 22.2381 | 13 | 6 | 0 | 19 |  | 13 | 6 | 0 | 19 | 19
2 |  |  | 002 | Incandescent > 300 Watts | 1.0108 | 0 | 0 | 1.0108 | 1 | 0 | 0 | 1 |  | 1 | 0 | 0 | 1 | 1
[5 empty] | 18.1948 | 0 | 5.0541 | 23.249 | 14 | 6 | 0 | 20 |  | 14 | 6 | 0 | 20 | 20
0
100 |  |  | 100 | Mercury Vapour 100 Watts | 102.0932 | 0 | 0 | 102.0932 | 82 | 0 | 0 | 82 |  | 82 | 0 | 0 | 82 | 82
101 | 201 | 301 | 101/201/301 | Mercury Vapour 125 Watts | 1140.2097 | 2.0216 | 1.0108 | 1143.2422 | 931 | 1 | 1 | 933 |  | 931 | 1 | 1 | 933 | 933
102 | 202 | 302 | 102/202/302 | Mercury Vapour 175 Watts | 994.651 | 10.1082 | 5.0541 | 1009.8134 | 895 | 10 | 5 | 910 |  | 895 | 10 | 5 | 910 | 910
103 | 203 | 303 | 103/203/303 | Mercury Vapour 250 Watts | 215.3056 | 7.0758 | 67.7252 | 290.1066 | 182 | 7 | 36 | 225 |  | 182 | 7 | 36 | 225 | 225
104 | 204 | 304 | 104/204/304 | Mercury Vapour 400 Watts | 366.9292 | 10.1082 | 12.1299 | 389.1673 | 293 | 8 | 13 | 314 |  | 293 | 8 | 13 | 314 | 314
105 | 205 | 305 | 105/205/305 | Mercury Vapour 700 Watts | 2.0216 | 0 | 1.0108 | 3.0325 | 2 | 0 | 1 | 3 |  | 2 | 0 | 1 | 3 | 3
106 | 206 | 306 | 106/206/306 | Mercury Vapour 1000 Watts | 121.2989 | 8.0866 | 0 | 129.3855 | 79 | 8 | 0 | 87 |  | 79 | 8 | 0 | 87 | 87
107 |  |  | 107 | Mercury Vapour 250 Watt Cont. Oper. | 1.0108 | 0 | 0 | 1.0108 | 1 | 0 | 0 | 1 |  | 1 | 0 | 0 | 1 | 1
[5 empty] | 2943.5201 | 37.4005 | 86.9309 | 3067.8515 | 2465 | 34 | 56 | 2555 |  | 2465 | 34 | 56 | 2555 | 2555
0
110 |  |  | 110 | Fluorescent 2x24" 70 Watts | 28.3031 | 0 | 0 | 28.3031 | 22 | 0 | 0 | 22 |  | 22 | 0 | 0 | 22 | 22
111 |  |  | 111 | Fluorescent 2x48" 220 Watts | 57.617 | 0 | 0 | 57.617 | 51 | 0 | 0 | 51 |  | 51 | 0 | 0 | 51 | 51
112 |  |  | 112 | Fluorescent 2x72" 300 Watts | 3.0325 | 0 | 0 | 3.0325 | 3 | 0 | 0 | 3 |  | 3 | 0 | 0 | 3 | 3
113 | 213 |  | 113/213 | Fluorescent 4x72" 600 Watts | 0 | 2.0216 | 0 | 2.0216 | 0 | 2 | 0 | 2 |  | 0 | 2 | 0 | 2 | 2
114 | 214 |  | 114/214 | Fluorescent 1x96" 110 Watts | 0 | 0 | 0 | 0 | 0 | 0 | 0 | 0 |  | 0 | 0 | 0 | 0 | 0
115 | 215 |  | 115/215 | Fluorescent 1x72" 150 Watts | 0 | 3.0325 | 0 | 3.0325 | 0 | 3 | 0 | 3 |  | 0 | 3 | 0 | 3 | 3
116 |  |  | 116 | Fluorescent 4x48" 440 Watts | 0 | 0 | 0 | 0 | 0 | 0 | 0 | 0 |  | 0 | 0 | 0 | 0 | 0
| 217 |  | 217 | Fluorescent 1x48" | 0 | 1.0108 | 0 | 1.0108 | 0 | 0 | 0 | 0 |  | 0 | 0 | 0 | 0 | 0
|  |  | 218 | Fluorescent 2x48" | 0 | 0 | 0 | 0 | 0 | 0 | 0 | 0 |  | 0 | 0 | 0 | 0 | 0
|  |  | 330 | Fluorescent 4x35" | 0 | 0 | 2.0216 | 2.0216 | 0 | 0 | 0 | 0 |  | 0 | 0 | 0 | 0 | 0
|  |  | 350 | Fluorescent 4x96" | 0 | 0 | 34.368 | 34.368 | 0 | 0 | 0 | 0 |  | 0 | 0 | 0 | 0 | 0
[5 empty] | 88.9525 | 6.0649 | 36.3897 | 131.4071 | 76 | 5 | 0 | 81 |  | 76 | 5 | 0 | 81 | 81
0
117 |  |  | 117 | Fluorescent Crosswalk Cont. 4x72" | 1.0108 | 0 | 0 | 1.0108 | 1 | 0 | 0 | 1 |  | 1 | 0 | 0 | 1 | 1
118 |  |  | 118 | Fluorescent Crosswalk Cont. 2x24" | 17.184 | 0 | 0 | 17.184 | 17 | 0 | 0 | 17 |  | 17 | 0 | 0 | 17 | 17
119 |  |  | 119 | Fluorescent Crosswalk Cont. 4x48" | 20.2165 | 0 | 0 | 20.2165 | 20 | 0 | 0 | 20 |  | 20 | 0 | 0 | 20 | 20
120 |  |  | 120 | Fluorescent Crosswalk Cont. 2x96" | 29.3139 | 0 | 0 | 29.3139 | 29 | 0 | 0 | 29 |  | 29 | 0 | 0 | 29 | 29
150 |  |  | 150 | Fluorescent Crosswalk Cont. 4x96" | 20.2165 | 0 | 0 | 20.2165 | 21 | 0 | 0 | 21 |  | 21 | 0 | 0 | 21 | 21
[5 empty] | 87.9417 | 0 | 0 | 87.9417 | 88 | 0 | 0 | 88 |  | 88 | 0 | 0 | 88 | 88
0
|  | 310 | 310 | Fluorescent Crosswalk 2x24" | 0 | 0 | 2.0216 | 2.0216 | 0 | 0 | 2 | 2 |  | 0 | 0 | 2 | 2 | 2
|  | 311 | 311 | Fluorescent Crosswalk 4x48" | 0 | 0 | 3.0325 | 3.0325 | 0 | 0 | 3 | 3 |  | 0 | 0 | 3 | 3 | 3
|  | 312 | 312 | Fluorescent Crosswalk 2x72" | 0 | 0 | 0 | 0 | 0 | 0 | 0 | 0 |  | 0 | 0 | 0 | 0 | 0
|  | 313 | 313 | Fluorescent Crosswalk 4x72" | 0 | 0 | 1.0108 | 1.0108 | 0 | 0 | 1 | 1 |  | 0 | 0 | 1 | 1 | 1
|  | 314 | 314 | Fluorescent Crosswalk 1x96" | 0 | 0 | 22.2381 | 22.2381 | 0 | 0 | 22 | 22 |  | 0 | 0 | 22 | 22 | 22
|  | 315 | 315 | Fluorescent Crosswalk 1x72" | 0 | 0 | 1.0108 | 1.0108 | 0 | 0 | 1 | 1 |  | 0 | 0 | 1 | 1 | 1
[5 empty] | 0 | 0 | 29.3139 | 29.3139 | 0 | 0 | 29 | 29 |  | 0 | 0 | 29 | 29 | 29
0
121 | 221 | 321 | 121/221/321 | High Pressure Sodium 250 Watts | 1979.1938 | 112.2015 | 35.3788 | 2126.7742 | 1701 | 98 | 37 | 1836 |  | 1701 | 98 | 37 | 1836 | 1836
122 |  | 326 | 122/326 | High Pressure Sodium 400 Watts | 2041.8649 | 0 | 48.5196 | 2090.3845 | 1460 | 0 | 41 | 1501 |  | 1460 | 0 | 41 | 1501 | 1501
123 | 222 | 322 | 123/222/322 | High Pressure Sodium 70 Watts | 2184.3911 | 72.7793 | 762.1615 | 3019.332 | 1768 | 60 | 698 | 2526 |  | 1768 | 60 | 698 | 2526 | 2526
124 | 223 | 323 | 124/223/323 | High Pressure Sodium 100 Watts | 15976.0768 | 16.1732 | 329.5287 | 16321.7787 | 12037 | 11 | 288 | 12336 |  | 12037 | 11 | 288 | 12336 | 12336
125 | 224 | 324 | 125/224/324 | High Pressure Sodium 150 Watts | 2172.2613 | 91.985 | 173.8618 | 2438.108 | 1716 | 89 | 140 | 1945 |  | 1716 | 89 | 140 | 1945 | 1945
126 |  | 126 | 126 | HP Sodium 100 Watts - Cont. Oper. | 8.0866 | 0 | 0 | 8.0866 | 7 | 0 | 7 | 14 |  | 7 | 0 | 7 | 14 | 14
|  | 327 | 327 | High Pressure Sodium 500 Watts | 0 | 0 | 2.0216 | 2.0216 | 0 | 0 | 1 | 1 |  | 0 | 0 | 1 | 1 | 1
|  | 328 | 328 | High Pressure Sodium 1000 Watts | 0 | 0 | 4.0433 | 4.0433 | 0 | 0 | 0 | 0 |  | 0 | 0 | 0 | 0 | 0
|  | 329 | 329 | High Pressure Sodium 1500 Watts | 0 | 0 | 0 | 0 | 0 | 0 | 0 | 0 |  | 0 | 0 | 0 | 0 | 0
[5 empty] | 24361.8746 | 293.139 | 1355.5153 | 26010.5289 | 18689 | 258 | 1212 | 20159 |  | 18689 | 258 | 1212 | 20159 | 20159
0
130 | 0 |  | 130 | Low Pressure Sodium 135 Watts | 1.0108 | 0 | 0 | 1.0108 | 1 | 0 | 0 | 1 |  | 1 | 0 | 0 | 1 | 1
131 | 231 | 331 | 131/231/331 | Low Pressure Sodium 180 Watts | 31.3356 | 1.0108 | 1.0108 | 33.3572 | 29 | 1 | 0 | 30 |  | 29 | 1 | 0 | 30 | 30
132 |  |  | 132 | Low Pressure Sodium 90 Watts | 0 | 0 | 0 | 0 | 0 | 0 | 0 | 0 |  | 0 | 0 | 0 | 0 | 0
[5 empty] | 32.3464 | 1.0108 | 1.0108 | 34.368 | 30 | 1 | 0 | 31 |  | 30 | 1 | 0 | 31 | 31
0
140 |  | 342 | 140/342 | Metallic Arc 400 Watts | 877.3954 | 0 | 48.5196 | 925.915 | 639 | 0 | 50 | 689 |  | 639 | 0 | 50 | 689 | 689
141 |  | 341 | 141/341 | Metallic Arc 1000 Watts | 634.7976 | 0 | 14.1515 | 648.9492 | 401 | 0 | 14 | 415 |  | 401 | 0 | 14 | 415 | 415
142 |  | 343 | 142/343 | Metallic Arc 250 Watts | 85.9201 | 0 | 48.5196 | 134.4396 | 72 | 0 | 48 | 120 |  | 72 | 0 | 48 | 120 | 120
143 |  |  | 143 | Metallic Arc 150 Watts | 4.0433 | 0 | 0 | 4.0433 | 3 | 0 | 0 | 3 |  | 3 | 0 | 0 | 3 | 3
144 |  |  | 144 | Metallic Arc 100 Watts | 1.0108 | 0 | 0 | 1.0108 | 1 | 0 | 0 | 1 |  | 1 | 0 | 0 | 1 | 1
|  | 344 | 344 | Metallic Arc 175 Watts | 0 | 0 | 33.3572 | 33.3572 | 0 | 0 | 29 | 29 |  | 0 | 0 | 29 | 29 | 29
|  | 345 | 345 | Metallic Arc 150 Watts | 0 | 0 | 6.0649 | 6.0649 | 0 | 0 | 7 | 7 |  | 0 | 0 | 7 | 7 | 7
|  | 346 | 346 | Metallic Arc 100 Watts | 0 | 0 | 10.1082 | 10.1082 | 0 | 0 | 10 | 10 |  | 0 | 0 | 10 | 10 | 10
[5 empty] | 1603.1672 | 0 | 160.7211 | 1763.8883 | 1116 | 0 | 158 | 1274 |  | 1116 | 0 | 158 | 1274 | 1274
0
|  | 530 | 530 | <30WLED Traffic Light Non Cont | 0 | 0 | 6965.5897 | 6965.5897 | 0 | 0 | 7132 | 7132 |  | 0 | 0 | 7156.2419 | 7156.2419 | 7156.2419
|  | 531 | 531 | >30WLED Traffic Light Non Cont | 0 | 0 | 6401.5498 | 6401.5498 | 0 | 0 | 6796 | 6796 |  | 0 | 0 | 6819.0999 | 6819.0999 | 6819.0999
|  | 532 | 532 | LED 44 Watts | 0 | 0 | 1768.9424 | 1768.9424 | 0 | 0 | 1834 | 1834 |  | 0 | 0 | 1840.2338 | 1840.2338 | 1840.2338
|  | 533 | 533 | LED 66 Watts | 0 | 0 | 2.0216 | 2.0216 | 0 | 0 | 4 | 4 |  | 0 | 0 | 4.0136 | 4.0136 | 4.0136
|  | 534 | 534 | LED 88 Watts | 0 | 0 | 187.0025 | 187.0025 | 0 | 0 | 182 | 182 |  | 0 | 0 | 182.6186 | 182.6186 | 182.6186
|  | 535 | 535 | LED 92 Watts | 0 | 0 | 754.0749 | 754.0749 | 0 | 0 | 747 | 747 |  | 0 | 0 | 749.5391 | 749.5391
|  | 536 | 536 | LED 105 Watts | 0 | 0 | 952.1964 | 952.1964 | 0 | 0 | 944 | 944 |  | 0 | 0 | 947.2087 | 947.2087
|  | 537 | 537 | LED 173 Watts | 0 | 0 | 264.8359 | 264.8359 | 0 | 0 | 369 | 369 |  | 0 | 0 | 370.2542 | 370.2542 | 370.2542
|  | 538 | 538 | LED 44 Watts | 0 | 0 | 0 | 0 | 0 | 0 | 0 | 0 |  | 0 | 0 | 0 | 0 | 0
|  | 539 | 539 | LED 110 Watts | 0 | 0 | 3006.1912 | 3006.1912 | 0 | 0 | 2941 | 2941 |  | 0 | 0 | 2950.9966 | 2950.9966 | 2950.9966
|  | 540 | 540 | LED 65 Watts | 0 | 0 | 804.6161 | 804.6161 | 0 | 0 | 804 | 804 |  | 0 | 0 | 806.7328 | 806.7328 | 806.7328
|  | 541 | 541 | LED 55 Watts | 0 | 0 | 3083.0139 | 3083.0139 | 0 | 0 | 3300 | 3300 |  | 0 | 0 | 3311.2168 | 3311.2168 | 3311.2168
|  | 542 | 542 | LED 83 Watts | 0 | 0 | 866.2764 | 866.2764 | 0 | 0 | 850 | 850 |  | 0 | 0 | 852.8892 | 852.8892 | 852.8892
|  | 543 | 543 | LED 48 Watts | 0 | 0 | 4.0433 | 4.0433 | 0 | 0 | 6 | 6 |  | 0 | 0 | 6.0204 | 6.0204 | 6.0204
|  | 544 | 544 | LED 72 Watts | 0 | 0 | 1658.7625 | 1658.7625 | 0 | 0 | 1651 | 1651 |  | 0 | 0 | 1656.6118 | 1656.6118 | 1656.6118
|  | 546 | 546 | Lighting Emitting Diode 43 Watts | 0 | 0 | 1965.0423 | 1965.0423 | 0 | 0 | 1756 | 1756 |  | 0 | 0 | 1761.9687 | 1761.9687 | 1761.9687
|  | 547 | 547 | Lighting Emitting Diode 50 Watts | 0 | 0 | 95.0175 | 95.0175 | 0 | 0 | 109 | 109 |  | 0 | 0 | 109.3705 | 109.3705 | 109.3705
|  | 548 | 548 | Lighting Emitting Diode 53 Watts | 0 | 0 | 2.0216 | 2.0216 | 0 | 0 | 2 | 2 |  | 0 | 0 | 2.0068 | 2.0068 | 2.0068
|  | 549 | 549 | Lighting Emitting Diode 80 Watts | 0 | 0 | 7809.6279 | 7809.6279 | 0 | 0 | 8068 | 8068 |  | 0 | 0 | 8095.4234 | 8095.4234 | 8095.4234
|  | 550 | 550 | Lighting Emitting Diode 200 Watts | 0 | 0 | 242.5978 | 242.5978 | 0 | 0 | 241 | 241 |  | 0 | 0 | 241.8192 | 241.8192 | 241.8192
|  | 551 | 551 | Lighting Emitting Diode 60 Watts | 0 | 0 | 50.5412 | 50.5412 | 0 | 0 | 51 | 51 |  | 0 | 0 | 51.1734 | 51.1734 | 51.1734
|  | 552 | 552 | Lighting Emitting Diode 70 Watts | 0 | 0 | 1913.4903 | 1913.4903 | 0 | 0 | 1942 | 1942 |  | 0 | 0 | 1948.6009 | 1948.6009 | 1948.6009
|  | 553 | 553 | Lighting Emitting Diode 87 Watts | 0 | 0 | 2.0216 | 2.0216 | 0 | 0 | 2 | 2 |  | 0 | 0 | 2.0068 | 2.0068 | 2.0068
|  | 554 | 554 | Lighting Emitting Diode 173 Watts | 0 | 0 | 38.4113 | 38.4113 | 0 | 0 | 38 | 38 |  | 0 | 0 | 38.1292 | 38.1292 | 38.1292
|  | 555 | 555 | Lighting Emitting Diode 35 Watts | 0 | 0 | 7426.5256 | 7426.5256 | 0 | 0 | 7377 | 7377 |  | 0 | 0 | 7402.0747 | 7402.0747 | 7402.0747
|  | 556 | 556 | Lighting Emitting Diode 51 Watts | 0 | 0 | 381.0807 | 381.0807 | 0 | 0 | 377 | 377 |  | 0 | 0 | 378.2814 | 378.2814 | 378.2814
|  | 557 | 557 | Lighting Emitting Diode 172 Watts | 0 | 0 | 100.0716 | 100.0716 | 0 | 0 | 99 | 99 |  | 0 | 0 | 99.3365 | 99.3365 | 99.3365
|  | 558 | 558 | Lighting Emitting Diode 91 Watts | 0 | 0 | 13.1407 | 13.1407 | 0 | 0 | 17 | 17 |  | 0 | 0 | 17.0578 | 17.0578 | 17.0578
|  | 559 | 559 | Lighting Emitting Diode 42 Watts | 0 | 0 | 103.1041 | 103.1041 | 0 | 0 | 102 | 102 |  | 0 | 0 | 102.3467 | 102.3467 | 102.3467
|  | 560 | 560 | Lighting Emitting Diode 13 Watts | 0 | 0 | 12.1299 | 12.1299 | 0 | 0 | 12 | 12 |  | 0 | 0 | 12.0408 | 12.0408 | 12.0408
|  | 561 | 561 | Lighting Emitting Diode 8 Watts | 0 | 0 | 8.0866 | 8.0866 | 0 | 0 | 8 | 8 |  | 0 | 0 | 8.0272 | 8.0272 | 8.0272
|  | 562 | 562 | Lighting Emitting Diode 150 Watts | 0 | 0 | 89.9634 | 89.9634 | 0 | 0 | 92 | 92 |  | 0 | 0 | 92.3127 | 92.3127 | 92.3127
|  | 563 | 563 | Lighting Emitting Diode 60 Watts | 0 | 0 | 2427.9998 | 2427.9998 | 0 | 0 | 2402 | 2402 |  | 0 | 0 | 2410.1645 | 2410.1645 | 2410.1645
|  | 564 | 564 | Lighting Emitting Diode 28 Watts | 0 | 0 | 50.5412 | 50.5412 | 0 | 0 | 61 | 61 |  | 0 | 0 | 61.2073 | 61.2073 | 61.2073
|  | 565 | 565 | Lighting Emitting Diode 86 Watts | 0 | 0 | 344.6911 | 344.6911 | 0 | 0 | 348 | 348 |  | 0 | 0 | 349.1829 | 349.1829 | 349.1829
|  | 567 | 567 | Lighting Emitting Diode 100 Watts | 0 | 0 | 669.1656 | 669.1656 | 0 | 0 | 671 | 671 |  | 0 | 0 | 673.2808 | 673.2808 | 673.2808
|  | 569 | 569 | Lighting Emitting Diode 143 Watts | 0 | 0 | 11.1191 | 11.1191 | 0 | 0 | 13 | 13 |  | 0 | 0 | 13.0442 | 13.0442 | 13.0442
|  | 570 | 570 | Lighting Emitting Diode 200 Watts | 0 | 0 | 8.0866 | 8.0866 | 0 | 0 | 9 | 9 |  | 0 | 0 | 9.0306 | 9.0306 | 9.0306
|  | 572 | 572 | Lighting Emitting Diode 250 Watts | 0 | 0 | 118.2664 | 118.2664 | 0 | 0 | 130 | 130 |  | 0 | 0 | 130.4419 | 130.4419 | 130.4419
|  | 573 | 573 | Lighting Emitting Diode 52 Watts | 0 | 0 | 1430.3163 | 1430.3163 | 0 | 0 | 1422 | 1422 |  | 0 | 0 | 1426.8334 | 1426.8334 | 1426.8334
|  | 574 | 574 | Lighting Emitting Diode 140 Watts | 0 | 0 | 273.9334 | 273.9334 | 0 | 0 | 272 | 272 |  | 0 | 0 | 272.9245 | 272.9245 | 272.9245
|  | 575 | 575 | Lighting Emitting Diode 185 Watts | 0 | 0 | 284.0416 | 284.0416 | 0 | 0 | 280 | 280 |  | 0 | 0 | 280.9517 | 280.9517 | 280.9517
|  | 576 | 576 | Lighting Emitting Diode 95 Watts | 0 | 0 | 1.0108 | 1.0108 | 0 | 0 | 2 | 2 |  | 0 | 0 | 2.0068 | 2.0068 | 2.0068
|  | 578 | 578 | Lighting Emitting Diode 75 Watts | 0 | 0 | 533.7152 | 533.7152 | 0 | 0 | 522 | 522 |  | 0 | 0 | 523.7743 | 523.7743 | 523.7743
|  | 579 | 579 | Lighting Emitting Diode 138 Watts | 0 | 0 | 10.1082 | 10.1082 | 0 | 0 | 21 | 21 |  | 0 | 0 | 21.0714 | 21.0714 | 21.0714
|  | 582 | 582 | Lighting Emitting Diode 54 Watts | 0 | 0 | 10661.1631 | 10661.1631 | 0 | 0 | 10581 | 10581 |  | 0 | 0 | 10616.9652 | 10616.9652 | 10616.9652
|  | 583 | 583 | Lighting Emitting Diode 175 Watts | 0 | 0 | 14.1515 | 14.1515 | 0 | 0 | 381 | 381 |  | 0 | 0 | 382.295 | 382.295 | 382.295
|  | 584 | 584 | Lighting Emitting Diode 46 Watts | 0 | 0 | 2930.3794 | 2930.3794 | 0 | 0 | 2963 | 2963 |  | 0 | 0 | 2973.0714 | 2973.0714 | 2973.0714
|  | 585 | 585 | Lighting Emitting Diode 69 Watts | 0 | 0 | 1657.7517 | 1657.7517 | 0 | 0 | 1590 | 1590 |  | 0 | 0 | 1595.4045 | 1595.4045 | 1595.4045
|  | 586 | 586 | Lighting Emitting Diode 108 Watts | 0 | 0 | 1902.3712 | 1902.3712 | 0 | 0 | 1886 | 1886 |  | 0 | 0 | 1892.4106 | 1892.4106 | 1892.4106
|  | 587 | 587 | Lighting Emitting Diode 158 Watts | 0 | 0 | 1827.5702 | 1827.5702 | 0 | 0 | 1813 | 1813 |  | 0 | 0 | 1819.1625 | 1819.1625 | 1819.1625
|  | 589 | 589 | Lighting Emitting Diode 48 Watts | 0 | 0 | 1.0108 | 1.0108 | 0 | 0 | 1 | 1 |  | 0 | 0 | 1.0034 | 1.0034 | 1.0034
|  | 590 | 590 | Lighting Emitting Diode 90 Watts | 0 | 0 | 281.0091 | 281.0091 | 0 | 0 | 306 | 306 |  | 0 | 0 | 307.0401 | 307.0401 | 307.0401
|  | 591 | 591 | Lighting Emitting Diode 240 Watts | 0 | 0 | 2.0216 | 2.0216 | 0 | 0 | 2 | 2 |  | 0 | 0 | 2.0068 | 2.0068 | 2.0068
|  | 592 | 592 | Lighting Emitting Diode 135 Watts | 0 | 0 | 1230.1731 | 1230.1731 | 0 | 0 | 1242 | 1242 |  | 0 | 0 | 1246.2216 | 1246.2216 | 1246.2216
|  | 593 | 593 | Lighting Emitting Diode 30 Watts | 0 | 0 | 726.7826 | 726.7826 | 0 | 0 | 718 | 718 |  | 0 | 0 | 720.4405 | 720.4405 | 720.4405
|  | 594 | 594 | Lighting Emitting Diode 133 Watts | 0 | 0 | 225.4138 | 225.4138 | 0 | 0 | 230 | 230 |  | 0 | 0 | 230.7818 | 230.7818 | 230.7818
|  | 595 | 595 | Lighting Emitting Diode 55 Watts | 0 | 0 | 1.0108 | 1.0108 | 0 | 0 | 1 | 1 |  | 0 | 0 | 1.0034 | 1.0034 | 1.0034
|  | 596 | 596 | Lighting Emitting Diode 52 Watts | 0 | 0 | 3.0325 | 3.0325 | 0 | 0 | 3 | 3 |  | 0 | 0 | 3.0102 | 3.0102 | 3.0102
|  | 597 | 597 | Lighting Emitting Diode 41 Watts | 0 | 0 | 1043.1706 | 1043.1706 | 0 | 0 | 1050 | 1050 |  | 0 | 0 | 1053.569 | 1053.569 | 1053.569
|  | 598 | 598 | Lighting Emitting Diode 68 Watts | 0 | 0 | 471.0441 | 471.0441 | 0 | 0 | 469 | 469 |  | 0 | 0 | 470.5941 | 470.5941 | 470.5941
|  | 599 | 599 | Lighting Emitting Diode 117 Watts | 0 | 0 | 524.6178 | 524.6178 | 0 | 0 | 519 | 519 |  | 0 | 0 | 520.7641 | 520.7641 | 520.7641
|  |  |  | Total | 0 | 0 | 76637.66 | 76637.66 | 0 | 0 | 77761 | 77761 |  | 0 | 0 | 78025.3127 | 78025.3127 | 78025.3127
615 |  |  | 615 | Lighting Emitting Diode 44W | 3889 |  |  | 3889 | 3957 | 0 | 0 | 3957 |  | 3957 |  |  | 3957 | 3957
616 |  |  | 616 | Lighting Emitting Diode 55W | 30423 |  |  | 30423 | 29081 | 0 | 0 | 29081 |  | 29081 |  |  | 29081 | 29081
623 |  |  | 623 | Lighting Emitting Diode 28W | 36 |  |  | 36 | 36 | 0 | 0 | 36 |  | 36 |  |  | 36 | 36
624 |  |  | 624 | Lighting Emitting Diode 50W | 268 |  |  | 268 | 281 | 0 | 0 | 281 |  | 281 |  |  | 281 | 281
625 |  |  | 625 | Lighting Emitting Diode 72W | 6974 |  |  | 6974 | 6780 | 0 | 0 | 6780 |  | 6780 |  |  | 6780 | 6780
626 |  |  | 626 | Lighting Emitting Diode 100W | 280 |  |  | 280 | 285 | 0 | 0 | 285 |  | 285 |  |  | 285 | 285
627 |  |  | 627 | Lighting Emitting Diode 200W | 97 |  |  | 97 | 132 | 0 | 0 | 132 |  | 132 |  |  | 132 | 132
|  |  |  | Total | 41967 | 0 | 0 | 41967 | 40552 | 0 | 0 | 40552 |  | 40552 | 0 | 0 | 40552 | 40552
724 |  |  | 724 | Lighting Emitting Diode 55 Watts | 2765.6151 | 0 | 0 | 2765.6151 | 9324 | 0 | 0 | 9324 |  | 9355.6926 | 0 | 0 | 9355.6926 | 9355.6926
740 |  |  | 740 | Lighting Emitting Diode 190 Watts | 287.0741 | 0 | 0 | 287.0741 | 994 | 0 | 0 | 994 |  | 997.3786 | 0 | 0 | 997.3786 | 997.3786
741 |  |  | 741 | Lighting Emitting Diode 261 Watts | 384.1132 | 0 | 0 | 384.1132 | 944 | 0 | 0 | 944 |  | 947.2087 | 0 | 0 | 947.2087 | 947.2087
742 |  |  | 742 | Lighting Emitting Diode 124 Watts | 176.8942 | 0 | 0 | 176.8942 | 845 | 0 | 0 | 845 |  | 847.8722 | 0 | 0 | 847.8722 | 847.8722
743 |  |  | 743 | Lighting Emitting Diode 84 Watts | 325.4854 | 0 | 0 | 325.4854 | 1295 | 0 | 0 | 1295 |  | 1299.4018 | 0 | 0 | 1299.4018 | 1299.4018
[5 empty] | 3939.182 | 0 | 0 | 3939.182 | 13402 | 0 | 0 | 13402 |  | 13447.5539 | 0 | 0 | 13447.5539 | 13447.5539
|  |  |  | Total | 75042.1794 | 337.6153 | 78312.5957 | 153692.3904 | 76432 | 304 | 79216 | 155952 |  | 76477.5539 | 304 | 79480.3127 | 156261.8666 | 156261.8666
[9 empty] | 76432 | 304 | 79216 | 155952
Check | [8 empty] | 0 | 0 | 0 | 0
NON-LED
|  |  |  | Full Charge | 29135.9974 |  |  |  | 22478 |  |  |  | 8000 | 22478 | 0
|  |  |  | Energy & Maint | 337.6153 |  |  |  | 304 |  |  |  |  | 304 | 0
|  |  |  | Energy Only | 1674.9357 |  |  |  | 1455 |  |  |  |  | 1455 | 0
[5 empty] | 31148.5484 |  |  |  | 24237 |  |  |  |  | 24237 | 0
LED
|  |  |  | Full Charge | 45906.182 |  |  |  | 53954 |  |  |  |  | 53999.5539 | 45.5539
|  |  |  | Energy & Maint | 0 |  |  |  | 0
|  |  |  | Energy Only | 76637.66 |  |  |  | 77761 |  |  |  |  | 78025.3127 | 264.3127
[5 empty] | 122543.842 |  |  |  | 131715 |  |  |  |  | 132024.8666 | 309.8666
|  |  |  | Total | 153692.3904 |  |  |  | 155952 |  |  |  |  | 156261.8666 | 309.8666
|  |  |  | Full Charge | 75042.1794 |  |  |  | 76432
|  |  |  | Energy & Maint | 337.6153 |  |  |  | 304
|  |  |  | Energy Only | 78312.5957 |  |  |  | 79216
[5 empty] | 153692.3904 |  |  |  | 155952

## Schedule 2
SCHEDULE 2
STREET / CROSSWALK LIGHTING STUDY
CALCULATION OF MAINTENANCE COSTS BY FIXTURE TYPE
[6 empty] | Eligible |  | Eligible For Maint..
ALL
(A) | (B) | (C) | (D) | (E) | (F) | (F) | (G) | (G) | (G)
# of Full Chg
|  | Service | Maintenance | & Eng.+Maint. | Weighting | Weighting | Cost | Cost | Cost
Code | Lamp Type | Life (Years) | Weighting Factors | Fixtures | Total | Total | Per Year | Per Year | Per Month
A | Mercury Vapour | 6 | 1 | 1622 | 1622 | 1622 | 14.7877 | 14.7877 | 1.2323 | 0.16667
B | Mercury Vapour - 125W | 4.5 | 1.3333 | 933 | 1244 | 1244 | 19.7169 | 19.7169 | 1.6431 | 0.22222
C | Fluorescent | 3 | 2 | 22 | 44 | 44 | 29.5753 | 29.5753 | 2.4646 | 0.33333
D | High Pressure Sodium (Note1) | 6 | 1 | 20159 | 20159 | 20159 | 14.7877 | 14.7877 | 1.2323 | 0.16667
E | Metallic Arc 100W, 150W & 250W | 2.5 | 2.4 | 124 | 297.6 | 297.6 | 35.4904 | 35.4904 | 2.9575 | 0.4
F | Metallic Arc 400W | 3.75 | 1.6 | 689 | 1102.4 | 1102.4 | 23.6603 | 23.6603 | 1.9717 | 0.26667
G | Metallic Arc 1000W | 2.5 | 2.4 | 415 | 996 | 996 | 35.4904 | 35.4904 | 2.9575 | 0.4
H | Low Pressure Sodium | 2 | 3 | 3 | 9 | 9 | 44.363 | 44.363 | 3.6969 | 0.5
I | LED Streetlight | 10 | 0.6 | 40552 | 24331.2 | 24331.2 | 8.8726 | 8.8726 | 0.73938 | 0.1
J | Flood Light Lighting Emitting Diode 55 Watts | 20 | 0.3 | 9355.6926 | 2806.7078 | 2806.7078 | 4.4363 | 4.4363 | 0.36969 | 0.05
K | Flood Light Lighting Emitting Diode 190 Watts | 10 | 0.6 | 997.3786 | 598.4272 | 598.4272 | 8.8726 | 8.8726 | 0.73938 | 0.1
L | Flood Light Lighting Emitting Diode 261 Watts | 10 | 0.6 | 947.2087 | 568.3252 | 568.3252 | 8.8726 | 8.8726 | 0.73938 | 0.1
M | Flood Light Lighting Emitting Diode 124 Watts | 10 | 0.6 | 847.8722 | 508.7233 | 508.7233 | 8.8726 | 8.8726 | 0.73938 | 0.1
N | Flood Light Lighting Emitting Diode 84 Watts | 10 | 0.6 | 1299.4018 | 779.6411 | 779.6411 | 8.8726 | 8.8726 | 0.73938 | 0.1
0.21468
Total |  |  |  | 77966.5539 | 55067.0246 | 55067.0246
Street Lighting Maint. Expenses
| (from COSS, Exhibit 6A), Cell M 20 |  | 814313.2106 | 814313.2106
Annual Cost of High Pressure Sodium
($814,313.21 / 55067.0245600835 weighted fixtures) |  |  | 14.7877 | 14.7877
Note 1: | Maintenance weighting factors relative to High Pressure Sodium fixture, index = 1.0
Factor is: HPS service life / various fixture service lives
Note 2: | Maintenance Charges are applicable to LED customers for the non-LED lights are being replaced when they fail
|  | Rate Stabilization | 0%

## Schedule 3
SCHEDULE 3
STREET / CROSSWALK LIGHTING STUDY
CAPITAL COST-NON LED | [9 empty] | CAPITAL COST- LED
Gross Plant Value (including installation costs) less Retirements of | [7 empty] | Total | Total | Gross Plant Value (including installation costs) less Retirements of
Non-LED Street Lighting Equipment, Average | [7 empty] | 22480307.1309 | 22480307.1309 | LED Street Lighting and Area Light Equipment, Average | [6 empty] | 42208467.6634
[13 empty] | # | # | Avg # of
|  | Unit Cost | Unit Cost | Unit Cost | #of Fixtures | #of Fixtures | Avg # of Fixtures |  |  |  |  | Unit Cost | of Fixtures | of Fixtures | Fixtures
Description | Mar/1977 | 2022 GRA | 2024 | Inflation to Date | Beg. Of Year | End. of Year | Average Year | Material value |  |  |  | 2025 | Beginning g of Year | Ending of Year | End of Year
Incandescent < 300 Watts | 51.36 | 77.5536 | 51.36 | 84.5334 | 13 | 13 | 13 | 1098.9345
Incandescent > 300 Watts | 63.62 | 96.0662 | 63.62 | 104.7122 | 1 | 1 | 1 | 104.7122 |  | 615 | Lighting Emitting Diode 44W | 434.58 | 3957 | 3957 | 3957 | 1719633.06
Mercury Vapour 100 Watts | 76.55 | 229.5473 | 122.41 | 250.2066 | 82 | 82 | 82 | 20516.9377 |  | 616 | Lighting Emitting Diode 55W | 528.22 | 29081 | 29081 | 29081 | 15361165.82
Mercury Vapour 125 Watts | 77.16 | 204.7819 | 102.95 | 223.2123 | 931 | 931 | 931 | 207810.6243 |  | 623 | Lighting Emitting Diode 28W | 458.88 | 36 | 36 | 36 | 16519.68
Mercury Vapour 175 Watts | 85.3 | 201.2716 | 102.95 | 219.386 | 895 | 895 | 895 | 196350.5094 |  | 624 | Lighting Emitting Diode 50W | 452.57 | 281 | 281 | 281 | 127172.17
Mercury Vapour 250 Watts | 87.24 | 291.3753 | 189.8 | 317.5991 | 182 | 182 | 182 | 57803.032 |  | 625 | Lighting Emitting Diode 72W | 532.97 | 6780 | 6780 | 6780 | 3613536.6
Mercury Vapour 400 Watts | 107.82 | 301.45 | 198.75 | 328.5805 | 293 | 293 | 293 | 96274.0865 |  | 626 | Lighting Emitting Diode 100W | 528.22 | 285 | 285 | 285 | 150542.7
Mercury Vapour 700 Watts | 485.12 | 449.7813 | 318.97 | 490.2616 | 2 | 2 | 2 | 980.5232 |  | 627 | Lighting Emitting Diode 200W | 775.43 | 132 | 132 | 132 | 102356.76
Mercury Vapour 1000 Watts | 492.29 | 579.2528 | 439.19 | 631.3856 | 79 | 79 | 79 | 49879.4586 |  | 724 | Lighting Emitting Diode 55 Watts | 318.39 | 9324 | 9355.6926 | 9339.8463 | 2973713.6696
Mercury Vapour 250 Watt Cont. Oper. | 87.24 | 291.3753 | 189.8 | 317.5991 | 1 | 1 | 1 | 317.5991 |  | 740 | Lighting Emitting Diode 190 Watts | 1020.39 | 994 | 997.3786 | 995.6893 | 1015991.4276
Fluorescent 2x24" 70 Watts | 106.44 | 160.7244 | 106.44 | 175.1896 | 22 | 22 | 22 | 3854.1711 |  | 741 | Lighting Emitting Diode 261 Watts | 1174.39 | 944 | 947.2087 | 945.6043 | 1110508.2883
Fluorescent 2x48" 220 Watts | 131.91 | 199.1841 | 131.91 | 217.1107 | 51 | 51 | 51 | 11072.6441 |  | 742 | Lighting Emitting Diode 124 Watts | 766.39 | 845 | 847.8722 | 846.4361 | 648700.158
Fluorescent 2x72" 300 Watts | 178.72 | 269.8672 | 178.72 | 294.1552 | 3 | 3 | 3 | 882.4657 |  | 743 | Lighting Emitting Diode 84 Watts | 706.39 | 1295 | 1299.4018 | 1297.2009 | 916329.728
Fluorescent 4x72" 600 Watts | 293.72 | 443.5172 | 293.72 | 483.4337 | 0 | 0 | 0 | 0
Fluorescent 1x96" 110 Watts | 160 | 241.6 | 160 | 263.344 | 0 | 0 | 0 | 0
Fluorescent 1x72" 150 Watts | 121.22 | 183.0422 | 121.22 | 199.516 | 0 | 0 | 0 | 0
Fluorescent 4x48" 440 Watts | 188.91 | 285.2541 | 188.91 | 310.927 | 0 | 0 | 0 | 0
High Pressure Sodium 70 Watts | N/A | 207.5098 | 0 | 226.1857 | 1768 | 1768 | 1768 | 399896.2858
High Pressure Sodium 100 Watts | N/A | 210.646 | 0 | 229.6041 | 12044 | 12044 | 12044 | 2765352.2622
High Pressure Sodium 150 Watts | N/A | 232.6647 | 0 | 253.6045 | 1716 | 1716 | 1716 | 435185.3615
High Pressure Sodium 250 Watts | 156.49 | 231.6748 | 0 | 252.5255 | 1701 | 1701 | 1701 | 429545.9299
High Pressure Sodium 400 Watts | 173.73 | 246.2127 | 0 | 268.3718 | 1460 | 1460 | 1460 | 391822.8908
High Pressure Sodium 1000 Watts | N/A | 615.5317 | 0 | 670.9296 | 0 | 0 | 0 | 0
Low Pressure Sodium 90 Watts | N/A | 554.5303 | 0 | 604.438 | 0 | 0 | 0 | 0
Low Pressure Sodium 135 Watts | 371.69 | 554.5303 | 0 | 604.438 | 1 | 1 | 1 | 604.438
Low Pressure Sodium 180 Watts | 226.1 | 880.1387 | 0 | 959.3512 | 29 | 29 | 29 | 27821.1843
Metallic Additive 250 Watts | N/A | 298.3271 | 0 | 325.1765 | 75 | 75 | 75 | 24388.2404
Metallic Additive 400 Watts | 358.84 | 305.7586 | 0 | 333.2769 | 639 | 639 | 639 | 212963.9225
Metallic Additive 1000 Watts | 560.49 | 526.1561 | 0 | 573.5101 | 401 | 401 | 401 | 229977.5697
Metallic Additive 100 Watts | N/A | N/A |  |  | 1 | 1 | 1 | 0
[5 empty] | 22390 | 22390 | 22390 | 5564503.7835 | 5564503.7835 | [5 empty] | 53976.777 |  | 27756170.0616
[8 empty] | 16915803.3474 | [8 empty] | 14452297.6017
Labour Cost ( Gross Plant less Cost of Materials
Labour Cost | [7 empty] | 755.5071 | [8 empty] | 267.7503
[5 empty] | Labor related to Retirement |  |  | 755.5071
Inflation rate from 2014 to 2024 (1)
|  | 2014 |  | 2014 to 2024 |  | 2024
Escalation Factor (Incandescent) |  | 151% |  | 109% |  | 160% |  | 29.28%
Escalation Factor (Fluorescent) |  | 151% |  | 109% |  | 160% |  |  |  |  | Note
600 series are Streetlight and Roadway lights offered to Municipal customers.
Note: 2026 costs are based on stores material inventory cost as of 2024 with the exception | [10 empty] | 700 series are the Floood and Area lights offered to mass market customers.
Those without cost is escalated by 2024 escalator ( Inflation rate from 2014 to 2024)
Sample Material Cost - 100 Watt High Intensity (Pressure) Sodium :
Inventory Prices as of March 2011
Fixture, Ballast & Photocell |  | 201.73
Bracket Assembly (Davit) |  | 70.74
Wire |  | 0
Miscellaneous Hardware |  | 0
Lamp Replacement |  | 14.78
TOTAL |  | 287.25
-1 |  | Consumer Price Index, annual average, not seasonally adjusted (statcan.gc.ca)
NWT Bureau of Statistics - CPI - Historical Inflation Rate

## Schedule 4
SCHEDULE 4
STREET / CROSSWALK LIGHTING STUDY
Capital Cost Rate Component Calculation
Revenue Correction factor
| Non Led | LED | [12 empty] | Non LED | LED
Depreciation Rate | 5.33% | 5.33% | [9 empty] | Simulated at current meth. |  |  | 3634941.7384 | 6824876.5433
# of Years | 18.7617 | 18.7617 | [9 empty] | Total cost per COSS (and adjusted for energy) |  |  | 1664256.8522 | 5181977.2956
Tax Adjusted Weighted Average Cost of Capital | 8.662% | 8.662% | [9 empty] | Revenue Correction Factor |  |  | 0.45785 | 0.75928
Pre-tax WACC | 5.742% | 5.742%
Tax-related Gross-up Depreciation factor | 29% | 29%
Salvage Rate (% of Depreciation) | 0% | 0%
Salvage Rate incl in Depr. Rate | 0% | 0%
# of Years | N/A | N/A
|  |  |  | Before Correction Factor |  |  |  | Correction Factor | Aligned with COSS results |  | 2026 Forecast
[9 empty] | Total | [6 empty] | Total
| Material Cost |  |  | Depreciation | Cost of | CCA | Total |  | Annual | Monthly | # of fixtures | Depreciation expense | cost of capital | CCA | Revenue | Annual scaled
| 2026 | Labour Cost Scen 2 | Total | Expense | Capital | Benefit | Cost |  | Cost | Cost
Incandescent < 300 Watts | 84.5334 | 755.5071 | 840.0405 | 63.0622 | 72.7677 | 0 | 135.8299 | 45.78% | 62.1897 | 5.1825 | 13 | 819.8085 | 945.9804 | 0 | 1765.7889 | 808.4659
Incandescent > 300 Watts | 104.7122 | 755.5071 | 860.2192 | 64.577 | 74.5157 | 0 | 139.0927 | 45.78% | 63.6835 | 5.307 | 1 | 64.577 | 74.5157 | 0 | 139.0927 | 63.6835
Mercury Vapour 100 Watts | 250.2066 | 755.5071 | 1005.7136 | 75.4993 | 87.119 | 0 | 162.6183 | 45.78% | 74.4548 | 6.2046 | 82 | 6190.9465 | 7143.7582 | 0 | 13334.7047 | 6105.2901
Mercury Vapour 125 Watts | 223.2123 | 755.5071 | 978.7193 | 73.4729 | 84.7806 | 0 | 158.2535 | 45.78% | 72.4563 | 6.038 | 931 | 68403.2463 | 78930.7832 | 0 | 147334.0295 | 67456.8358
Mercury Vapour 175 Watts | 219.386 | 755.5071 | 974.8931 | 73.1856 | 84.4492 | 0 | 157.6348 | 45.78% | 72.1731 | 6.0144 | 895 | 65501.1462 | 75582.0381 | 0 | 141083.1842 | 64594.8884
Mercury Vapour 250 Watts | 317.5991 | 755.5071 | 1073.1061 | 80.5585 | 92.9568 | 0 | 173.5153 | 45.78% | 79.4439 | 6.6203 | 182 | 14661.6528 | 16918.1406 | 0 | 31579.7935 | 14458.7978
Mercury Vapour 400 Watts | 328.5805 | 755.5071 | 1084.0876 | 81.3829 | 93.9081 | 0 | 175.291 | 45.78% | 80.2569 | 6.6881 | 293 | 23845.1932 | 27515.0652 | 0 | 51360.2584 | 23515.277
Mercury Vapour 700 Watts | 490.2616 | 755.5071 | 1245.7687 | 93.5204 | 107.9135 | 0 | 201.4339 | 45.78% | 92.2265 | 7.6855 | 2 | 187.0408 | 215.8271 | 0 | 402.8679 | 184.4529
Mercury Vapour 1000 Watts | 631.3856 | 755.5071 | 1386.8926 | 104.1146 | 120.1383 | 0 | 224.2529 | 45.78% | 102.6741 | 8.5562 | 79 | 8225.0546 | 9490.9239 | 0 | 17715.9785 | 8111.2548
Mercury Vapour 250 Watt Cont. Oper. | 317.5991 | 755.5071 | 1073.1061 | 80.5585 | 92.9568 | 0 | 173.5153 | 45.78% | 79.4439 | 6.6203 | 1 | 80.5585 | 92.9568 | 0 | 173.5153 | 79.4439
Fluorescent 2x24" 70 Watts | 175.1896 | 755.5071 | 930.6967 | 69.8678 | 80.6207 | 0 | 150.4885 | 45.78% | 68.9011 | 5.7418 | 22 | 1537.0914 | 1773.656 | 0 | 3310.7475 | 1515.8246
Fluorescent 2x48" 220 Watts | 217.1107 | 755.5071 | 972.6177 | 73.0148 | 84.2521 | 0 | 157.2669 | 45.78% | 72.0046 | 6.0004 | 51 | 3723.7561 | 4296.8572 | 0 | 8020.6133 | 3672.2351
Fluorescent 2x72" 300 Watts | 294.1552 | 755.5071 | 1049.6623 | 78.7986 | 90.926 | 0 | 169.7246 | 45.78% | 77.7084 | 6.4757 | 3 | 236.3958 | 272.7781 | 0 | 509.1738 | 233.1251
Fluorescent 4x72" 600 Watts | 483.4337 | 755.5071 | 1238.9408 | 93.0078 | 107.3221 | 0 | 200.3299 | 45.78% | 91.721 | 7.6434 | 0 | 0 | 0 | 0 | 0 | 0
Fluorescent 1x96" 110 Watts | 263.344 | 755.5071 | 1018.8511 | 76.4856 | 88.257 | 0 | 164.7426 | 45.78% | 75.4273 | 6.2856 | 0 | 0 | 0 | 0 | 0 | 0
Fluorescent 1x72" 150 Watts | 199.516 | 755.5071 | 955.0231 | 71.694 | 82.728 | 0 | 154.422 | 45.78% | 70.702 | 5.8918 | 0 | 0 | 0 | 0 | 0 | 0
Fluorescent 4x48" 440 Watts | 310.927 | 755.5071 | 1066.434 | 80.0577 | 92.3789 | 0 | 172.4365 | 45.78% | 78.95 | 6.5792 | 0 | 0 | 0 | 0 | 0 | 0
High Pressure Sodium 70 Watts | 226.1857 | 755.5071 | 981.6928 | 73.6961 | 85.0382 | 0 | 158.7343 | 45.78% | 72.6764 | 6.0564 | 1768 | 130294.6869 | 150347.5674 | 0 | 280642.2542 | 128491.9617
High Pressure Sodium 100 Watts | 229.6041 | 755.5071 | 985.1112 | 73.9527 | 85.3343 | 0 | 159.2871 | 45.78% | 72.9295 | 6.0775 | 12044 | 890686.4988 | 1027766.7616 | 0 | 1918453.2604 | 878363.1799
High Pressure Sodium 150 Watts | 253.6045 | 755.5071 | 1009.1116 | 75.7544 | 87.4133 | 0 | 163.1678 | 45.78% | 74.7063 | 6.2255 | 1716 | 129994.6085 | 150001.3057 | 0 | 279995.9141 | 128196.0351
High Pressure Sodium 250 Watts | 252.5255 | 755.5071 | 1008.0326 | 75.6734 | 87.3199 | 0 | 162.9933 | 45.78% | 74.6264 | 6.2189 | 1701 | 128720.5104 | 148531.1188 | 0 | 277251.6292 | 126939.5652
High Pressure Sodium 400 Watts | 268.3718 | 755.5071 | 1023.8789 | 76.863 | 88.6926 | 0 | 165.5556 | 45.78% | 75.7996 | 6.3166 | 1460 | 112220.0133 | 129491.1282 | 0 | 241711.1415 | 110667.3648
High Pressure Sodium 1000 Watts | 670.9296 | 755.5071 | 1426.4367 | 107.0832 | 123.5637 | 0 | 230.6469 | 45.78% | 105.6016 | 8.8001 | 0 | 0 | 0 | 0 | 0 | 0
Low Pressure Sodium 90 Watts | 604.438 | 755.5071 | 1359.9451 | 102.0917 | 117.804 | 0 | 219.8956 | 45.78% | 100.6791 | 8.3899 | 0 | 0 | 0 | 0 | 0 | 0
Low Pressure Sodium 135 Watts | 604.438 | 755.5071 | 1359.9451 | 102.0917 | 117.804 | 0 | 219.8956 | 45.78% | 100.6791 | 8.3899 | 1 | 102.0917 | 117.804 | 0 | 219.8956 | 100.6791
Low Pressure Sodium 180 Watts | 959.3512 | 755.5071 | 1714.8583 | 128.7351 | 148.548 | 0 | 277.2831 | 45.78% | 126.954 | 10.5795 | 29 | 3733.3189 | 4307.8918 | 0 | 8041.2107 | 3681.6656
Metallic Arc 250 Watts | 325.1765 | 755.5071 | 1080.6836 | 81.1274 | 93.6132 | 0 | 174.7406 | 45.78% | 80.0049 | 6.6671 | 75 | 6084.5531 | 7020.9905 | 0 | 13105.5437 | 6000.3688
Metallic Arc 400 Watts | 333.2769 | 755.5071 | 1088.7839 | 81.7355 | 94.3149 | 0 | 176.0504 | 45.78% | 80.6046 | 6.717 | 639 | 52228.9659 | 60267.2155 | 0 | 112496.1814 | 51506.3388
Metallic Arc 1000 Watts | 573.5101 | 755.5071 | 1329.0172 | 99.7699 | 115.1249 | 0 | 214.8948 | 45.78% | 98.3895 | 8.1991 | 401 | 40007.7236 | 46165.0745 | 0 | 86172.7981 | 39454.1866
Metallic Additive 100 Watts | 0 | 755.5071 | 755.5071 | 56.7162 | 65.4451 | 0 | 122.1613 | 45.78% | 55.9315 | 4.661 | 1 | 56.7162 | 65.4451 | 0 | 122.1613 | 55.9315
Total NON-LED | [10 empty] | 22390 | 1687606.155 | 1947335.5834 |  | 3634941.7384 | 1664256.8522
|  |  |  | Before Correction Factor |  |  |  | Correction Factor | Aligned with COSS results |  | 2022 Forecast
LED Streetlight | [8 empty] | Total | [6 empty] | Total
Lighting Emitting Diode 44W | 434.58 | 267.7503 | 702.3303 | 52.7242 | 60.8387 | 0 | 113.5629 | 75.93% | 86.2258 | 7.1855 | 3957 | 208629.7841 | 240738.7536 | 0 | 449368.5377 | 341195.5579
Lighting Emitting Diode 55W | 528.22 | 267.7503 | 795.9703 | 59.7538 | 68.9502 | 0 | 128.704 | 75.93% | 97.7221 | 8.1435 | 29081 | 1737701.0104 | 2005140.2401 | 0 | 3742841.2506 | 2841856.2971
Lighting Emitting Diode 28W | 458.88 | 267.7503 | 726.6303 | 54.5484 | 62.9437 | 0 | 117.4921 | 75.93% | 89.2092 | 7.4341 | 36 | 1963.7439 | 2265.9721 | 0 | 4229.716 | 3211.5295
Lighting Emitting Diode 50W | 452.57 | 267.7503 | 720.3203 | 54.0747 | 62.3971 | 0 | 116.4718 | 75.93% | 88.4345 | 7.3695 | 281 | 15195.0043 | 17533.5771 | 0 | 32728.5814 | 24850.0855
Lighting Emitting Diode 72W | 532.97 | 267.7503 | 800.7203 | 60.1104 | 69.3616 | 0 | 129.4721 | 75.93% | 98.3053 | 8.1921 | 6780 | 407548.5824 | 470271.9614 | 0 | 877820.5438 | 666509.6575
Lighting Emitting Diode 100W | 528.22 | 267.7503 | 795.9703 | 59.7538 | 68.9502 | 0 | 128.704 | 75.93% | 97.7221 | 8.1435 | 285 | 17029.8404 | 19650.8018 | 0 | 36680.6422 | 27850.7976
Lighting Emitting Diode 200W | 775.43 | 267.7503 | 1043.1803 | 78.312 | 90.3645 | 0 | 168.6765 | 75.93% | 128.0723 | 10.6727 | 132 | 10337.182 | 11928.1162 | 0 | 22265.2983 | 16905.5468
| 530.1243 | 267.7503 | 797.8746 | 59.8968 | 69.1151 | 0 | 129.0119 | 75.93% | 97.9559 | 8.163
LED Area Lights
Lighting Emitting Diode 55 Watts | 318.39 | 267.7503 | 586.1403 | 44.0018 | 50.7739 | 0 | 94.7757 | 75.93% | 71.9611 | 5.9968 | 9339.8463 | 410970.0416 | 474219.9969 | 0 | 885190.0385 | 672105.1513
Lighting Emitting Diode 190 Watts | 1020.39 | 267.7503 | 1288.1403 | 96.7012 | 111.5839 | 0 | 208.2852 | 75.93% | 158.1463 | 13.1789 | 995.6893 | 96284.3879 | 111102.9455 | 0 | 207387.3334 | 157464.5997
Lighting Emitting Diode 261 Watts | 1174.39 | 267.7503 | 1442.1403 | 108.2621 | 124.9241 | 0 | 233.1861 | 75.93% | 177.0531 | 14.7544 | 945.6043 | 102373.0942 | 118128.7283 | 0 | 220501.8225 | 167422.1403
Lighting Emitting Diode 124 Watts | 766.39 | 267.7503 | 1034.1403 | 77.6333 | 89.5814 | 0 | 167.2148 | 75.93% | 126.9625 | 10.5802 | 846.4361 | 65711.6682 | 75824.9603 | 0 | 141536.6285 | 107465.6209
Lighting Emitting Diode 84 Watts | 706.39 | 267.7503 | 974.1403 | 73.1291 | 84.384 | 0 | 157.5131 | 75.93% | 119.5962 | 9.9664 | 1297.2009 | 94863.1626 | 109462.9879 | 0 | 204326.1505 | 155140.3115
| 797.19 | 267.7503 | 1064.9403 | 79.9455 | 92.2495 | 0 | 172.195 | 75.93% | 130.7438 | 10.8953
Total LED | [10 empty] | 53976.777 | 3168607.5021 | 3656269.0413 |  | 6824876.5433 | 5181977.2956

## Schedule 5
SCHEDULE 5
STREET / CROSSWALK LIGHTING STUDY
Tax-Adjusted Weighted Average Cost of Capital Rate by Components
For 2026 Street Light Rates
a) Weighted Average Cost of Capital - Pretax |  |  |  |  | Non-LED |  | LED
|  | Proportion | Cost | Extended
| ST Debt | 4.125% | 3.103% | 0.128% | 0.128% | 0.128% | 0.128%
| LT Debt | 55.87% | 3.605% | 2.014% | 2.014% | 2.014% | 2.014%
| Common Equity | 40% | 9% | 3.6% | 3.6% | 3.6% | 3.6%
|  | 100% |  | 5.742% | 5.742% | 5.742% | 5.742%
| WACC - pretax cost |  |  |  | 5.742% |  | 5.742%
b) Additional income tax for common equity
| Extended equity cost |  |  | 3.6% |  | 3.6%
| Effective tax rate (excluding surtax) |  |  | 29% |  | 29%
| Income tax |  |  | 1.47% |  | 1.47%
| WACC - equity tax cost |  |  |  | 1.47% |  | 1.47%
c) Large Corporations Tax
| Ave. Net Plant Value - Street Lighting |  |  | 10.4191 |  | 24.7045
| Ave. Net Plant Value - Assigned GP Plt. |  |  | 2.5202 |  | 5.9756
| Ave. Deferred Chgs & W/C |  |  | 3.4006 |  | 8.063
| Net Plant Value - Total Street Lighting |  |  | 16.3399 |  | 38.7431
d) Grants in Lieu of Property Tax
| Total 2026 Forecasted Expense |  |  | 50.4764 |  | 43.5423
| Street lights % of Total Electric Plant |  |  | 0.5451% |  | 1.292%
| Street lights Allocated Amount |  |  | 0.27513 |  | 0.56274
| Percentage of Net Plant Value |  |  | 1.684% |  | 1.452%
| WACC - Grants in Lieu of Property Tax |  |  |  | 1.68% |  | 1.45%
Total WACC - Interest / Carrying Cost |  |  |  |  | 8.892% |  | 8.662%

## Schedule 5A
SCHEDULE 5A
STREET / CROSSWALK LIGHTING STUDY
For 2026 Street Light Rates
|  | Non LED | LED | Total | COSS
Gross Plant Value (YA) |  | 22480.3071 | 42208.4677 | 64688.7748
Net Plant Value (YA) |  | 10419.0865 | 24704.5126 | 35123.599 | 35211.1038
Distr CWIP amount to Streetlight |  | -25.942 | -61.5107 |  | 87.4527
Net Plant Value (YA) |  | 10393.1445 | 24643.0019 | 35036.1464 | 35123.6511
INTEREST NET OF AFUDC |  | 256.8848 | 609.095 | 865.9797 | 874.4688
PREFERRED DIVIDENDS |  | 0 | 0 | 0 | 0
RETURN (PROFIT/LOSS) |  | 364.5663 | 864.4167 | 1228.983 | 1238.0183
CORPORATE TAXES |  | -16.0283 | -38.0044 | -54.0326 | -65.4305
GRANTS IN LIEU OF TAXES |  | 96.3736 | 228.5098 | 324.8834 | 328.6163
Subtotal Financing Expense |  | 701.7964 | 1664.0171 | 2365.8134
DEPRECIATION |  | 984.8405 | 3599.7633 | 4584.6038 | 4480.4207
Accretion and others |  | -22.3801 | -81.803 | -104.1831 | -104.1831
Total Depreciation Expense and Accretions |  | 962.4605 | 3517.9602 | 4480.4207 | 4480.4207 | 0
CCA |  | 0 | 0
TOTAL CAPITAL COST EXPENSE |  | 1664.2569 | 5181.9773 | 6846.2341
2025
2026
|  | 5000 Street Lights Dist Plant | 9000 LED Street Lights Dist Plant | Total
2025 | 2025 Gross Plan Value | 21710016.2909 | 40793598.8262 | 62503615.1171
| 2025 CWIP | -189567.2038 | 494553.9191 | 304986.7154
| 2025 Net Plant Value | 9929906.896 | 24912045.626 | 34841952.522
| 2025 Depreciation | 1114247.8775 | 2147525.0194 | 3261772.897
2026 | 2026 Gross Plan Value | 23250597.9709 | 43623336.5006 | 66873934.4715
| 2026 CWIP | -18740.8314 | 354704.371 | 335963.5397
| 2026 Net Plant Value | 10908266.0759 | 24496979.5017 | 35405245.5777
| 2026 Depreciation | 984840.5387 | 3599763.2897
| Average Gross Plan Value | 22480307.1309 | 42208467.6634
| Average CWIP | -104154.0176 | 424629.1451
| Average Net Plant Value | 10419086.486 | 24704512.5639
| 2026 Depreciation | 984840.5387 | 3599763.2897

## Schedule 6
SCHEDULE 6
STREET / CROSSWALK LIGHTING STUDY
AREA LIGHTING MATERIAL COST ANALYSIS
Light Type | Material | Fixture | Lamp | Photocell | Davit | Wire | Connectors | Fasteners
Street Lights | Cost
Incandescent < 300 Watts | 51.36 | 0 | 0 | 0 | 0 | 0 | 0 | 0
Incandescent > 300 Watts | 63.62 | 0 | 0 | 0 | 0 | 0 | 0 | 0
Mercury Vapour 100 Watts | 122.41 | 122.41 | 0 | 0 | 0 | 0 | 0 | 0
Mercury Vapour 125 Watts | 102.95 | 102.95 | 0 | 0 | 0 | 0 | 0 | 0
Mercury Vapour 175 Watts | 102.95 | 102.95 | 0 | 0 | 0 | 0 | 0 | 0
Mercury Vapour 250 Watts | 189.8 | 189.8 | 0 | 0 | 0 | 0 | 0 | 0
Mercury Vapour 400 Watts | 198.75 | 198.75 | 0 | 0 | 0 | 0 | 0 | 0
Mercury Vapour 700 Watts | 318.97 | 318.97 | 0 | 0 | 0 | 0 | 0 | 0
Mercury Vapour 1000 Watts | 439.19 | 439.19 | 0 | 0 | 0 | 0 | 0 | 0
Mercury Vapour 250 Watt Cont. Oper. | 189.8 | 189.8 | 0 | 0 | 0 | 0 | 0 | 0
Fluorescent 2x24" 70 Watts | 106.44 | 0 | 0 | 0 | 0 | 0 | 0 | 0
Fluorescent 2x48" 220 Watts | 131.91 | 0 | 0 | 0 | 0 | 0 | 0 | 0
Fluorescent 2x72" 300 Watts | 178.72 | 0 | 0 | 0 | 0 | 0 | 0 | 0
Fluorescent 4x72" 600 Watts | 293.72 | 0 | 0 | 0 | 0 | 0 | 0 | 0
Fluorescent 1x96" 110 Watts | 160 | 0 | 0 | 0 | 0 | 0 | 0 | 0
Fluorescent 1x72" 150 Watts | 121.22 | 0 | 0 | 0 | 0 | 0 | 0 | 0
Fluorescent 4x48" 440 Watts | 188.91 | 0 | 0 | 0 | 0 | 0 | 0 | 0
High Pressure Sodium 70W | 0 | 0 | 0 | 0 | 0 | 0 | 0 | 0
High Pressure Sodium 100W | 0 | 0 | 0 | 0 | 0 | 0 | 0 | 0
High Pressure Sodium 150W | 0 | 0 | 0 | 0 | 0 | 0 | 0 | 0
High Pressure Sodium 250 Watts | 0 | 0 | 0 | 0 | 0 | 0 | 0 | 0
High Pressure Sodium 400 Watts | 0 | 0 | 0 | 0 | 0 | 0 | 0 | 0
Low Pressure Sodium 90W | 0 | 0 | 0 | 0 | 0 | 0 | 0 | 0
Low Pressure Sodium 135 Watts | 0 | 0 | 0 | 0 | 0 | 0 | 0 | 0
Low Pressure Sodium 180 Watts | 0 | 0 | 0 | 0 | 0 | 0 | 0 | 0
Metallic Additive 250W | 0 | 0 | 0 | 0 | 0 | 0 | 0 | 0
Metallic Arc 400 Watts | 0 | 0 | 0 | 0 | 0 | 0 | 0 | 0
Metallic Arc 1000 Watts | 0 | 0 | 0 | 0 | 0 | 0 | 0 | 0
LED Yard Light 100 Watts | 318.39 | 190 | 0 | 23.39 | 105 | 0 | 0 | 0
Light Type | Material | Fixture | Lamp | Photocell | Davit | Wire | Connectors | Fasteners
Cost
Mercury Vapour 175 Watts | 0 | 0 | 0 | 0 | 0 | 0 | 0 | 0
Mercury Vapour 250 Watts | 0 | 0 | 0 | 0 | 0 | 0 | 0 | 0
Mercury Vapour 400 Watts | 0 | 0 | 0 | 0 | 0 | 0 | 0 | 0
Mercury Vapour 1000 Watts | 0 | 0 | 0 | 0 | 0 | 0 | 0 | 0
HIS 150W | 0 | 0 | 0 | 0 | 0 | 0 | 0 | 0
High Intensity Sodium 250 Watts | 0 | 0 | 0 | 0 | 0 | 0 | 0 | 0
High Intensity Sodium 400 Watts | 0 | 0 | 0 | 0 | 0 | 0 | 0 | 0
Metallic Additive 250W | 0 | 0 | 0 | 0 | 0 | 0 | 0 | 0
Metallic Arc 400 Watts | 0 | 0 | 0 | 0 | 0 | 0 | 0 | 0
Metallic Arc 1000 Watts | 0 | 0 | 0 | 0 | 0 | 0 | 0 | 0
Dusk-to-Dawn 70W HPS | 0 | 0 | 0 | 0 | 0 | 0 | 0 | 0
Dusk-to-Dawn 100W HPS | 0 | 0 | 0 | 0 | 0 | 0 | 0 | 0
LED Flood light 124 Watts | 1020.39 | 892 | 0 | 23.39 | 105 | 0 | 0 | 0
LED Flood Light 261Watts | 1174.39 | 1046 | 0 | 23.39 | 105 | 0 | 0 | 0
LED Flood Light 190 Watts | 766.39 | 638 | 0 | 23.39 | 105 | 0 | 0 | 0
LED Flood Light 84 Watts | 706.39 | 578 | 0 | 23.39 | 105 | 0 | 0 | 0
28W LED Street Light Satellite Fixture | 458.88 | 299.3 | 0 | 19.25 | 106.435 | 28.485 | 2.94 | 2.47
44W LED Street Light Satellite Fixture | 434.58 | 275 | 0 | 19.25 | 106.435 | 28.485 | 2.94 | 2.47
35W NXT Street Light Fixture, equivalent to 168205 | 288.58 | 129 | 0 | 19.25 | 106.435 | 28.485 | 2.94 | 2.47
50W LED Street Light Satellite Fixture | 452.57 | 292.99 | 0 | 19.25 | 106.435 | 28.485 | 2.94 | 2.47
41W NXT Street Light Fixture, equivalent to 169379 | 439.41 | 279.83 | 0 | 19.25 | 106.435 | 28.485 | 2.94 | 2.47
55W LED Street Light Satellite Fixture | 528.22 | 368.64 | 0 | 19.25 | 106.435 | 28.485 | 2.94 | 2.47
46W NXT Street Light Fixture, equivalent to 169380 | 439.41 | 279.83 | 0 | 19.25 | 106.435 | 28.485 | 2.94 | 2.47
100W LED Street Light Satellite Fixture | 528.22 | 368.64 | 0 | 19.25 | 106.435 | 28.485 | 2.94 | 2.47
80W NXT Street Light Fixture, equivalent to 169382 | 453.43 | 293.85 | 0 | 19.25 | 106.435 | 28.485 | 2.94 | 2.47
72W LED Street Light Satellite Fixture | 532.97 | 373.39 | 0 | 19.25 | 106.435 | 28.485 | 2.94 | 2.47
60W NXT Street Light Fixture, equivalent to 169206 | 453.43 | 293.85 | 0 | 19.25 | 106.435 | 28.485 | 2.94 | 2.47
200W LED Street Light Satellite Fixture | 775.43 | 615.85 | 0 | 19.25 | 106.435 | 28.485 | 2.94 | 2.47
135W NXT Fixture, equivalent to 168207 | 571.56 | 411.98 | 0 | 19.25 | 106.435 | 28.485 | 2.94 | 2.47

## Schedule 7
SCHEDULE 7
STREET / CROSSWALK LIGHTING STUDY
AREA LIGHTING MATERIAL COST ANALYSIS
ITEM | ITEM | DESCRIPTION | AVG COST 2021 | AVG COST 2024 | Location
0000386440 | 0000386440 | LAMP FLUORESCENT 40W 48 | 1.348 | #N/A
0000386450 | 0000386450 | LAMP FLUORESCENT 40W 48 | 2.39 | 2.39
0000386700 | 0000386700 | LAMP FLUORESCENT 75W 96 | 3.49 | #N/A
0000386710 | 0000386710 | LAMP FLUORESCENT 205W | 3.9463 | #N/A
0000387070 | 0000387070 | LAMP FLUORESCENT 35W 24 | 6.92 | 6.92
0000387190 | 0000387190 | LAMP FLUORESCENT 60W 48 | 12.12 | 12.12
0000387360 | 0000387360 | LAMP FLUORESCENT 85W 72 | 6.5429 | #N/A
0000388000 | 0000388000 | LAMP 100 WATT M.V. | 15.987 | #N/A
0000388180 | 0000388180 | LAMP 125 WATT M.V. | 15.19 | 15.19
0000388330 | 0000388330 | LAMP 175 WATT M.V. | 9.67 | 9.67
0000388500 | 0000388500 | LAMP 250 WATT M.V. | 18.83 | 18.83
0000388660 | 0000388660 | LAMP 400 WATT M.V. | 10.17 | 10.17
0000388770 | 0000388770 | LAMP 700 WATT M.V. | 37.096 | #N/A
0000388980 | 0000388980 | LAMP 1000 WATT MV | 67.5 | 67.5
0000388990 | 0000388990 | LAMP 70 WATT H.P.S. | 26.98 | 26.98
0000389000 | 0000389000 | LAMP 100 WATT H.P.S. | 14.78 | 14.78
0000389030 | 0000389030 | LAMP 135 WATT L.P.S. | 39.8 | 39.8
0000389040 | 0000389040 | LAMP 150 WATT HPS 100V | Unknown | #N/A
0000389060 | 0000389060 | LAMP 150 WATT H.P.S.55V | 13.77 | 13.77
0000389090 | 0000389090 | LAMP 180 WATT L.P.S. | 54.77 | 54.77
0000389250 | 0000389250 | LAMP 250 WATT H.P.S. | 14.79 | 14.79
0000389400 | 0000389400 | LAMP 400 WATT H.P.S. | 15.2 | 15.2
0000389450 | 0000389450 | LAMP 1000W HPS | 52.11 | 52.11
0000389700 | 0000389700 | LAMP HALIDE 250W | 15.79 | 16.18
0000389770 | 0000389770 | LAMP HALIDE 400W | 14.79 | 14.79
0000389810 | 0000389810 | LAMP HALIDE 1000W | 35.06 | 35.09
0000389900 | 0000389900 | LAMP STREET LITE SIGNAL | Unknown | #N/A
0002103270 | 0002103270 | CONDUIT FLEX BLK 1/2" | 4.32 | 4.81
0050091540 | 0050091540 | BOLT LAG 1/2"X 4" GALV | 0.73 | 1.24
0050103120 | 0050103120 | BOLT MACHINE 5/8" X 12" | 1.74 | 2.78
0054223510 | 0054223510 | CRIMPIT #2/0- #8 WR139 | 0.57 | 0.89
0057151000 | 0057151000 | BRACKET 10'L | 54.85 | 54.85
0057152040 | 0057152040 | BRACKET 1 1/4"X4' FIXED | 74.95 | 121.8
0057152220 | 0057152220 | BRACKET 4'X 2' 16" TEN | Unknown | #N/A
0057154060 | 0057154060 | BRACKET 1 1/4"X6' LOWER | 70.74 | 70.74
0057155060 | 0057155060 | BRACKET SWIVEL 1 1/4 X6 | Unknown | #N/A
0057155720 | 0057155720 | BRACKET TAPERED 6' X 2" | Unknown | #N/A
0057155723 | 0057155723 | BRACKET TAPERED 8' | Unknown | #N/A
0057155725 | 0057155725 | BRACKET TAPERED 2"X10' | 106.435 | #N/A
0057156020 | 0057156020 | BRACKET LOWER 2" X 6' | 65.42 | 65.42
0057156080 | 0057156080 | BRACKET FIXED 2" X 8' | Unknown | #N/A
0057157010 | 0057157010 | BRACKET TAPERED 12'L | 91.18 | 91.18
0057158140 | 0057158140 | PLATE POLE ST LITE 1 1/ | 9.4629 | #N/A
0057158220 | 0057158220 | PLATE POLE ST LIGHT 2" | Unknown | #N/A
0057350350 | 0057350350 | LUMINAIRE LPS 135W | 463.38 | #N/A
0057350720 | 0057350720 | LUM LPS 180W 120/240/347 V | 783.42 | 783.42 | R04B
0057350750 | 0057350750 | LUMINAIRE LPS 180W 240V | 493.3 | #N/A | XX
0057350800 | 0057350800 | LUMINAIRE LPS 180W 347V | 780.2 | 780.2 | XX
0057350830 | 0057350830 | LUMINAIRE HPS 70W POLY | Unknown | #N/A | XX
0057350835 | 0057350835 | LUM. 70W POLY C/W LAMP | 99.23 | 0 | XX
0057350836 | 0057350836 | LUM 70W POLY ALUM.ALLOY | 97.6968 | 0 | XX
0057350837 | 0057350837 | LUMINAIRE 70W HPS CWA ACRYLIC | 178.19 | 178.19 | C01A
0057350850 | 0057350850 | LUMINAIRE HPS 70W GLASS | Unknown | #N/A | XX
0057350855 | 0057350855 | LUM. 70W GLASS C/W LAMP | Unknown | #N/A | C03A
0057350856 | 0057350856 | LUM 70W GLASS AL. ALLOY | 99.3736 | #N/A | M12D
0057350857 | 0057350857 | LUM. 70W GLASS CWI BAL. | Unknown | #N/A | M08A
0057350860 | 0057350860 | LUM 100W HPS POLY | Unknown | #N/A | XX
0057350865 | 0057350865 | LUM. 100W POLY C/W LAMP | 201.73 | 201.73 | XX
0057350866 | 0057350866 | LUMINAIRE 100W ACRYLIC HPS CWA | 201.73 | 201.73 | C07A
0057350867 | 0057350867 | LUM 100W POLY AL. ALLOY | 98.3662 | #N/A | XX
0057350875 | 0057350875 | LUM. 100W GLASS C/WLAMP | 98.76 | 0 | XX
0057350877 | 0057350877 | LUM. 100W GLASS CWI BAL | 135.75 | #N/A | XX
0057350880 | 0057350880 | LUMINAIRE HPS 150W GLAS | 82.27 | #N/A | XX
0057350885 | 0057350885 | LUM. 150W GLASS C/WLAMP | 100.95 | 0 | XX
0057350886 | 0057350886 | LUMINAIRE 150W HPS CWI GLASS | 193.37 | 193.37 | M05A
0057350887 | 0057350887 | LUM. 150W HPS 240V GLAS | 150.88 | #N/A | C09A
0057350890 | 0057350890 | LUMINAIRE HPS 150W POLY | 79.237 | 0 | XX
0057350895 | 0057350895 | LUM. 150W POLY C/W LAMP | 102.95 | 0 | XX
0057351315 | 0057351315 | LUMINAIRE 250W HPS CWI GLASS | 196.86 | 196.86 | C07A
0057351400 | 0057351400 | LUMINAIRE 250W HPS CWI 347V | 160.68 | 160.68 | C05A
0057351710 | 0057351710 | LUMINAIRE HPS 400W GLAS | 109.5951 | 0 | XX
0057351715 | 0057351715 | LUMINAIRE 400W HPS CWI 120/240 | 214.71 | 214.71 | M12A
0057351720 | 0057351720 | LUMINAIRE HPS 400W 240V | 170.8 | 170.8 | XX
0057351730 | 0057351730 | LUMINAIRE HPS 400W 347V | 196 | #N/A | XX
0057351760 | 0057351760 | LUMINAIRE 400W 600V HPS CWI GL | 170.8 | 170.8 | M12A
0057353330 | 0057353330 | LUMINAIRE MTL-HLDE 400W | Unknown | #N/A | XX
0057353500 | 0057353500 | LUMINAIRE HALIDE 1000 W | Unknown | #N/A | XX
0057353550 | 0057353550 | LUMINAIRE HALIDE 1000 W | Unknown | #N/A | T01C
0057400920 | 0057400920 | AREA LIGHT MV 125 W | Unknown | #N/A | XX
0057401200 | 0057401200 | LUMINAIRES 70W H-P.S. | 107.7981 | 0 | D14B
0057401205 | 0057401205 | DUSK-T-DAWN 70W HPS CWA | 153.67 | 153.67 | D08B
0057402020 | 0057402020 | AREA LIGHT MV 175 W | Unknown | #N/A | XX
0057402100 | 0057402100 | LUMINAIRES 100W H.P.S. | 106.365 | 0 | XX
0057402105 | 0057402105 | DUSK-T-DAWN 100W HPS CWA | 233.12 | 233.12 | C15A
0057402150 | 0057402150 | FLOODLIGHT 150W HPS CWI | 227.44 | 227.44 | C17A
0057402240 | 0057402240 | FLOODLIGHT M.V. 175W | Unknown | #N/A
0057403330 | 0057403330 | FLOODLIGHT M V 250 W | Unknown | #N/A | XX
0057403500 | 0057403500 | FLOODLIGHT 250W HPS CWI | 233.94 | 233.94
0057404050 | 0057404050 | FLOODLIGHT M V 400 W | Unknown | #N/A | XX
0057404600 | 0057404600 | FLOODLIGHT 400W HPS CWI | 281.35 | 281.35 | C11A
0057408250 | 0057408250 | FLOODLIGHT MTL HAL.250W | 280.83 | 280.83 | D05B
0057408500 | 0057408500 | FLOODLIGHT 400W MTL-HAL CWI | 277.93 | 277.93 | D03A
0057409000 | 0057409000 | FLOODLIGHT 1000W MH CWI | 529 | 529
0057409380 | 0057409380 | FLOODLIGHT M V 1000 W | Unknown | #N/A | XX
0057600450 | 0057600450 | BRACKET & ADAPTORS | 10.85 | 10.85
0057601010 | 0057601010 | CAP SHORTING TWIST LOCK | 5.59 | 7.1
0057601200 | 0057601200 | CONTROL 120 V PHOTO | Unknown | #N/A
0057601400 | 0057601400 | CONTROL ELECT 120V PHOTOCELL | 8.8 | 8.8
0057602000 | 0057602000 | PHOTO CONTROL 120V HD | 23.48 | 24.07
0057602400 | 0057602400 | CONTROL 240V ELECT PHOTOCELL | 12 | 12
0057602960 | 0057602960 | GUARD WIRE FOR ST-LITE | Unknown | #N/A
0057603800 | 0057603800 | REFRACTOR GLASS | Unknown | #N/A
0057603900 | 0057603900 | REFRACTORS POLYCARBON # | Unknown | #N/A
0057604020 | 0057604020 | REFRACTOR POLY LU B2214 | Unknown | #N/A
0057604050 | 0057604050 | REFRACTOR POLY LU B2217 | Unknown | #N/A
0057604080 | 0057604080 | REFRACTOR POLYCARBON #9 | Unknown | #N/A
0057604170 | 0057604170 | REFRACTOR GLASS | 66.37 | #N/A
0057604200 | 0057604200 | REFRACTOR ACRYLIC VB15 | Unknown | #N/A
0057604210 | 0057604210 | REFRACTOR POLY LUM VB15 | 78.675 | #N/A
0057604220 | 0057604220 | REFRACTOR AREA LIGHT | 19.04 | 19.04
0057604240 | 0057604240 | REFRACTOR GLASS OV15 | 16.004 | 0
0057604250 | 0057604250 | REFRACTOR POLY LUM 0V15 | 24 | 0
0057604255 | 0057604255 | REFRACTOR STREETLIGHT OV | 24.04 | 24.04
0057604270 | 0057604270 | REFRACTOR GLASS OV25 | 25.885 | #N/A
0057604280 | 0057604280 | REFRACTOR POLY OV25 | 92.87 | #N/A
0057604300 | 0057604300 | REFRACTOR GLASS OV50 | Unknown | #N/A
0057605800 | 0057605800 | REDUCER LAMPHOLDER, | 6.25 | #N/A
0057606100 | 0057606100 | REFRACTOR 125 W M V | Unknown | #N/A
0057606500 | 0057606500 | REFRACTOR FOR SODIUM | Unknown | #N/A
0057606550 | 0057606550 | REFRACTOR FOR SODIUM | 88.615 | #N/A
0057606700 | 0057606700 | REFRACTOR 250 W M V | Unknown | #N/A
0057606950 | 0057606950 | REFRACTOR 400 W M V | 33.01 | 0
0057607300 | 0057607300 | RELAY 30 AMP 110 V MURC | 33.89 | #N/A
0057607330 | 0057607330 | RELAY 30 AMP 125 V | Unknown | #N/A
0057607400 | 0057607400 | RELAY 60 AMP 115 V | 259.55 | 259.55
0057607440 | 0057607440 | RELAY 60 AMP 250 V | Unknown | #N/A
0057608690 | 0057608690 | STARTERS HPS LUMINAIRES | 31.63 | #N/A
0057608700 | 0057608700 | STARTER FOR HPS 70-150W | 40.951 | #N/A
0057608703 | 0057608703 | STARTER FOR HPS 55V | Unknown | #N/A
0057608710 | 0057608710 | STARTER FOR SODIUM | Unknown | #N/A
0057608713 | 0057608713 | STARTER KIT HPS 55V 70/ | 31.75 | #N/A
0057608720 | 0057608720 | STARTER FOR HPS 150-400 | Unknown | #N/A
0057608722 | 0057608722 | STARTER FOR HPS 100V | 36.3533 | 0
0057608730 | 0057608730 | STARTER FOR SODIUM | 48.16 | 0
0065734220 | 0065734220 | CABLE CU ST-LITE 2C #12 | 1.1 | 1.1
168204 | 168204 | 28W LED Satellite Fixture | 299.3
168205 | 168205 | 44W LED Satellite Fixture | 275
195534 | 195534 | 35W NXT Fixture, equivalent to 168205 | 129
169379 | 169379 | 50W LED Satellite Fixture | 292.99
193535 | 193535 | 41W NXT Fixture, equivalent to 169379 | 279.83
169380 | 169380 | 55W LED Satellite Fixture | 368.64
193364 | 193364 | 46W NXT Fixture, equivalent to 169380 | 279.83
169382 | 169382 | 100W LED Satellite Fixture | 368.64
193365 | 193365 | 80W NXT Fixture, equivalent to 169382 | 293.85
168206 | 168206 | 72W LED Satellite Fixture | 373.39
193366 | 193366 | 60W NXT Fixture, equivalent to 169206 | 293.85
168207 | 168207 | 200W LED Satellite Fixture | 615.85
193367 | 193367 | 135W NXT Fixture, equivalent to 168207 | 411.98
160441 | 160441 | Long Life Photocell | 19.25
168605 | 168605 | #10 AWG Copper Ground Wire, Green | 0.635
138912 | 138912 | Servit Grounding Connector | 1.8

## Schedule 8
SCHEDULE 8
STREET / CROSSWALK LIGHTING STUDY
LAMP LIFE ANALYSIS
Assumptions: |  |  | Total annual photocell operating time is based on 4,000 hours per year or 333 hours per month.
All Average Rated Life Spans are as indicated in the IES Lighting Handbook, 1981 Edition
(IES = Illuminating Engineering Society)
Lamp Type | Statistical Earlier | Average | Average | Burning Hours | Service Life | Life Relative | Replacements Relative
| Failure | Life (Hrs) | Life (Hrs) | per Year | (Years) | to 100W HPS | to 100W HPS
Incandescent |  | 2500 | 2500 | 4000 | 0.625 | 0.10417 | 9.6
Fluorescent (48 in., T12, Recess Base) |  | 12000 | 12000 | 4000 | 3 | 0.5 | 2
Mercury Vapour |  | 24000 | 24000 | 4000 | 6 | 1 | 1
Mercury Vapour 125W *See Note |  | 18000 | 18000 | 4000 | 4.5 | 0.75 | 1.3333
Metal Halide 175W |  | 7500 | 7500 | 4000 | 1.875 | 0.3125 | 3.2
Metal Halide 250W |  | 10000 | 10000 | 4000 | 2.5 | 0.41667 | 2.4
Metal Halide 400W |  | 15000 | 15000 | 4000 | 3.75 | 0.625 | 1.6
Metal Halide 1000W |  | 10000 | 10000 | 4000 | 2.5 | 0.41667 | 2.4
High Pressure Sodium 70W |  | 24000 | 24000 | 4000 | 6 | 1 | 1
High Pressure Sodium 100W |  | 24000 | 24000 | 4000 | 6 | 1 | 1
Low Pressure Sodium |  | 8000 | 8000 | 4000 | 2 | 0.33333 | 3
LED Street Light adjusted for photo cell replacement | 0 | 40000 | 40000 | 4000 | 10 | 1.6667 | 0.6
LED Flood Light adjusted for photo cell replacement | 0 | 80000 | 80000 | 4000 | 20 | 3.3333 | 0.3
LED Yard Light adjusted for photo cell replacement | 0 | 40000 | 40000 | 4000 | 10 | 1.6667 | 0.6
* No Average life data was available for this lamp size in the references listed above. 75% of the quoted life for all Mercury Lamps was used.
This is gives a life that is consistent with previous rate calculations.

## Schedule 9
Nova Scotia Power Inc. |  |  | Schedule 9
SCHEDULE 9
This tab intentionally left blank.

## Schedule 10
SCHEDULE 10
SCHEDULE 10
STREET / CROSSWALK LIGHTING STUDY
|  |  |  | ANALYSIS & COMPARISON OF 2026 PROPOSED SMOOTHED RATES TO CURRENT RATES | [28 empty] | DETAIL BY COST COMPONENT AT PROPOSED RATES | [5 empty] | DETAIL BY COST COMPONENT AT CURRENT RATES |  |  |  |  | DETAIL OF STREET LIGHT ENERGY USAGE
|  |  |  | EFFECTIVE JANUARY 1, 2026 | [28 empty] | EFFECTIVE JANUARY 1, 2026 | [5 empty] | EFFECTIVE JANUARY 1, 2025 |  |  |  |  | EFFECTIVE JANUARY 1, 2026
[9 empty] | 2 |  | 3 | 4 | 5
|  | 2026 Proposed Unsmoothed | [6 empty] | 2025 | [6 empty] | % Change |  |  |  | BUNDLED |  |  | UNBUNDLED
[7 empty] | 2026 | [6 empty] | 2025 | [5 empty] | 2026 |  |  | 2026 |  |  | 2026 | 2014 | [5 empty] | Power | [5 empty] | Power
| Rate |  | Power & Energy |  |  |  | Distrib. | Bundled |  | Power & Energy |  |  |  | Distr. | Bundled | Percent |  |  |  | Proposed | Current |  | Proposed | Current | Revenue | GRA | GRA | Percent | Connected | Total | Continuous |  | & Energy | Maint. | Capital |  |  |  | & Energy | Maintenance | Capital |  |  |  |  | Total Monthly | Total Annual | Maintenance | Capital |  | Units
Description | Code | kW.h/Mo. | Distrib. | Bundled | Maint. | Capital | Rates |  | kW.h/Mo. | Distrib. | Bundled | Maint. | Capital |  | Rates | Power & Energy | Maint. | Capital | % Change | Revenue | Revenue | Variance | Revenue | Revenue | Variance | Units | Units | Change | Load (kW) | Load (kW) | Load (kW) | Annual kWhs used in Rev Calc | Revenue | Revenue | Revenue |  | Total |  | Revenue | Revenue | Revenue |  | Total | UNITS | Usage/Mo. | kWh Usage | kWh Usage | Rates Use | Rates Use | Maintenance & Capital | Capital | Maintenance only
Incandescent :
Incandescent < 300 Watts | 001 | 97 | 6.77 | 18.92 | 1.2323 | 5.1825 | 13.1848 | 25.3348 | 97 | 4.12 | 17.08 | 0.67423 | 3.9052 | 8.6994 | 21.6594 | 10.77% | 82.77% | 32.71% | 16.97% | 3952.2256 | 3378.8723 | 573.3533 | 2056.8256 | 1357.1123 | 699.7133 | 13 | 34 |  | 0.291 | 3.783 |  | 15132 | 2951.52 | 192.2398 | 808.4659 |  | 3952.2256 |  | 2664.48 | 105.1793 | 609.213 |  | 3378.8723 | 13 | 97 | 1261 | 15132 | 15132 | 15132 | 13 | 13 | 0
Incandescent > 300 Watts | 002 | 154 | 10.75 | 30.04 | 1.2323 | 5.307 | 17.2893 | 36.5793 | 154 | 6.54 | 27.12 | 0.67423 | 4.0372 | 11.2514 | 31.8314 | 10.77% | 82.77% | 31.45% | 14.92% | 438.9512 | 381.9766 | 56.9746 | 207.4712 | 135.0166 | 57 | 1 | 2 |  | 0.462 | 0.462 |  | 1848 | 360.48 | 14.7877 | 63.6835 |  | 438.9512 |  | 325.44 | 8.0907 | 48.4459 |  | 381.9766 | 1 | 154 | 154 | 1848 | 1848 | 1848 | 1 | 1 | 0
[22 empty] | 0 | [9 empty] | 0 | [15 empty] | 0 |  | 0 | 0 | 0
Incandescent < 300 Watts | 003 | 97 | 6.77 | 18.92 | 0 | 0 | 6.77 | 18.92 | 97 | 4.12 | 17.08 | 0.67423 | 5.8612 | 10.6554 | 23.6154 | 10.77% | -100% | -100% | -19.88% | 0 | 0 | 0 | 0 | 0 | 0 | 0 | 0 |  | 0.291 | 0 |  | 0 | 0 | 0 | 0 |  | 0 |  | 0 | 0 | 0 |  | 0 | 0 | 97 | 0 | 0 | 0 | 0 | 0 | 0 | 0
[20 empty] | 4391.1769 | 3760.8489 | 630.3279 | 2264.2969 | 1492.1289 | 756.7133 | 14 | 36 | -61.11% | [21 empty] | 0 | 0 | 0
Mercury Vapour : | [49 empty] | 0 | 0 | 0
[50 empty] | 0 | 0 | 0
Mercury Vapour 100 Watts | 100 | 43 | 3 | 8.39 | 1.2323 | 6.2046 | 10.4369 | 15.8269 | 43 | 1.83 | 7.57 | 0.67423 | 5.3288 | 7.8331 | 13.5731 | 10.83% | 82.77% | 16.43% | 16.61% | 15573.6393 | 13355.8927 | 2217.7466 | 10269.8793 | 7707.7327 | 2218 | 82 | 188.6397 |  | 0.129 | 10.578 |  | 42312 | 8255.76 | 1212.5893 | 6105.2901 |  | 15573.6393 |  | 7448.88 | 663.4387 | 5243.5741 |  | 13355.8927 | 82 | 43 | 3526 | 42312 | 42312 | 42312 | 82 | 82 | 0
Mercury Vapour 125 Watts | 101 | 52 | 3.63 | 10.14 | 1.6431 | 6.038 | 11.3111 | 17.8211 | 52 | 2.21 | 9.16 | 0.89897 | 5.1156 | 8.2246 | 15.1746 | 10.7% | 82.77% | 18.03% | 17.44% | 199097.3486 | 169530.3653 | 29566.9833 | 126367.6286 | 91884.9653 | 29567 | 931 | 7777.8172 |  | 0.156 | 145.236 |  | 580944 | 113284.08 | 18356.4327 | 67456.8358 |  | 199097.3486 |  | 102335.52 | 10043.275 | 57151.5703 |  | 169530.3653 | 931 | 52 | 48412 | 580944 | 580944 | 580944 | 931 | 931 | 0
Mercury Vapour 175 Watts | 102 | 69 | 4.82 | 13.46 | 1.2323 | 6.0144 | 12.0667 | 20.7067 | 69 | 2.93 | 12.15 | 0.67423 | 5.0854 | 8.6896 | 17.9096 | 10.78% | 82.77% | 18.27% | 15.62% | 222390.2567 | 192349.2196 | 30041.0371 | 129596.6567 | 93326.4196 | 30041 | 895 | 1859.341 |  | 0.207 | 185.265 |  | 741060 | 144560.4 | 13234.9683 | 64594.8884 |  | 222390.2567 |  | 130491 | 7241.1905 | 54617.0291 |  | 192349.2196 | 895 | 69 | 61755 | 741060 | 741060 | 741060 | 895 | 895 | 0
Mercury Vapour 250 Watts | 103 | 97 | 6.77 | 18.92 | 1.2323 | 6.6203 | 14.6226 | 26.7726 | 97 | 4.12 | 17.08 | 0.67423 | 5.8612 | 10.6554 | 23.6154 | 10.77% | 82.77% | 12.95% | 13.37% | 58471.4345 | 51576.022 | 6895.4125 | 31935.8345 | 23271.382 | 6895 | 182 | 716.2296 |  | 0.291 | 52.962 |  | 211848 | 41321.28 | 2691.3567 | 14458.7978 |  | 58471.4345 |  | 37302.72 | 1472.5102 | 12800.7917 |  | 51576.022 | 182 | 97 | 17654 | 211848 | 211848 | 211848 | 182 | 182 | 0
Mercury Vapour 400 Watts | 104 | 154 | 10.75 | 30.04 | 1.2323 | 6.6881 | 18.6704 | 37.9604 | 154 | 6.54 | 27.12 | 0.67423 | 5.9479 | 13.1621 | 33.7421 | 10.77% | 82.77% | 12.44% | 12.5% | 133468.7055 | 118637.3531 | 14831.3524 | 65645.0655 | 46278.0731 | 14831 | 293 | 695.9376 |  | 0.462 | 135.366 |  | 541464 | 105620.64 | 4332.7885 | 23515.277 |  | 133468.7055 |  | 95353.92 | 2370.5797 | 20912.8534 |  | 118637.3531 | 293 | 154 | 45122 | 541464 | 541464 | 541464 | 293 | 293 | 0
Mercury Vapour 700 Watts | 105 | 260 | 18.15 | 50.71 | 1.2323 | 7.6855 | 27.0678 | 59.6278 | 260 | 11.05 | 45.79 | 0.67423 | 7.225 | 18.9493 | 53.6893 | 10.74% | 82.77% | 6.374% | 11.06% | 1431.0683 | 1288.5421 | 142.5262 | 649.6283 | 454.7821 | 143 | 2 | 11 |  | 0.78 | 1.56 |  | 6240 | 1217.04 | 29.5753 | 184.4529 |  | 1431.0683 |  | 1098.96 | 16.1814 | 173.4007 |  | 1288.5421 | 2 | 260 | 520 | 6240 | 6240 | 6240 | 2 | 2 | 0
Mercury Vapour 1000 Watts | 106 | 363 | 25.33 | 70.8 | 1.2323 | 8.5562 | 35.1185 | 80.5885 | 363 | 15.43 | 63.93 | 0.67423 | 8.3398 | 24.444 | 72.944 | 10.75% | 82.77% | 2.595% | 10.48% | 76397.881 | 69150.9038 | 7246.9772 | 33292.321 | 23172.9038 | 7247 | 79 | 86 |  | 1.089 | 86.031 |  | 344124 | 67118.4 | 1168.2263 | 8111.2548 |  | 76397.881 |  | 60605.64 | 639.1665 | 7906.0973 |  | 69150.9038 | 79 | 363 | 28677 | 344124 | 344124 | 344124 | 79 | 79 | 0
Mercury Vapour 250 Watt Cont. Oper. | 107 | 212 | 6.76 | 33.02 | 2.4646 | 6.6203 | 15.8449 | 42.1049 | 212 | 4.11 | 29.81 | 1.3485 | 5.8612 | 11.3196 | 37.0196 | 10.77% | 82.77% | 12.95% | 13.74% | 505.2593 | 444.2355 | 61.0238 | 190.1393 | 135.8355 | 61 | 1 | 3 |  | 0.291 | 0.291 | 0.291 | 2544 | 396.24 | 29.5753 | 79.4439 |  | 505.2593 |  | 357.72 | 16.1814 | 70.334 |  | 444.2355 | 1 | 212 | 212 | 2544 | 2544 | 2544 | 1 | 1 | 0
[32 empty] | 0 | [11 empty] | 0 | [5 empty] | 0 | 0 | 0
Mercury Vapour 125 Watts | 201 | 52 | 3.63 | 10.14 | 1.6431 | 0 | 5.2731 | 11.7831 | 52 | 2.21 | 9.16 | 0.89897 | 0 | 3.109 | 10.059 | 10.7% | 82.77% | 0% | 17.14% | 141.3969 | 120.7076 | 20.6893 | 63.2769 | 37.3076 | 21 | 1 | 7 |  | 0.156 | 0.156 |  | 624 | 121.68 | 19.7169 | 0 |  | 141.3969 |  | 109.92 | 10.7876 | 0 |  | 120.7076 | 1 | 52 | 52 | 624 | 624 | 0 | 1 | 0 | 1
Mercury Vapour 175 Watts | 202 | 69 | 4.82 | 13.46 | 1.2323 | 0 | 6.0523 | 14.6923 | 69 | 2.93 | 12.15 | 0.67423 | 0 | 3.6042 | 12.8242 | 10.78% | 82.77% | 0% | 14.57% | 1763.0767 | 1538.9072 | 224.1696 | 726.2767 | 432.5072 | 224 | 10 | 21 |  | 0.207 | 2.07 |  | 8280 | 1615.2 | 147.8767 | 0 |  | 1763.0767 |  | 1458 | 80.9072 | 0 |  | 1538.9072 | 10 | 69 | 690 | 8280 | 8280 | 0 | 10 | 0 | 10
Mercury Vapour 250 Watts | 203 | 97 | 6.77 | 18.92 | 1.2323 | 0 | 8.0023 | 20.1523 | 97 | 4.12 | 17.08 | 0.67423 | 0 | 4.7942 | 17.7542 | 10.77% | 82.77% | 0% | 13.51% | 1692.7937 | 1491.355 | 201.4387 | 672.1937 | 402.715 | 201 | 7 | 35 |  | 0.291 | 2.037 |  | 8148 | 1589.28 | 103.5137 | 0 |  | 1692.7937 |  | 1434.72 | 56.635 | 0 |  | 1491.355 | 7 | 97 | 679 | 8148 | 8148 | 0 | 7 | 0 | 7
Mercury Vapour 400 Watts | 204 | 154 | 10.75 | 30.04 | 1.2323 | 0 | 11.9823 | 31.2723 | 154 | 6.54 | 27.12 | 0.67423 | 0 | 7.2142 | 27.7942 | 10.77% | 82.77% | 0% | 12.51% | 3002.1414 | 2668.2457 | 333.8957 | 1150.3014 | 692.5657 | 334 | 8 | 9 |  | 0.462 | 3.696 |  | 14784 | 2883.84 | 118.3014 | 0 |  | 3002.1414 |  | 2603.52 | 64.7257 | 0 |  | 2668.2457 | 8 | 154 | 1232 | 14784 | 14784 | 0 | 8 | 0 | 8
Mercury Vapour 700 Watts | 205 | 260 | 18.15 | 50.71 | 1.2323 | 0 | 19.3823 | 51.9423 | 260 | 11.05 | 45.79 | 0.67423 | 0 | 11.7242 | 46.4642 | 10.74% | 82.77% | 0% | 11.79% | 0 | 0 | 0 | 0 | 0 | 0 | 0 | 0 |  | 0.78 | 0 |  | 0 | 0 | 0 | 0 |  | 0 |  | 0 | 0 | 0 |  | 0 | 0 | 260 | 0 | 0 | 0 | 0 | 0 | 0 | 0
Mercury Vapour 1000 Watts | 206 | 363 | 25.33 | 70.8 | 1.2323 | 0 | 26.5623 | 72.0323 | 363 | 15.43 | 63.93 | 0.67423 | 0 | 16.1042 | 64.6042 | 10.75% | 82.77% | 0% | 11.5% | 6915.1014 | 6202.0057 | 713.0957 | 2549.9814 | 1546.0057 | 713 | 8 | 22 |  | 1.089 | 8.712 |  | 34848 | 6796.8 | 118.3014 | 0 |  | 6915.1014 |  | 6137.28 | 64.7257 | 0 |  | 6202.0057 | 8 | 363 | 2904 | 34848 | 34848 | 0 | 8 | 0 | 8
[32 empty] | 0 | [11 empty] | 0 |  |  |  | 0 |  | 0 | 0 | 0
Mercury Vapour 125 Watts | 301 | 52 | 3.63 | 10.14 | 0 | 0 | 3.63 | 10.14 | 52 | 2.21 | 9.16 | 0 | 0 | 2.21 | 9.16 | 10.7% | 0% | 0% | 10.7% | 121.68 | 109.92 | 11.76 | 43.56 | 26.52 | 12 | 1 | 11 |  | 0.156 | 0.156 |  | 624 | 121.68 | 0 | 0 |  | 121.68 |  | 109.92 | 0 | 0 |  | 109.92 | 1 | 52 | 52 | 624 | 0 | 0 | 0 | 0 | 0
Mercury Vapour 175 Watts | 302 | 69 | 4.82 | 13.46 | 0 | 0 | 4.82 | 13.46 | 69 | 2.93 | 12.15 | 0 | 0 | 2.93 | 12.15 | 10.78% | 0% | 0% | 10.78% | 807.6 | 729 | 78.6 | 289.2 | 175.8 | 79 | 5 | 157 |  | 0.207 | 1.035 |  | 4140 | 807.6 | 0 | 0 |  | 807.6 |  | 729 | 0 | 0 |  | 729 | 5 | 69 | 345 | 4140 | 0 | 0 | 0 | 0 | 0
Mercury Vapour 250 Watts | 303 | 97 | 6.77 | 18.92 | 0 | 0 | 6.77 | 18.92 | 97 | 4.12 | 17.08 | 0 | 0 | 4.12 | 17.08 | 10.77% | 0% | 0% | 10.77% | 8173.44 | 7378.56 | 794.88 | 2924.64 | 1779.84 | 795 | 36 | 54 |  | 0.291 | 10.476 |  | 41904 | 8173.44 | 0 | 0 |  | 8173.44 |  | 7378.56 | 0 | 0 |  | 7378.56 | 36 | 97 | 3492 | 41904 | 0 | 0 | 0 | 0 | 0
Mercury Vapour 400 Watts | 304 | 154 | 10.75 | 30.04 | 0 | 0 | 10.75 | 30.04 | 154 | 6.54 | 27.12 | 0 | 0 | 6.54 | 27.12 | 10.77% | 0% | 0% | 10.77% | 4686.24 | 4230.72 | 455.52 | 1677 | 1020.24 | 456 | 13 | 15 |  | 0.462 | 6.006 |  | 24024 | 4686.24 | 0 | 0 |  | 4686.24 |  | 4230.72 | 0 | 0 |  | 4230.72 | 13 | 154 | 2002 | 24024 | 0 | 0 | 0 | 0 | 0
Mercury Vapour 700 Watts | 305 | 260 | 18.15 | 50.71 | 0 | 0 | 18.15 | 50.71 | 260 | 11.05 | 45.79 | 0 | 0 | 11.05 | 45.79 | 10.74% | 0% | 0% | 10.74% | 608.52 | 549.48 | 59.04 | 217.8 | 132.6 | 59 | 1 | 1 |  | 0.78 | 0.78 |  | 3120 | 608.52 | 0 | 0 |  | 608.52 |  | 549.48 | 0 | 0 |  | 549.48 | 1 | 260 | 260 | 3120 | 0 | 0 | 0 | 0 | 0
Mercury Vapour 1000 Watts | 306 | 363 | 25.33 | 70.8 | 0 | 0 | 25.33 | 70.8 | 363 | 15.43 | 63.93 | 0 | 0 | 15.43 | 63.93 | 10.75% | 0% | 0% | 10.75% | 0 | 0 | 0 | 0 | 0 | 0 | 0 | 7 |  | 1.089 | 0 |  | 0 | 0 | 0 | 0 |  | 0 |  | 0 | 0 | 0 |  | 0 | 0 | 363 | 0 | 0 | 0 | 0 | 0 | 0 | 0
[20 empty] | 735247.5834 | 641351.4353 | 1399.8 | 408261.3834 | 292478.1953 |  | 2555 | 11676.965 | -78.12% |  |  |  | 0 | [17 empty] | 0 | 0 | 0
Fluorescent : | [31 empty] | 0 | [17 empty] | 0 | 0 | 0
[32 empty] | 0 | [17 empty] | 0 | 0 | 0
Fluorescent 2x24" 70 Watts | 110 | 30 | 2.09 | 5.85 | 2.4646 | 5.7418 | 10.2964 | 14.0564 | 30 | 1.27 | 5.28 | 1.3485 | 4.498 | 7.1165 | 11.1265 | 10.8% | 82.77% | 27.65% | 26.33% | 3710.8823 | 2937.3843 | 773.4979 | 2718.2423 | 1878.7443 | 773 | 22 | 897 |  | 0.091 | 2.002 |  | 7920 | 1544.4 | 650.6577 | 1515.8246 |  | 3710.8823 |  | 1393.92 | 355.9915 | 1187.4729 |  | 2937.3843 | 22 | 30 | 660 | 7920 | 7920 | 7920 | 22 | 22 | 0
Fluorescent 2x48" 220 Watts | 111 | 85 | 5.93 | 16.58 | 2.4646 | 6.0004 | 14.395 | 25.045 | 85 | 3.61 | 14.97 | 1.3485 | 4.7721 | 9.7306 | 21.0906 | 10.75% | 82.77% | 25.74% | 18.75% | 15327.5378 | 12907.431 | 2420.1068 | 8809.7378 | 5955.111 | 2420 | 51 | 114 |  | 0.254 | 12.954 |  | 52020 | 10146.96 | 1508.3428 | 3672.2351 |  | 15327.5378 |  | 9161.64 | 825.253 | 2920.538 |  | 12907.431 | 51 | 85 | 4335 | 52020 | 52020 | 52020 | 51 | 51 | 0
Fluorescent 2x72" 300 Watts | 112 | 116 | 8.1 | 22.63 | 2.4646 | 6.4757 | 17.0403 | 31.5703 | 116 | 4.93 | 20.43 | 1.3485 | 5.2759 | 11.5544 | 27.0544 | 10.77% | 82.77% | 22.74% | 16.69% | 1136.5311 | 973.957 | 162.5741 | 613.4511 | 415.957 | 163 | 3 | 67 |  | 0.348 | 1.044 |  | 4176 | 814.68 | 88.726 | 233.1251 |  | 1136.5311 |  | 735.48 | 48.5443 | 189.9327 |  | 973.957 | 3 | 116 | 348 | 4176 | 4176 | 4176 | 3 | 3 | 0
Fluorescent 4x72" 600 Watts | 113 | 222 | 15.49 | 43.3 | 2.4646 | 7.6434 | 25.598 | 53.408 | 222 | 9.43 | 39.1 | 1.3485 | 6.5136 | 17.292 | 46.962 | 10.74% | 82.77% | 17.35% | 13.73% | 0 | 0 | 0 | 0 | 0 | 0 | 0 | 15 |  | 0.665 | 0 |  | 0 | 0 | 0 | 0 |  | 0 |  | 0 | 0 | 0 |  | 0 | 0 | 222 | 0 | 0 | 0 | 0 | 0 | 0 | 0
Fluorescent 1x96" 110 Watts | 114 | 47 | 3.28 | 9.17 | 2.4646 | 6.2856 | 12.0302 | 17.9202 | 47 | 2 | 8.28 | 1.3485 | 5.0744 | 8.4229 | 14.7029 | 10.75% | 82.77% | 23.87% | 21.88% | 0 | 0 | 0 | 0 | 0 | 0 | 0 | 5 |  | 0.141 | 0 |  | 0 | 0 | 0 | 0 |  | 0 |  | 0 | 0 | 0 |  | 0 | 0 | 47 | 0 | 0 | 0 | 0 | 0 | 0 | 0
Fluorescent 1x72" 150 Watts | 115 | 60 | 4.19 | 11.7 | 2.4646 | 5.8918 | 12.5464 | 20.0564 | 60 | 2.55 | 10.57 | 1.3485 | 4.6571 | 8.5555 | 16.5755 | 10.69% | 82.77% | 26.51% | 21% | 0 | 0 | 0 | 0 | 0 | 0 | 0 | 1 |  | 0.18 | 0 |  | 0 | 0 | 0 | 0 |  | 0 |  | 0 | 0 | 0 |  | 0 | 0 | 60 | 0 | 0 | 0 | 0 | 0 | 0 | 0
Fluorescent 4x48" 440 Watts | 116 | 166 | 11.59 | 32.38 | 2.4646 | 6.5792 | 20.6338 | 41.4238 | 166 | 7.05 | 29.23 | 1.3485 | 5.3856 | 13.784 | 35.964 | 10.78% | 82.77% | 22.16% | 15.18% | 0 | 0 | 0 | 0 | 0 | 0 | 0 | 2 |  | 0.499 | 0 |  | 0 | 0 | 0 | 0 |  | 0 |  | 0 | 0 | 0 |  | 0 | 0 | 166 | 0 | 0 | 0 | 0 | 0 | 0 | 0
[20 empty] | 20174.9512 | 16818.7724 | 3356.1789 | 12141.4312 | 8249.8124 | 3356 | 76 | 1101 | -93.1% |  |  |  | 0 | [17 empty] | 0 | 0 | 0
[32 empty] | 0 | [17 empty] | 0 | 0 | 0
Fluorescent 4x72" 600 Watts | 213 | 222 | 15.49 | 43.3 | 2.4646 | 0 | 17.9546 | 45.7646 | 222 | 9.43 | 39.1 | 1.3485 | 0 | 10.7785 | 40.4485 | 10.74% | 82.77% | 0% | 13.14% | 1098.3507 | 970.7629 | 127.5878 | 430.9107 | 258.6829 | 128 | 2 | 0 |  | 0.665 | 1.33 |  | 5328 | 1039.2 | 59.1507 | 0 |  | 1098.3507 |  | 938.4 | 32.3629 | 0 |  | 970.7629 | 2 | 222 | 444 | 5328 | 5328 | 0 | 2 | 0 | 2
Fluorescent 1x96" 110 Watts | 214 | 47 | 3.28 | 9.17 | 2.4646 | 0 | 5.7446 | 11.6346 | 47 | 2 | 8.28 | 1.3485 | 0 | 3.3485 | 9.6285 | 10.75% | 82.77% | 0% | 20.84% | 0 | 0 | 0 | 0 | 0 | 0 | 0 | 26 |  | 0.141 | 0 |  | 0 | 0 | 0 | 0 |  | 0 |  | 0 | 0 | 0 |  | 0 | 0 | 47 | 0 | 0 | 0 | 0 | 0 | 0 | 0
Fluorescent 1x72" 150 Watts | 215 | 60 | 4.19 | 11.7 | 2.4646 | 0 | 6.6546 | 14.1646 | 60 | 2.55 | 10.57 | 1.3485 | 0 | 3.8985 | 11.9185 | 10.69% | 82.77% | 0% | 18.85% | 509.926 | 429.0643 | 80.8618 | 239.566 | 140.3443 | 81 | 3 | 3 |  | 0.18 | 0.54 |  | 2160 | 421.2 | 88.726 | 0 |  | 509.926 |  | 380.52 | 48.5443 | 0 |  | 429.0643 | 3 | 60 | 180 | 2160 | 2160 | 0 | 3 | 0 | 3
Fluorescent 4x48" 440 Watts | 216 | 166 | 11.59 | 32.38 | 2.4646 | 0 | 14.0546 | 34.8446 | 166 | 7.05 | 29.23 | 1.3485 | 0 | 8.3985 | 30.5785 | 10.78% | 82.77% | 0% | 13.95% | 0 | 0 | 0 | 0 | 0 | 0 | 0 | 0 |  | 0.499 | 0 |  | 0 | 0 | 0 | 0 |  | 0 |  | 0 | 0 | 0 |  | 0 | 0 | 166 | 0 | 0 | 0 | 0 | 0 | 0 | 0
Fluorescent 1x48" 120 Watts | 217 | 49 | 3.42 | 9.56 | 2.4646 | 0 | 5.8846 | 12.0246 | 49 | 2.08 | 8.63 | 1.3485 | 0 | 3.4285 | 9.9785 | 10.78% | 82.77% | 0% | 20.51% | 0 | 0 | 0 | 0 | 0 | 0 | 0 | 1 |  | 0.146 | 0 |  | 0 | 0 | 0 | 0 |  | 0 |  | 0 | 0 | 0 |  | 0 | 0 | 49 | 0 | 0 | 0 | 0 | 0 | 0 | 0
Fluorescent 2x48" 220 Watts | 218 | 85 | 5.93 | 16.58 | 2.4646 | 0 | 8.3946 | 19.0446 | 85 | 3.61 | 14.97 | 1.3485 | 0 | 4.9585 | 16.3185 | 10.75% | 82.77% | 0% | 16.71% | 0 | 0 | 0 | 0 | 0 | 0 | 0 | 0 |  | 0.254 | 0 |  | 0 | 0 | 0 | 0 |  | 0 |  | 0 | 0 | 0 |  | 0 | 0 | 85 | 0 | 0 | 0 | 0 | 0 | 0 | 0
[32 empty] | 0 | [15 empty] | 0 |  | 0 | 0 | 0
Fluorescent 4x35" | 330 | 47 | 3.28 | 9.17 | 0 | 0 | 3.28 | 9.17 | 47 | 2 | 8.28 | 0 | 0 | 2 | 8.28 | 10.75% | 0% | 0% | 10.75% | 0 | 0 | 0 | 0 | 0 | 0 | 0 | 2 |  | 0.14 | 0 |  | 0 | 0 | 0 | 0 |  | 0 |  | 0 | 0 | 0 |  | 0 | 0 | 47 | 0 | 0 | 0 | 0 | 0 | 0 | 0
[20 empty] | 1608.2767 | 1399.8272 | 208.4496 | 670.4767 | 399.0272 | 209 | 5 | 32 | -84.38% |  |  |  | 0 | [15 empty] | 0 |  | 0 | 0 | 0
[32 empty] | 0 | [17 empty] | 0 | 0 | 0
Fluorescent Crosswalk - Continuous | [31 empty] | 0 | [15 empty] | 0 |  | 0 | 0 | 0
Burning - Customer Owned : | [31 empty] | 0 | [15 empty] | 0 |  | 0 | 0 | 0
[32 empty] | 0 | [15 empty] | 0 |  | 0 | 0 | 0
Fluorescent 4x72" 600 Watts | 117 | 486 | 15.49 | 75.69 | 0 | 0 | 15.49 | 75.69 | 486 | 9.43 | 68.33 | 0 | 0 | 9.43 | 68.33 | 10.77% | 0% | 0% | 10.77% | 908.28 | 819.96 | 88.32 | 185.88 | 113.16 | 88 | 1 | 1 |  | 0.665 | 0.665 | 0.665 | 5832 | 908.28 | 0 | 0 |  | 908.28 |  | 819.96 | 0 | 0 |  | 819.96 | 1 | 486 | 486 | 5832 | 0 | 0 | 0 | 0 | 0
Fluorescent 2x24" 70 Watts | 118 | 66 | 2.1 | 10.28 | 0 | 0 | 2.1 | 10.28 | 66 | 1.28 | 9.28 | 0 | 0 | 1.28 | 9.28 | 10.78% | 0% | 0% | 10.78% | 2097.12 | 1893.12 | 204 | 428.4 | 261.12 | 204 | 17 | 17 |  | 0.091 | 1.547 | 1.547 | 13464 | 2097.12 | 0 | 0 |  | 2097.12 |  | 1893.12 | 0 | 0 |  | 1893.12 | 17 | 66 | 1122 | 13464 | 0 | 0 | 0 | 0 | 0
Fluorescent 4x48" 440 Watts | 119 | 364 | 11.6 | 56.69 | 0 | 0 | 11.6 | 56.69 | 364 | 7.06 | 51.18 | 0 | 0 | 7.06 | 51.18 | 10.77% | 0% | 0% | 10.77% | 13605.6 | 12283.2 | 1322.4 | 2784 | 1694.4 | 1322 | 20 | 23 |  | 0.499 | 9.98 | 9.98 | 87360 | 13605.6 | 0 | 0 |  | 13605.6 |  | 12283.2 | 0 | 0 |  | 12283.2 | 20 | 364 | 7280 | 87360 | 0 | 0 | 0 | 0 | 0
Fluorescent 2x96" | 120 | 254 | 8.09 | 39.56 | 0 | 0 | 8.09 | 39.56 | 254 | 4.93 | 35.71 | 0 | 0 | 4.93 | 35.71 | 10.78% | 0% | 0% | 10.78% | 13766.88 | 12427.08 | 1339.8 | 2815.32 | 1715.64 | 1340 | 29 | 30 |  | 0.348 | 10.092 | 10.092 | 88392 | 13766.88 | 0 | 0 |  | 13766.88 |  | 12427.08 | 0 | 0 |  | 12427.08 | 29 | 254 | 7366 | 88392 | 0 | 0 | 0 | 0 | 0
Fluorescent 4x96" | 150 | 613 | 19.54 | 95.46 | 0 | 0 | 19.54 | 95.46 | 613 | 11.9 | 86.19 | 0 | 0 | 11.9 | 86.19 | 10.76% | 0% | 0% | 10.76% | 24055.92 | 21719.88 | 2336.04 | 4924.08 | 2998.8 | 2336 | 21 | 21 |  | 0.84 | 17.64 | 17.64 | 154476 | 24055.92 | 0 | 0 |  | 24055.92 |  | 21719.88 | 0 | 0 |  | 21719.88 | 21 | 613 | 12873 | 154476 | 0 | 0 | 0 | 0 | 0
[20 empty] | 54433.8 | 49143.24 | 5290.56 | 11137.68 | 6783.12 | 5290 | 88 | 92 | -4.348% |  |  |  | 0 | [17 empty] | 0 | 0 | 0
Fluorescent Crosswalk - Photocell | [31 empty] | 0 | [17 empty] | 0 | 0 | 0
Burning - Customer Owned : | [31 empty] | 0 | [17 empty] | 0 | 0 | 0
[32 empty] | 0 | [17 empty] | 0 | 0 | 0
Fluorescent 2x24" 70 Watts | 310 | 30 | 2.09 | 5.85 | 0 | 0 | 2.09 | 5.85 | 30 | 1.27 | 5.28 | 0 | 0 | 1.27 | 5.28 | 10.8% | 0% | 0% | 10.8% | 140.4 | 126.72 | 13.68 | 50.16 | 30.48 | 14 | 2 | 2 |  | 0.091 | 0.182 |  | 720 | 140.4 | 0 | 0 |  | 140.4 |  | 126.72 | 0 | 0 |  | 126.72 | 2 | 30 | 60 | 720 | 0 | 0 | 0 | 0 | 0
Fluorescent 4x48" 440 Watts | 311 | 166 | 11.59 | 32.38 | 0 | 0 | 11.59 | 32.38 | 166 | 7.05 | 29.23 | 0 | 0 | 7.05 | 29.23 | 10.78% | 0% | 0% | 10.78% | 1165.68 | 1052.28 | 113.4 | 417.24 | 253.8 | 113 | 3 | 5 |  | 0.499 | 1.497 |  | 5976 | 1165.68 | 0 | 0 |  | 1165.68 |  | 1052.28 | 0 | 0 |  | 1052.28 | 3 | 166 | 498 | 5976 | 0 | 0 | 0 | 0 | 0
Fluorescent 2x72" 300 Watts | 312 | 116 | 8.1 | 22.63 | 0 | 0 | 8.1 | 22.63 | 116 | 4.93 | 20.43 | 0 | 0 | 4.93 | 20.43 | 10.77% | 0% | 0% | 10.77% | 0 | 0 | 0 | 0 | 0 | 0 | 0 | 1 |  | 0.348 | 0 |  | 0 | 0 | 0 | 0 |  | 0 |  | 0 | 0 | 0 |  | 0 | 0 | 116 | 0 | 0 | 0 | 0 | 0 | 0 | 0
Fluorescent 4x72" 600 Watts | 313 | 222 | 15.49 | 43.3 | 0 | 0 | 15.49 | 43.3 | 222 | 9.43 | 39.1 | 0 | 0 | 9.43 | 39.1 | 10.74% | 0% | 0% | 10.74% | 519.6 | 469.2 | 50.4 | 185.88 | 113.16 | 50 | 1 | 0 |  | 0.665 | 0.665 |  | 2664 | 519.6 | 0 | 0 |  | 519.6 |  | 469.2 | 0 | 0 |  | 469.2 | 1 | 222 | 222 | 2664 | 0 | 0 | 0 | 0 | 0
Fluorescent 1x96" 110 Watts | 314 | 47 | 3.28 | 9.17 | 0 | 0 | 3.28 | 9.17 | 47 | 2 | 8.28 | 0 | 0 | 2 | 8.28 | 10.75% | 0% | 0% | 10.75% | 2420.88 | 2185.92 | 234.96 | 865.92 | 528 | 235 | 22 | 25 |  | 0.142 | 3.124 |  | 12408 | 2420.88 | 0 | 0 |  | 2420.88 |  | 2185.92 | 0 | 0 |  | 2185.92 | 22 | 47 | 1034 | 12408 | 0 | 0 | 0 | 0 | 0
Fluorescent 1x72" 150 Watts | 315 | 60 | 4.19 | 11.7 | 0 | 0 | 4.19 | 11.7 | 60 | 2.55 | 10.57 | 0 | 0 | 2.55 | 10.57 | 10.69% | 0% | 0% | 10.69% | 140.4 | 126.84 | 13.56 | 50.28 | 30.6 | 14 | 1 | 0 |  | 0.18 | 0.18 |  | 720 | 140.4 | 0 | 0 |  | 140.4 |  | 126.84 | 0 | 0 |  | 126.84 | 1 | 60 | 60 | 720 | 0 | 0 | 0 | 0 | 0
Fluorescent 4x96" | 350 | 280 | 19.54 | 54.61 | 0 | 0 | 19.54 | 54.61 | 280 | 11.9 | 49.31 | 0 | 0 | 11.9 | 49.31 | 10.75% | 0% | 0% | 10.75% | 0 | 0 | 0 | 0 | 0 | 0 | 0 | 76 |  | 0.841 | 0 |  | 0 | 0 | 0 | 0 |  | 0 |  | 0 | 0 | 0 |  | 0 | 0 | 280 | 0 | 0 | 0 | 0 | 0 | 0 | 0
[20 empty] | 4386.96 | 3960.96 | 426 | 1569.48 | 956.04 | 426 | 29 | 109 | -73.39% |  |  |  | 0 | [17 empty] | 0 | 0 | 0
Low Pressure Sodium : | [31 empty] | 0 | [17 empty] | 0 | 0 | 0
[32 empty] | 0 | [17 empty] | 0 | 0 | 0
Low Pressure Sodium 135 Watts | 130 | 60 | 4.19 | 11.7 | 3.6969 | 8.3899 | 16.2768 | 23.7868 | 60 | 2.55 | 10.57 | 2.0227 | 8.1269 | 12.6996 | 20.7196 | 10.69% | 82.77% | 3.236% | 14.8% | 285.4422 | 248.635 | 36.8071 | 195.3222 | 152.395 | 37 | 1 | 39.8323 |  | 0.18 | 0.18 |  | 720 | 140.4 | 44.363 | 100.6791 |  | 285.4422 |  | 126.84 | 24.2721 | 97.5229 |  | 248.635 | 1 | 60 | 60 | 720 | 720 | 720 | 1 | 1 | 0
Low Pressure Sodium 180 Watts | 131 | 80 | 5.58 | 15.6 | 3.6969 | 10.5795 | 19.8564 | 29.8764 | 80 | 3.4 | 14.09 | 2.0227 | 10.9304 | 16.353 | 27.043 | 10.72% | 82.77% | -3.21% | 10.48% | 10396.9932 | 9410.9785 | 986.0147 | 6910.0332 | 5690.8585 | 986 | 29 | 364.503 |  | 0.24 | 6.96 |  | 27840 | 5428.8 | 1286.5276 | 3681.6656 |  | 10396.9932 |  | 4903.32 | 703.8923 | 3803.7662 |  | 9410.9785 | 29 | 80 | 2320 | 27840 | 27840 | 27840 | 29 | 29 | 0
Low Pressure Sodium 90 Watts | 132 | 45 | 3.14 | 8.78 | 3.6969 | 8.3899 | 15.2268 | 20.8668 | 45 | 1.91 | 7.92 | 2.0227 | 8.1269 | 12.0596 | 18.0696 | 10.86% | 82.77% | 3.236% | 15.48% | 0 | 0 | 0 | 0 | 0 | 0 | 0 | 0 |  | 0.135 | 0 |  | 0 | 0 | 0 | 0 |  | 0 |  | 0 | 0 | 0 |  | 0 | 0 | 45 | 0 | 0 | 0 | 0 | 0 | 0 | 0
[22 empty] | 0 | [9 empty] | 0 | [15 empty] | 0 |  | 0 | 0 | 0
Low Pressure Sodium 180 Watts E&M | 231 | 80 | 5.58 | 15.6 | 3.6969 | 0 | 9.2769 | 19.2969 | 80 | 3.4 | 14.09 | 2.0227 | 0 | 5.4227 | 16.1127 | 10.72% | 82.77% | 0% | 19.76% | 231.563 | 193.3521 | 38.2109 | 111.323 | 65.0721 | 38 | 1 | 39 |  | 0.24 | 0.24 |  | 960 | 187.2 | 44.363 | 0 |  | 231.563 |  | 169.08 | 24.2721 | 0 |  | 193.3521 | 1 | 80 | 80 | 960 | 960 | 0 | 1 | 0 | 1
[22 empty] | 0 | [9 empty] | 0 | [15 empty] | 0 |  | 0 | 0 | 0
Low Pressure Sodium 180 Watts E/O | 331 | 80 | 5.58 | 15.6 | 0 | 0 | 5.58 | 15.6 | 80 | 3.4 | 14.09 | 0 | 0 | 3.4 | 14.09 | 10.72% | 0% | 0% | 10.72% | 0 | 0 | 0 | 0 | 0 | 0 | 0 | 37 |  | 0.24 | 0 |  | 0 | 0 | 0 | 0 |  | 0 |  | 0 | 0 | 0 |  | 0 | 0 | 80 | 0 | 0 | 0 | 0 | 0 | 0 | 0
[20 empty] | 10913.9984 | 9852.9657 | 1061.0327 | 7216.6784 | 5908.3257 | 1061 | 31 | 480.3353 | -93.55% |  |  |  | 0 | [17 empty] | 0 | 0 | 0
High Pressure Sodium : | [31 empty] | 0 | [17 empty] | 0 | 0 | 0
[32 empty] | 0 | [17 empty] | 0 | 0 | 0
High Pressure Sodium 250 Watts | 121 | 100 | 6.98 | 19.51 | 1.2323 | 6.2189 | 14.4312 | 26.9612 | 100 | 4.25 | 17.61 | 0.67423 | 5.3472 | 10.2714 | 23.6314 | 10.79% | 82.77% | 16.3% | 14.09% | 550331.5188 | 482363.7142 | 67967.8046 | 294569.1588 | 209659.3942 | 67968 | 1701 | 3244.4523 |  | 0.3 | 510.3 |  | 2041200 | 398238.12 | 25153.8336 | 126939.5652 |  | 550331.5188 |  | 359455.32 | 13762.3073 | 109146.0869 |  | 482363.7142 | 1701 | 100 | 170100 | 2041200 | 2041200 | 2041200 | 1701 | 1701 | 0
High Pressure Sodium 400 Watts | 122 | 150 | 10.47 | 29.26 | 1.2323 | 6.3166 | 18.0189 | 36.8089 | 150 | 6.37 | 26.42 | 0.67423 | 5.4723 | 12.5165 | 32.5665 | 10.75% | 82.77% | 15.43% | 13.03% | 644892.569 | 570565.9415 | 74326.6275 | 315691.769 | 219289.9415 | 74327 | 1460 | 2187.0179 |  | 0.45 | 657 |  | 2628000 | 512635.2 | 21590.0041 | 110667.3648 |  | 644892.569 |  | 462878.4 | 11812.4448 | 95875.0967 |  | 570565.9415 | 1460 | 150 | 219000 | 2628000 | 2628000 | 2628000 | 1460 | 1460 | 0
High Pressure Sodium 70 Watts | 123 | 32 | 2.23 | 6.24 | 1.2323 | 6.0564 | 9.5187 | 13.5287 | 32 | 1.36 | 5.64 | 0.67423 | 5.1391 | 7.1733 | 11.4533 | 10.64% | 82.77% | 17.85% | 18.12% | 287024.4094 | 242993.6593 | 44030.7501 | 201948.2494 | 152189.1793 | 44031 | 1768 | 27040.1086 |  | 0.096 | 169.728 |  | 678912 | 132387.84 | 26144.6077 | 128491.9617 |  | 287024.4094 |  | 119658.24 | 14304.3852 | 109031.0341 |  | 242993.6593 | 1768 | 32 | 56576 | 678912 | 678912 | 678912 | 1768 | 1768 | 0
High Pressure Sodium 100 Watts | 124 | 45 | 3.14 | 8.78 | 1.2323 | 6.0775 | 10.4498 | 16.0898 | 45 | 1.91 | 7.92 | 0.67423 | 5.1661 | 7.7503 | 13.7603 | 10.86% | 82.77% | 17.64% | 16.93% | 2324070.2259 | 1987596.1555 | 336474.0704 | 1509406.0659 | 1119487.7155 | 336474 | 12037 | 32612.1501 |  | 0.135 | 1624.995 |  | 6499980 | 1268218.32 | 177999.2327 | 877852.6733 |  | 2324070.2259 |  | 1143996.48 | 97387.9441 | 746211.7314 |  | 1987596.1555 | 12037 | 45 | 541665 | 6499980 | 6499980 | 6499980 | 12037 | 12037 | 0
High Pressure Sodium 150 Watts | 125 | 65 | 4.54 | 12.68 | 1.2323 | 6.2255 | 11.9978 | 20.1378 | 65 | 2.76 | 11.45 | 0.67423 | 5.3557 | 8.7899 | 17.4799 | 10.74% | 82.77% | 16.24% | 15.21% | 414678.2438 | 359946.1469 | 54732.0969 | 247059.3638 | 181001.6669 | 54732 | 1716 | 3938.8868 |  | 0.195 | 334.62 |  | 1338480 | 261106.56 | 25375.6487 | 128196.0351 |  | 414678.2438 |  | 235778.4 | 13883.668 | 110284.0788 |  | 359946.1469 | 1716 | 65 | 111540 | 1338480 | 1338480 | 1338480 | 1716 | 1716 | 0
HP Sodium 100 Watts - Cont. Oper. | 126 | 99 | 3.15 | 15.42 | 2.4646 | 6.0775 | 11.6921 | 23.9621 | 99 | 1.92 | 13.92 | 1.3485 | 5.1661 | 8.4345 | 20.4345 | 10.78% | 82.77% | 17.64% | 17.26% | 2012.8141 | 1716.5022 | 296.3119 | 982.1341 | 708.5022 | 296 | 7 | 15 |  | 0.135 | 0.945 | 0.945 | 8316 | 1295.28 | 207.0274 | 510.5067 |  | 2012.8141 |  | 1169.28 | 113.27 | 433.9522 |  | 1716.5022 | 7 | 99 | 693 | 8316 | 8316 | 8316 | 7 | 7 | 0
[7 empty] | 0 | [6 empty] | 0 | [17 empty] | 0 | [11 empty] | 0 | [5 empty] | 0 | 0 | 0
High Pressure Sodium 250 Watts | 221 | 100 | 6.98 | 19.51 | 1.2323 | 0 | 8.2123 | 20.7423 | 100 | 4.25 | 17.61 | 0.67423 | 0 | 4.9242 | 18.2842 | 10.79% | 82.77% | 0% | 13.44% | 24392.9521 | 21502.2501 | 2890.7019 | 9657.6721 | 5790.8901 | 2891 | 98 | 171 |  | 0.3 | 29.4 |  | 117600 | 22943.76 | 1449.1921 | 0 |  | 24392.9521 |  | 20709.36 | 792.8901 | 0 |  | 21502.2501 | 98 | 100 | 9800 | 117600 | 117600 | 0 | 98 | 0 | 98
High Pressure Sodium 70 Watts | 222 | 32 | 2.23 | 6.24 | 1.2323 | 0 | 3.4623 | 7.4723 | 32 | 1.36 | 5.64 | 0.67423 | 0 | 2.0342 | 6.3142 | 10.64% | 82.77% | 0% | 18.34% | 5380.0604 | 4546.2429 | 833.8175 | 2492.8604 | 1464.6429 | 834 | 60 | 258 |  | 0.096 | 5.76 |  | 23040 | 4492.8 | 887.2604 | 0 |  | 5380.0604 |  | 4060.8 | 485.4429 | 0 |  | 4546.2429 | 60 | 32 | 1920 | 23040 | 23040 | 0 | 60 | 0 | 60
High Pressure Sodium 100 Watts | 223 | 45 | 3.14 | 8.78 | 1.2323 | 0 | 4.3723 | 10.0123 | 45 | 1.91 | 7.92 | 0.67423 | 0 | 2.5842 | 8.5942 | 10.86% | 82.77% | 0% | 16.5% | 1321.6244 | 1134.4379 | 187.1865 | 577.1444 | 341.1179 | 187 | 11 | 135 |  | 0.135 | 1.485 |  | 5940 | 1158.96 | 162.6644 | 0 |  | 1321.6244 |  | 1045.44 | 88.9979 | 0 |  | 1134.4379 | 11 | 45 | 495 | 5940 | 5940 | 0 | 11 | 0 | 11
High Pressure Sodium 150 Watts | 224 | 65 | 4.54 | 12.68 | 1.2323 | 0 | 5.7723 | 13.9123 | 65 | 2.76 | 11.45 | 0.67423 | 0 | 3.4342 | 12.1242 | 10.74% | 82.77% | 0% | 14.75% | 14858.343 | 12948.6737 | 1909.6693 | 6164.823 | 3667.7537 | 1910 | 89 | 230 |  | 0.195 | 17.355 |  | 69420 | 13542.24 | 1316.103 | 0 |  | 14858.343 |  | 12228.6 | 720.0737 | 0 |  | 12948.6737 | 89 | 65 | 5785 | 69420 | 69420 | 0 | 89 | 0 | 89
[32 empty] | 0 | [15 empty] | 0 |  | 0 | 0 | 0
High Pressure Sodium 250 Watts | 321 | 100 | 6.98 | 19.51 | 0 | 0 | 6.98 | 19.51 | 100 | 4.25 | 17.61 | 0 | 0 | 4.25 | 17.61 | 10.79% | 0% | 0% | 10.79% | 8662.44 | 7818.84 | 843.6 | 3099.12 | 1887 | 844 | 37 | 964 |  | 0.3 | 11.1 |  | 44400 | 8662.44 | 0 | 0 |  | 8662.44 |  | 7818.84 | 0 | 0 |  | 7818.84 | 37 | 100 | 3700 | 44400 | 0 | 0 | 0 | 0 | 0
High Pressure Sodium 70 Watts | 322 | 32 | 2.23 | 6.24 | 0 | 0 | 2.23 | 6.24 | 32 | 1.36 | 5.64 | 0 | 0 | 1.36 | 5.64 | 10.64% | 0% | 0% | 10.64% | 52266.24 | 47240.64 | 5025.6 | 18678.48 | 11391.36 | 5026 | 698 | 5978 |  | 0.096 | 67.008 |  | 268032 | 52266.24 | 0 | 0 |  | 52266.24 |  | 47240.64 | 0 | 0 |  | 47240.64 | 698 | 32 | 22336 | 268032 | 0 | 0 | 0 | 0 | 0
High Pressure Sodium 100 Watts | 323 | 45 | 3.14 | 8.78 | 0 | 0 | 3.14 | 8.78 | 45 | 1.91 | 7.92 | 0 | 0 | 1.91 | 7.92 | 10.86% | 0% | 0% | 10.86% | 30343.68 | 27371.52 | 2972.16 | 10851.84 | 6600.96 | 2972 | 288 | 2377 |  | 0.135 | 38.88 |  | 155520 | 30343.68 | 0 | 0 |  | 30343.68 |  | 27371.52 | 0 | 0 |  | 27371.52 | 288 | 45 | 12960 | 155520 | 0 | 0 | 0 | 0 | 0
High Pressure Sodium 150 Watts | 324 | 65 | 4.54 | 12.68 | 0 | 0 | 4.54 | 12.68 | 65 | 2.76 | 11.45 | 0 | 0 | 2.76 | 11.45 | 10.74% | 0% | 0% | 10.74% | 21302.4 | 19236 | 2066.4 | 7627.2 | 4636.8 | 2066 | 140 | 125 |  | 0.195 | 27.3 |  | 109200 | 21302.4 | 0 | 0 |  | 21302.4 |  | 19236 | 0 | 0 |  | 19236 | 140 | 65 | 9100 | 109200 | 0 | 0 | 0 | 0 | 0
High Pressure Sodium 400 Watts | 326 | 150 | 10.47 | 29.26 | 0 | 0 | 10.47 | 29.26 | 150 | 6.37 | 26.42 | 0 | 0 | 6.37 | 26.42 | 10.75% | 0% | 0% | 10.75% | 14395.92 | 12998.64 | 1397.28 | 5151.24 | 3134.04 | 1397 | 41 | 89 |  | 0.45 | 18.45 |  | 73800 | 14395.92 | 0 | 0 |  | 14395.92 |  | 12998.64 | 0 | 0 |  | 12998.64 | 41 | 150 | 6150 | 73800 | 0 | 0 | 0 | 0 | 0
High Pressure Sodium 500 Watts | 327 | 183 | 12.77 | 35.69 | 0 | 0 | 12.77 | 35.69 | 183 | 7.78 | 32.23 | 0 | 0 | 7.78 | 32.23 | 10.74% | 0% | 0% | 10.74% | 428.28 | 386.76 | 41.52 | 153.24 | 93.36 | 42 | 1 | 3 |  | 0.55 | 0.55 |  | 2196 | 428.28 | 0 | 0 |  | 428.28 |  | 386.76 | 0 | 0 |  | 386.76 | 1 | 183 | 183 | 2196 | 0 | 0 | 0 | 0 | 0
[32 empty] | 0 | [15 empty] | 0 |  | 0 | 0 | 0
High Pressure Sodium 1000 Watts | 328 | 363 | 25.33 | 70.8 | 0 | 0 | 25.33 | 70.8 | 363 | 15.43 | 63.93 | 0 | 0 | 15.43 | 63.93 | 10.75% | 0% | 0% | 10.75% | 0 | 0 | 0 | 0 | 0 | 0 | 0 | 14 |  | 1.09 | 0 |  | 0 | 0 | 0 | 0 |  | 0 |  | 0 | 0 | 0 |  | 0 | 0 | 363 | 0 | 0 | 0 | 0 | 0 | 0 | 0
High Pressure Sodium 1500 Watts | 329 | 500 | 34.9 | 97.53 | 0 | 0 | 34.9 | 97.53 | 500 | 21.25 | 88.05 | 0 | 0 | 21.25 | 88.05 | 10.77% | 0% | 0% | 10.77% | 0 | 0 | 0 | 0 | 0 | 0 | 0 | 1 |  | 1.09 | 0 |  | 0 | 0 | 0 | 0 |  | 0 |  | 0 | 0 | 0 |  | 0 | 0 | 500 | 0 | 0 | 0 | 0 | 0 | 0 | 0
[20 empty] | 4396361.7209 | 3800366.1242 | 595995.5967 | 2634110.3609 | 1921344.3242 | 595997 | 20152 | 79382.6157 | -74.61% |  |  |  | 0 | [17 empty] | 0 | 0 | 0
[5 empty] | . | [6 empty] | . | [19 empty] | 0 | [17 empty] | 0 | 0 | 0
Metallic Additive : | [31 empty] | 0 | [17 empty] | 0 | 0 | 0
[32 empty] | 0 | [17 empty] | 0 | 0 | 0
Metallic Arc 400 Watts | 140 | 150 | 10.47 | 29.26 | 1.9717 | 6.717 | 19.1587 | 37.9487 | 150 | 6.37 | 26.42 | 1.0788 | 5.985 | 13.4338 | 33.4838 | 10.75% | 82.77% | 12.23% | 13.33% | 290990.9368 | 256753.5425 | 34237.3942 | 146909.2168 | 103010.1425 | 34237 | 639 | 911.6332 |  | 0.45 | 287.55 |  | 1150200 | 224365.68 | 15118.918 | 51506.3388 |  | 290990.9368 |  | 202588.56 | 8271.9477 | 45893.0349 |  | 256753.5425 | 639 | 150 | 95850 | 1150200 | 1150200 | 1150200 | 639 | 639 | 0
Metallic Arc 1000 Watts | 141 | 360 | 25.12 | 70.22 | 2.9575 | 8.1991 | 36.2767 | 81.3767 | 360 | 15.3 | 63.4 | 1.6181 | 7.8826 | 24.8008 | 72.9008 | 10.76% | 82.77% | 4.015% | 11.63% | 391584.4841 | 350798.4132 | 40786.0709 | 174563.2841 | 119341.2132 | 40786 | 401 | 981 |  | 1.08 | 433.08 |  | 1732320 | 337898.64 | 14231.6575 | 39454.1866 |  | 391584.4841 |  | 305080.8 | 7786.5047 | 37931.1085 |  | 350798.4132 | 401 | 360 | 144360 | 1732320 | 1732320 | 1732320 | 401 | 401 | 0
Metallic Arc 250 Watts | 142 | 100 | 6.98 | 19.51 | 2.9575 | 6.6671 | 16.6046 | 29.1346 | 100 | 4.25 | 17.61 | 1.6181 | 5.921 | 11.7892 | 25.1492 | 10.79% | 82.77% | 12.6% | 15.85% | 25172.3041 | 21728.8793 | 3443.4248 | 14346.3841 | 10185.8393 | 3443 | 72 | 74.1615 |  | 0.3 | 21.6 |  | 86400 | 16856.64 | 2555.3101 | 5760.354 |  | 25172.3041 |  | 15215.04 | 1398.0757 | 5115.7636 |  | 21728.8793 | 72 | 100 | 7200 | 86400 | 86400 | 86400 | 72 | 72 | 0
[32 empty] | 0 | [17 empty] | 0 | 0 | 0
Metallic Arc 150 Watts | 143 | 67 | 4.68 | 13.07 | 2.9575 | 6.6671 | 14.3046 | 22.6946 | 67 | 2.85 | 11.8 | 1.6181 | 5.921 | 10.3892 | 19.3392 | 10.76% | 82.77% | 12.6% | 17.35% | 817.006 | 696.21 | 120.796 | 514.966 | 374.01 | 121 | 3 | 4 |  | 0.2 | 0.6 |  | 2412 | 470.52 | 106.4713 | 240.0148 |  | 817.006 |  | 424.8 | 58.2532 | 213.1568 |  | 696.21 | 3 | 67 | 201 | 2412 | 2412 | 2412 | 3 | 3 | 0
[7 empty] | 0 | [6 empty] | 0 | [7 empty] | 0 | [9 empty] | 0 | [17 empty] | 0 | 0 | 0
Metallic Arc 100 Watts | 144 | 50 | 3.49 | 9.75 | 2.9575 | 6.6671 | 13.1146 | 19.3746 | 50 | 2.12 | 8.81 | 1.6181 | 5.921 | 9.6592 | 16.3492 | 10.67% | 82.77% | 12.6% | 18.51% | 232.4953 | 196.19 | 36.3053 | 157.3753 | 115.91 | 36 | 1 | 4.3595 |  | 0.15 | 0.15 |  | 600 | 117 | 35.4904 | 80.0049 |  | 232.4953 |  | 105.72 | 19.4177 | 71.0523 |  | 196.19 | 1 | 50 | 50 | 600 | 600 | 600 | 1 | 1 | 0
[7 empty] | 0 | [6 empty] | 0 | [17 empty] | 0 | [17 empty] | 0 | 0 | 0
Metallic Arc 1000 Watts | 341 | 360 | 25.12 | 70.22 | 0 | 0 | 25.12 | 70.22 | 360 | 15.3 | 63.4 | 0 | 0 | 15.3 | 63.4 | 10.76% | 0% | 0% | 10.76% | 11796.96 | 10651.2 | 1145.76 | 4220.16 | 2570.4 | 1146 | 14 | 22 |  | 1.08 | 15.12 |  | 60480 | 11796.96 | 0 | 0 |  | 11796.96 |  | 10651.2 | 0 | 0 |  | 10651.2 | 14 | 360 | 5040 | 60480 | 0 | 0 | 0 | 0 | 0
Metallic Arc 400 Watts | 342 | 150 | 10.47 | 29.26 | 0 | 0 | 10.47 | 29.26 | 150 | 6.37 | 26.42 | 0 | 0 | 6.37 | 26.42 | 10.75% | 0% | 0% | 10.75% | 17556 | 15852 | 1704 | 6282 | 3822 | 1704 | 50 | 159 |  | 0.45 | 22.5 |  | 90000 | 17556 | 0 | 0 |  | 17556 |  | 15852 | 0 | 0 |  | 15852 | 50 | 150 | 7500 | 90000 | 0 | 0 | 0 | 0 | 0
Metallic Arc 250 Watts | 343 | 100 | 6.98 | 19.51 | 0 | 0 | 6.98 | 19.51 | 100 | 4.25 | 17.61 | 0 | 0 | 4.25 | 17.61 | 10.79% | 0% | 0% | 10.79% | 11237.76 | 10143.36 | 1094.4 | 4020.48 | 2448 | 1094 | 48 | 84 |  | 0.3 | 14.4 |  | 57600 | 11237.76 | 0 | 0 |  | 11237.76 |  | 10143.36 | 0 | 0 |  | 10143.36 | 48 | 100 | 4800 | 57600 | 0 | 0 | 0 | 0 | 0
Metallic Arc 175 Watts | 344 | 75 | 5.23 | 14.63 | 0 | 0 | 5.23 | 14.63 | 75 | 3.19 | 13.21 | 0 | 0 | 3.19 | 13.21 | 10.75% | 0% | 0% | 10.75% | 5091.24 | 4597.08 | 494.16 | 1820.04 | 1110.12 | 494 | 29 | 112 |  | 0.225 | 6.525 |  | 26100 | 5091.24 | 0 | 0 |  | 5091.24 |  | 4597.08 | 0 | 0 |  | 4597.08 | 29 | 75 | 2175 | 26100 | 0 | 0 | 0 | 0 | 0
Metallic Arc 150 Watts | 345 | 67 | 4.68 | 13.07 | 0 | 0 | 4.68 | 13.07 | 67 | 2.85 | 11.8 | 0 | 0 | 2.85 | 11.8 | 10.76% | 0% | 0% | 10.76% | 1097.88 | 991.2 | 106.68 | 393.12 | 239.4 | 107 | 7 | 20 |  | 0.2 | 1.4 |  | 5628 | 1097.88 | 0 | 0 |  | 1097.88 |  | 991.2 | 0 | 0 |  | 991.2 | 7 | 67 | 469 | 5628 | 0 | 0 | 0 | 0 | 0
Metallic Arc 100 Watts | 346 | 50 | 3.49 | 9.75 | 0 | 0 | 3.49 | 9.75 | 50 | 2.12 | 8.81 | 0 | 0 | 2.12 | 8.81 | 10.67% | 0% | 0% | 10.67% | 1170 | 1057.2 | 112.8 | 418.8 | 254.4 | 113 | 10 | 0 |  | 0.15 | 1.5 |  | 6000 | 1170 | 0 | 0 |  | 1170 |  | 1057.2 | 0 | 0 |  | 1057.2 | 10 | 50 | 500 | 6000 | 0 | 0 | 0 | 0 | 0
[32 empty] | 0 | [17 empty] | 0 | 0 | 0
[26 empty] | 1274 | 2372.1542 | -46.29% |  |  |  | 0
Light Emitting Diode - Traffic Lights 1 | [31 empty] | 0 | [17 empty] | 0 | 0 | 0
[32 empty] | 0 | [17 empty] | 0 | 0 | 0
Light Emitting Diode 4.6 Watts | 530 | 3 | 0.11 | 0.59 | 0 | 0 | 0.11 | 0.59 | 3 | 0.11 | 0.53 | 0 | 0 | 0.11 | 0.53 | 11.32% | 0% | 0% | 11.32% | 50666.193 | 45513.6988 | 5152.4942 | 9446.2394 | 9446.2394 | 5152 | 7156.2419 | 5964 |  | 0.046 | 329.1871 |  | 257624.71 | 50666.193 | 0 | 0 |  | 50666.193 |  | 45513.6988 | 0 | 0 |  | 45513.6988 | 7156.2419 | 3 | 21468.7258 | 257624.71 | 0 | 0 | 0 | 0 | 0
Light Emitting Diode 7.5 Watts | 531 | 5 | 0.17 | 0.98 | 0 | 0 | 0.17 | 0.98 | 5 | 0.17 | 0.88 | 0 | 0 | 0.17 | 0.88 | 11.36% | 0% | 0% | 11.36% | 80192.6145 | 72009.6946 | 8182.9198 | 13910.9637 | 13910.9637 | 8183 | 6819.0999 | 4461 |  | 0.075 | 511.4325 |  | 409145.9921 | 80192.6145 | 0 | 0 |  | 80192.6145 |  | 72009.6946 | 0 | 0 |  | 72009.6946 | 6819.0999 | 5 | 34095.4993 | 409145.9921 | 0 | 0 | 0 | 0 | 0
[20 empty] | 130858.8074 | 117523.3934 | 13335.414 | 23357.2031 | 23357.2031 |  | 13975.3418 | 10425 |  |  |  |  | 0 | [15 empty] | 0 |  | 0 | 0 | 0
Light Emitting Diode (Energy Only) | [31 empty] | 0 | [15 empty] | 0 |  | 0 | 0 | 0
Lighting Emitting Diode 44 Watts | 532 | 15 | 1.05 | 2.93 | 0 | 0 | 1.05 | 2.93 | 15 | 0.64 | 2.64 | 0 | 0 | 0.64 | 2.64 | 10.98% | 0% | 0% | 10.98% | 64702.6217 | 58298.608 | 6404.0138 | 23186.9464 | 14132.9959 | 6404 | 1840.2338 | 1732 |  | 0.44 | 809.7029 |  | 331242.0907 | 64702.6217 | 0 | 0 |  | 64702.6217 |  | 58298.608 | 0 | 0 |  | 58298.608 | 1840.2338 | 15 | 27603.5076 | 331242.0907 | 0 | 0 | 0 | 0 | 0
Lighting Emitting Diode 66 Watts | 533 | 22 | 1.54 | 4.29 | 0 | 0 | 1.54 | 4.29 | 22 | 0.93 | 3.87 | 0 | 0 | 0.93 | 3.87 | 10.85% | 0% | 0% | 10.85% | 206.6199 | 186.3914 | 20.2285 | 74.1713 | 44.7917 | 20 | 4.0136 | 138 |  | 0.66 | 2.649 |  | 1059.5894 | 206.6199 | 0 | 0 |  | 206.6199 |  | 186.3914 | 0 | 0 |  | 186.3914 | 4.0136 | 22 | 88.2991 | 1059.5894 | 0 | 0 | 0 | 0 | 0
Lighting Emitting Diode 88 Watts | 534 | 29 | 2.02 | 5.66 | 0 | 0 | 2.02 | 5.66 | 29 | 1.23 | 5.11 | 0 | 0 | 1.23 | 5.11 | 10.76% | 0% | 0% | 10.76% | 12403.457 | 11198.1741 | 1205.2829 | 4426.6755 | 2695.4509 | 1205 | 182.6186 | 513 |  | 0.88 | 160.7044 |  | 63551.2815 | 12403.457 | 0 | 0 |  | 12403.457 |  | 11198.1741 | 0 | 0 |  | 11198.1741 | 182.6186 | 29 | 5295.9401 | 63551.2815 | 0 | 0 | 0 | 0 | 0
Lighting Emitting Diode 92 Watts | 535 | 31 | 2.16 | 6.05 | 0 | 0 | 2.16 | 6.05 | 31 | 1.32 | 5.46 | 0 | 0 | 1.32 | 5.46 | 10.81% | 0% | 0% | 10.81% | 54416.5374 | 49109.8007 | 5306.7367 | 19428.053 | 11872.6991 | 5307 | 749.5391 | 0 |  | 0.92 | 689.576 |  | 278828.5385 | 54416.5374 | 0 | 0 |  | 54416.5374 |  | 49109.8007 | 0 | 0 |  | 49109.8007 | 749.5391 | 31 | 23235.7115 | 278828.5385 | 0 | 0 | 0 | 0 | 0
Lighting Emitting Diode 105 Watts | 536 | 35 | 2.44 | 6.83 | 0 | 0 | 2.44 | 6.83 | 35 | 1.49 | 6.16 | 0 | 0 | 1.49 | 6.16 | 10.88% | 0% | 0% | 10.88% | 77633.2245 | 70017.6666 | 7615.5579 | 27734.2705 | 16936.0914 | 7616 | 947.2087 | 0 |  | 0.105 | 99.4569 |  | 397827.651 | 77633.2245 | 0 | 0 |  | 77633.2245 |  | 70017.6666 | 0 | 0 |  | 70017.6666 | 947.2087 | 35 | 33152.3042 | 397827.651 | 0 | 0 | 0 | 0 | 0
Lighting Emitting Diode 173 Watts | 537 | 57 | 3.98 | 11.12 | 0 | 0 | 3.98 | 11.12 | 57 | 2.42 | 10.04 | 0 | 0 | 2.42 | 10.04 | 10.76% | 0% | 0% | 10.76% | 49406.7265 | 44608.2315 | 4798.495 | 17683.3428 | 10752.1833 | 4798 | 370.2542 | 38 |  | 0.17 | 62.9432 |  | 253253.9038 | 49406.7265 | 0 | 0 |  | 49406.7265 |  | 44608.2315 | 0 | 0 |  | 44608.2315 | 370.2542 | 57 | 21104.492 | 253253.9038 | 0 | 0 | 0 | 0 | 0
Lighting Emitting Diode 44 Watts | 538 | 15 | 1.05 | 2.93 | 0 | 0 | 1.05 | 2.93 | 15 | 0.64 | 2.64 | 0 | 0 | 0.64 | 2.64 | 10.98% | 0% | 0% | 10.98% | 0 | 0 | 0 | 0 | 0 | 0 | 0 | 0 |  | 0.17 | 0 |  | 0 | 0 | 0 | 0 |  | 0 |  | 0 | 0 | 0 |  | 0 | 0 | 15 | 0 | 0 | 0 | 0 | 0 | 0 | 0
Lighting Emitting Diode 110 Watts | 539 | 37 | 2.58 | 7.22 | 0 | 0 | 2.58 | 7.22 | 37 | 1.57 | 6.52 | 0 | 0 | 1.57 | 6.52 | 10.74% | 0% | 0% | 10.74% | 255674.3431 | 230885.9719 | 24788.3712 | 91362.8539 | 55596.7754 | 24788 | 2950.9966 | 2609 |  | 0.11 | 324.6096 |  | 1310242.4786 | 255674.3431 | 0 | 0 |  | 255674.3431 |  | 230885.9719 | 0 | 0 |  | 230885.9719 | 2950.9966 | 37 | 109186.8732 | 1310242.4786 | 0 | 0 | 0 | 0 | 0
Lighting Emitting Diode 65 Watts | 540 | 22 | 1.54 | 4.29 | 0 | 0 | 1.54 | 4.29 | 22 | 0.93 | 3.87 | 0 | 0 | 0.93 | 3.87 | 10.85% | 0% | 0% | 10.85% | 41530.6059 | 37464.6725 | 4065.9334 | 14908.4226 | 9003.1384 | 4066 | 806.7328 | 464 |  | 0.65 | 524.3763 |  | 212977.4664 | 41530.6059 | 0 | 0 |  | 41530.6059 |  | 37464.6725 | 0 | 0 |  | 37464.6725 | 806.7328 | 22 | 17748.1222 | 212977.4664 | 0 | 0 | 0 | 0 | 0
Lighting Emitting Diode 55 Watts | 541 | 18 | 1.26 | 3.51 | 0 | 0 | 1.26 | 3.51 | 18 | 0.76 | 3.17 | 0 | 0 | 0.76 | 3.17 | 10.73% | 0% | 0% | 10.73% | 139468.4528 | 125958.6882 | 13509.7647 | 50065.5984 | 30198.2975 | 13510 | 3311.2168 | 736 |  | 0.55 | 1821.1693 |  | 715222.8349 | 139468.4528 | 0 | 0 |  | 139468.4528 |  | 125958.6882 | 0 | 0 |  | 125958.6882 | 3311.2168 | 18 | 59601.9029 | 715222.8349 | 0 | 0 | 0 | 0 | 0
Lighting Emitting Diode 83 Watts | 542 | 28 | 1.95 | 5.46 | 0 | 0 | 1.95 | 5.46 | 28 | 1.19 | 4.93 | 0 | 0 | 1.19 | 4.93 | 10.75% | 0% | 0% | 10.75% | 55881.2993 | 50456.9241 | 5424.3752 | 19957.6069 | 12179.2575 | 5424 | 852.8892 | 1039 |  | 0.83 | 707.898 |  | 286570.7655 | 55881.2993 | 0 | 0 |  | 55881.2993 |  | 50456.9241 | 0 | 0 |  | 50456.9241 | 852.8892 | 28 | 23880.8971 | 286570.7655 | 0 | 0 | 0 | 0 | 0
Lighting Emitting Diode 48 Watts | 543 | 16 | 1.12 | 3.12 | 0 | 0 | 1.12 | 3.12 | 16 | 0.68 | 2.82 | 0 | 0 | 0.68 | 2.82 | 10.64% | 0% | 0% | 10.64% | 225.4036 | 203.7301 | 21.6734 | 80.9141 | 49.1264 | 22 | 6.0204 | 72 |  | 0.048 | 0.28898 |  | 1155.9157 | 225.4036 | 0 | 0 |  | 225.4036 |  | 203.7301 | 0 | 0 |  | 203.7301 | 6.0204 | 16 | 96.3263 | 1155.9157 | 0 | 0 | 0 | 0 | 0
Lighting Emitting Diode 72 Watts | 544 | 24 | 1.67 | 4.68 | 0 | 0 | 1.67 | 4.68 | 24 | 1.02 | 4.23 | 0 | 0 | 1.02 | 4.23 | 10.64% | 0% | 0% | 10.64% | 93035.3194 | 84089.6156 | 8945.7038 | 33198.5007 | 20276.9286 | 8946 | 1656.6118 | 308 |  | 0.72 | 1192.7605 |  | 477104.2022 | 93035.3194 | 0 | 0 |  | 93035.3194 |  | 84089.6156 | 0 | 0 |  | 84089.6156 | 1656.6118 | 24 | 39758.6835 | 477104.2022 | 0 | 0 | 0 | 0 | 0
Lighting Emitting Diode 43 Watts | 546 | 14 | 0.98 | 2.73 | 0 | 0 | 0.98 | 2.73 | 14 | 0.59 | 2.47 | 0 | 0 | 0.59 | 2.47 | 10.53% | 0% | 0% | 10.53% | 57722.095 | 52224.7526 | 5497.3424 | 20720.7521 | 12474.7385 | 5497 | 1761.9687 | 0 |  | 0.043 | 75.7647 |  | 296010.7437 | 57722.095 | 0 | 0 |  | 57722.095 |  | 52224.7526 | 0 | 0 |  | 52224.7526 | 1761.9687 | 14 | 24667.562 | 296010.7437 | 0 | 0 | 0 | 0 | 0
Lighting Emitting Diode 50 Watts | 547 | 17 | 1.19 | 3.32 | 0 | 0 | 1.19 | 3.32 | 17 | 0.72 | 2.99 | 0 | 0 | 0.72 | 2.99 | 11.04% | 0% | 0% | 11.04% | 4357.3205 | 3924.2134 | 433.1072 | 1561.8107 | 944.9611 | 433 | 109.3705 | 0 |  | 0.05 | 5.4685 |  | 22311.581 | 4357.3205 | 0 | 0 |  | 4357.3205 |  | 3924.2134 | 0 | 0 |  | 3924.2134 | 109.3705 | 17 | 1859.2984 | 22311.581 | 0 | 0 | 0 | 0 | 0
Lighting Emitting Diode 53 Watts | 548 | 18 | 1.26 | 3.51 | 0 | 0 | 1.26 | 3.51 | 18 | 0.76 | 3.17 | 0 | 0 | 0.76 | 3.17 | 10.73% | 0% | 0% | 10.73% | 84.5263 | 76.3386 | 8.1877 | 30.3428 | 18.302 | 8 | 2.0068 | 0 |  | 0.053 | 0.10636 |  | 433.4684 | 84.5263 | 0 | 0 |  | 84.5263 |  | 76.3386 | 0 | 0 |  | 76.3386 | 2.0068 | 18 | 36.1224 | 433.4684 | 0 | 0 | 0 | 0 | 0
Lighting Emitting Diode 80 Watts | 549 | 27 | 1.88 | 5.27 | 0 | 0 | 1.88 | 5.27 | 27 | 1.15 | 4.75 | 0 | 0 | 1.15 | 4.75 | 10.95% | 0% | 0% | 10.95% | 511954.5787 | 461439.1364 | 50515.4423 | 182632.7529 | 111716.8436 | 50515 | 8095.4234 | 0 |  | 0.08 | 647.6339 |  | 2622917.1965 | 511954.5787 | 0 | 0 |  | 511954.5787 |  | 461439.1364 | 0 | 0 |  | 461439.1364 | 8095.4234 | 27 | 218576.433 | 2622917.1965 | 0 | 0 | 0 | 0 | 0
Lighting Emitting Diode 200 Watts | 550 | 67 | 4.68 | 13.07 | 0 | 0 | 4.68 | 13.07 | 67 | 2.85 | 11.8 | 0 | 0 | 2.85 | 11.8 | 10.76% | 0% | 0% | 10.76% | 37926.9184 | 34241.5942 | 3685.3241 | 13580.5645 | 8270.2156 | 3685 | 241.8192 | 0 |  | 0.2 | 48.3638 |  | 194422.6114 | 37926.9184 | 0 | 0 |  | 37926.9184 |  | 34241.5942 | 0 | 0 |  | 34241.5942 | 241.8192 | 67 | 16201.8843 | 194422.6114 | 0 | 0 | 0 | 0 | 0
Lighting Emitting Diode 60 Watts | 551 | 20 | 1.4 | 3.9 | 0 | 0 | 1.4 | 3.9 | 20 | 0.85 | 3.52 | 0 | 0 | 0.85 | 3.52 | 10.8% | 0% | 0% | 10.8% | 2394.9128 | 2161.5623 | 233.3505 | 859.7123 | 521.9682 | 233 | 51.1734 |  |  | 0.06 | 3.0704 |  | 12281.6042 | 2394.9128 | 0 | 0 |  | 2394.9128 |  | 2161.5623 | 0 | 0 |  | 2161.5623 | 51.1734 | 20 | 1023.467 | 12281.6042 | 0 | 0 | 0 | 0 | 0
Lighting Emitting Diode 70 Watts | 552 | 23 | 1.61 | 4.49 | 0 | 0 | 1.61 | 4.49 | 23 | 0.98 | 4.05 | 0 | 0 | 0.98 | 4.05 | 10.86% | 0% | 0% | 10.86% | 104990.6183 | 94702.0054 | 10288.6129 | 37646.97 | 22915.547 | 10289 | 1948.6009 | 0 |  | 0.07 | 136.4021 |  | 537813.8577 | 104990.6183 | 0 | 0 |  | 104990.6183 |  | 94702.0054 | 0 | 0 |  | 94702.0054 | 1948.6009 | 23 | 44817.8215 | 537813.8577 | 0 | 0 | 0 | 0 | 0
Lighting Emitting Diode 87 Watts | 553 | 29 | 2.02 | 5.66 | 0 | 0 | 2.02 | 5.66 | 29 | 1.23 | 5.11 | 0 | 0 | 1.23 | 5.11 | 10.76% | 0% | 0% | 10.76% | 136.3017 | 123.0569 | 13.2449 | 48.6448 | 29.6203 | 13 | 2.0068 | 0 |  | 0.087 | 0.17459 |  | 698.3657 | 136.3017 | 0 | 0 |  | 136.3017 |  | 123.0569 | 0 | 0 |  | 123.0569 | 2.0068 | 29 | 58.1971 | 698.3657 | 0 | 0 | 0 | 0 | 0
Lighting Emitting Diode 173 Watts | 554 | 58 | 4.05 | 11.31 | 0 | 0 | 4.05 | 11.31 | 58 | 2.46 | 10.21 | 0 | 0 | 2.46 | 10.21 | 10.77% | 0% | 0% | 10.77% | 5174.8901 | 4671.5851 | 503.305 | 1853.0773 | 1125.5729 | 503 | 38.1292 | 0 |  | 0.173 | 6.5963 |  | 26537.8978 | 5174.8901 | 0 | 0 |  | 5174.8901 |  | 4671.5851 | 0 | 0 |  | 4671.5851 | 38.1292 | 58 | 2211.4915 | 26537.8978 | 0 | 0 | 0 | 0 | 0
Lighting Emitting Diode 35 Watts | 555 | 12 | 0.84 | 2.34 | 0 | 0 | 0.84 | 2.34 | 12 | 0.51 | 2.11 | 0 | 0 | 0.51 | 2.11 | 10.9% | 0% | 0% | 10.9% | 207850.2579 | 187420.5317 | 20429.7262 | 74612.9131 | 45300.6972 | 20430 | 7402.0747 | 0 |  | 0.035 | 259.0726 |  | 1065898.7583 | 207850.2579 | 0 | 0 |  | 207850.2579 |  | 187420.5317 | 0 | 0 |  | 187420.5317 | 7402.0747 | 12 | 88824.8965 | 1065898.7583 | 0 | 0 | 0 | 0 | 0
Lighting Emitting Diode 51 Watts | 556 | 17 | 1.19 | 3.32 | 0 | 0 | 1.19 | 3.32 | 17 | 0.72 | 2.99 | 0 | 0 | 0.72 | 2.99 | 11.04% | 0% | 0% | 11.04% | 15070.7325 | 13572.738 | 1497.9945 | 5401.8589 | 3268.3516 | 1498 | 378.2814 | 0 |  | 0.051 | 19.2924 |  | 77169.4133 | 15070.7325 | 0 | 0 |  | 15070.7325 |  | 13572.738 | 0 | 0 |  | 13572.738 | 378.2814 | 17 | 6430.7844 | 77169.4133 | 0 | 0 | 0 | 0 | 0
Lighting Emitting Diode 172 Watts | 557 | 57 | 3.98 | 11.12 | 0 | 0 | 3.98 | 11.12 | 57 | 2.42 | 10.04 | 0 | 0 | 2.42 | 10.04 | 10.76% | 0% | 0% | 10.76% | 13255.4632 | 11968.0621 | 1287.4011 | 4744.3115 | 2884.7321 | 1287 | 99.3365 | 0 |  | 0.172 | 17.0859 |  | 67946.1693 | 13255.4632 | 0 | 0 |  | 13255.4632 |  | 11968.0621 | 0 | 0 |  | 11968.0621 | 99.3365 | 57 | 5662.1808 | 67946.1693 | 0 | 0 | 0 | 0 | 0
Lighting Emitting Diode 91 Watts | 558 | 30 | 2.09 | 5.85 | 0 | 0 | 2.09 | 5.85 | 30 | 1.27 | 5.28 | 0 | 0 | 1.27 | 5.28 | 10.8% | 0% | 0% | 10.8% | 1197.4564 | 1080.7812 | 116.6752 | 427.8092 | 259.9606 | 117 | 17.0578 | 0 |  | 0.091 | 1.5523 |  | 6140.8021 | 1197.4564 | 0 | 0 |  | 1197.4564 |  | 1080.7812 | 0 | 0 |  | 1080.7812 | 17.0578 | 30 | 511.7335 | 6140.8021 | 0 | 0 | 0 | 0 | 0
Lighting Emitting Diode 42 Watts | 559 | 14 | 0.98 | 2.73 | 0 | 0 | 0.98 | 2.73 | 14 | 0.59 | 2.47 | 0 | 0 | 0.59 | 2.47 | 10.53% | 0% | 0% | 10.53% | 3352.878 | 3033.5562 | 319.3217 | 1203.5972 | 724.6146 | 319 | 102.3467 |  |  | 0.013 | 1.3305 |  | 17194.2459 | 3352.878 | 0 | 0 |  | 3352.878 |  | 3033.5562 | 0 | 0 |  | 3033.5562 | 102.3467 | 14 | 1432.8538 | 17194.2459 | 0 | 0 | 0 | 0 | 0
Lighting Emitting Diode 13 Watts | 560 | 4 | 0.28 | 0.78 | 0 | 0 | 0.28 | 0.78 | 4 | 0.17 | 0.7 | 0 | 0 | 0.17 | 0.7 | 11.43% | 0% | 0% | 11.43% | 112.7018 | 101.1426 | 11.5592 | 40.457 | 24.5632 | 12 | 12.0408 | 0 |  | 0.013 | 0.15653 |  | 577.9578 | 112.7018 | 0 | 0 |  | 112.7018 |  | 101.1426 | 0 | 0 |  | 101.1426 | 12.0408 | 4 | 48.1632 | 577.9578 | 0 | 0 | 0 | 0 | 0
Lighting Emitting Diode 8 Watts | 561 | 3 | 0.21 | 0.59 | 0 | 0 | 0.21 | 0.59 | 3 | 0.13 | 0.53 | 0 | 0 | 0.13 | 0.53 | 11.32% | 0% | 0% | 11.32% | 56.8325 | 51.0529 | 5.7796 | 20.2285 | 12.5224 | 6 | 8.0272 | 0 |  | 0.008 | 0.064218 |  | 288.9789 | 56.8325 | 0 | 0 |  | 56.8325 |  | 51.0529 | 0 | 0 |  | 51.0529 | 8.0272 | 3 | 24.0816 | 288.9789 | 0 | 0 | 0 | 0 | 0
Lighting Emitting Diode 150 Watts | 562 | 50 | 3.49 | 9.75 | 0 | 0 | 3.49 | 9.75 | 50 | 2.12 | 8.81 | 0 | 0 | 2.12 | 8.81 | 10.67% | 0% | 0% | 10.67% | 10800.5873 | 9759.2999 | 1041.2874 | 3866.0564 | 2348.4354 | 1041 | 92.3127 | 0 |  | 0.15 | 13.8469 |  | 55387.6269 | 10800.5873 | 0 | 0 |  | 10800.5873 |  | 9759.2999 | 0 | 0 |  | 9759.2999 | 92.3127 | 50 | 4615.6356 | 55387.6269 | 0 | 0 | 0 | 0 | 0
Lighting Emitting Diode 60 Watts | 563 | 20 | 1.4 | 3.9 | 0 | 0 | 1.4 | 3.9 | 20 | 0.85 | 3.52 | 0 | 0 | 0.85 | 3.52 | 10.8% | 0% | 0% | 10.8% | 112795.6982 | 101805.3481 | 10990.3501 | 40490.7635 | 24583.6778 | 10990 | 2410.1645 | 0 |  | 0.06 | 144.6099 |  | 578439.478 | 112795.6982 | 0 | 0 |  | 112795.6982 |  | 101805.3481 | 0 | 0 |  | 101805.3481 | 2410.1645 | 20 | 48203.2898 | 578439.478 | 0 | 0 | 0 | 0 | 0
Lighting Emitting Diode 28 Watts | 564 | 9 | 0.63 | 1.76 | 0 | 0 | 0.63 | 1.76 | 9 | 0.38 | 1.58 | 0 | 0 | 0.38 | 1.58 | 11.39% | 0% | 0% | 11.39% | 1292.699 | 1160.4912 | 132.2079 | 462.7275 | 279.1055 | 132 | 61.2073 | 0 |  | 0.028 | 1.7138 |  | 6610.3929 | 1292.699 | 0 | 0 |  | 1292.699 |  | 1160.4912 | 0 | 0 |  | 1160.4912 | 61.2073 | 9 | 550.8661 | 6610.3929 | 0 | 0 | 0 | 0 | 0
Lighting Emitting Diode 86 Watts | 565 | 29 | 2.02 | 5.66 | 0 | 0 | 2.02 | 5.66 | 29 | 1.23 | 5.11 | 0 | 0 | 1.23 | 5.11 | 10.76% | 0% | 0% | 10.76% | 23716.5002 | 21411.8933 | 2304.6069 | 8464.1927 | 5153.9391 | 2305 | 349.1829 | 0 |  | 0.086 | 30.0297 |  | 121515.6372 | 23716.5002 | 0 | 0 |  | 23716.5002 |  | 21411.8933 | 0 | 0 |  | 21411.8933 | 349.1829 | 29 | 10126.3031 | 121515.6372 | 0 | 0 | 0 | 0 | 0
Lighting Emitting Diode 100 Watts | 567 | 33 | 2.3 | 6.44 | 0 | 0 | 2.3 | 6.44 | 33 | 1.4 | 5.81 | 0 | 0 | 1.4 | 5.81 | 10.84% | 0% | 0% | 10.84% | 52031.1368 | 46941.1342 | 5090.0025 | 18582.5488 | 11311.1167 | 5090 | 673.2808 | 0 |  | 0.1 | 67.3281 |  | 266619.179 | 52031.1368 | 0 | 0 |  | 52031.1368 |  | 46941.1342 | 0 | 0 |  | 46941.1342 | 673.2808 | 33 | 22218.2649 | 266619.179 | 0 | 0 | 0 | 0 | 0
Lighting Emitting Diode 143 Watts | 569 | 48 | 3.35 | 9.36 | 0 | 0 | 3.35 | 9.36 | 48 | 2.04 | 8.45 | 0 | 0 | 2.04 | 8.45 | 10.77% | 0% | 0% | 10.77% | 1465.1231 | 1322.6806 | 142.4425 | 524.3763 | 319.3217 | 142 | 13.0442 | 0 |  | 0.143 | 1.8653 |  | 7513.452 | 1465.1231 | 0 | 0 |  | 1465.1231 |  | 1322.6806 | 0 | 0 |  | 1322.6806 | 13.0442 | 48 | 626.121 | 7513.452 | 0 | 0 | 0 | 0 | 0
Lighting Emitting Diode 200 Watts | 570 | 67 | 4.68 | 13.07 | 0 | 0 | 4.68 | 13.07 | 67 | 2.85 | 11.8 | 0 | 0 | 2.85 | 11.8 | 10.76% | 0% | 0% | 10.76% | 1416.3579 | 1278.7317 | 137.6262 | 507.158 | 308.8462 | 138 | 9.0306 | 0 |  | 0.2 | 1.8061 |  | 7260.5954 | 1416.3579 | 0 | 0 |  | 1416.3579 |  | 1278.7317 | 0 | 0 |  | 1278.7317 | 9.0306 | 67 | 605.0496 | 7260.5954 | 0 | 0 | 0 | 0 | 0
Lighting Emitting Diode 250 Watts | 572 | 83 | 5.79 | 16.19 | 0 | 0 | 5.79 | 16.19 | 83 | 3.53 | 14.62 | 0 | 0 | 3.53 | 14.62 | 10.74% | 0% | 0% | 10.74% | 25342.2475 | 22884.7226 | 2457.5249 | 9063.1015 | 5525.5178 | 2458 | 130.4419 | 0 |  | 0.25 | 32.6105 |  | 129920.1076 | 25342.2475 | 0 | 0 |  | 25342.2475 |  | 22884.7226 | 0 | 0 |  | 22884.7226 | 130.4419 | 83 | 10826.6756 | 129920.1076 | 0 | 0 | 0 | 0 | 0
Lighting Emitting Diode 52 Watts | 573 | 17 | 1.19 | 3.32 | 0 | 0 | 1.19 | 3.32 | 17 | 0.72 | 2.99 | 0 | 0 | 0.72 | 2.99 | 11.04% | 0% | 0% | 11.04% | 56845.044 | 51194.7836 | 5650.2604 | 20375.1814 | 12327.8409 | 5650 | 1426.8334 | 0 |  | 0.052 | 74.1953 |  | 291074.0204 | 56845.044 | 0 | 0 |  | 56845.044 |  | 51194.7836 | 0 | 0 |  | 51194.7836 | 1426.8334 | 17 | 24256.1684 | 291074.0204 | 0 | 0 | 0 | 0 | 0
Lighting Emitting Diode 140 Watts | 574 | 47 | 3.28 | 9.17 | 0 | 0 | 3.28 | 9.17 | 47 | 2 | 8.28 | 0 | 0 | 2 | 8.28 | 10.75% | 0% | 0% | 10.75% | 30032.6162 | 27117.7822 | 2914.8341 | 10742.3098 | 6550.1889 | 2915 | 272.9245 | 0 |  | 0.14 | 38.2094 |  | 153929.4398 | 30032.6162 | 0 | 0 |  | 30032.6162 |  | 27117.7822 | 0 | 0 |  | 27117.7822 | 272.9245 | 47 | 12827.4533 | 153929.4398 | 0 | 0 | 0 | 0 | 0
Lighting Emitting Diode 185 Watts | 575 | 62 | 4.33 | 12.09 | 0 | 0 | 4.33 | 12.09 | 62 | 2.63 | 10.92 | 0 | 0 | 2.63 | 10.92 | 10.71% | 0% | 0% | 10.71% | 40760.4771 | 36815.9148 | 3944.5623 | 14598.2519 | 8866.8366 | 3945 | 280.9517 | 0 |  | 0.185 | 51.9761 |  | 209028.0878 | 40760.4771 | 0 | 0 |  | 40760.4771 |  | 36815.9148 | 0 | 0 |  | 36815.9148 | 280.9517 | 62 | 17419.0073 | 209028.0878 | 0 | 0 | 0 | 0 | 0
Lighting Emitting Diode 95 Watts | 576 | 32 | 2.23 | 6.24 | 0 | 0 | 2.23 | 6.24 | 32 | 1.36 | 5.64 | 0 | 0 | 1.36 | 5.64 | 10.64% | 0% | 0% | 10.64% | 150.269 | 135.8201 | 14.4489 | 53.7019 | 32.7509 | 14 | 2.0068 | 0 |  | 0.095 | 0.19065 |  | 770.6105 | 150.269 | 0 | 0 |  | 150.269 |  | 135.8201 | 0 | 0 |  | 135.8201 | 2.0068 | 32 | 64.2175 | 770.6105 | 0 | 0 | 0 | 0 | 0
Lighting Emitting Diode 75 Watts | 578 | 25 | 1.74 | 4.88 | 0 | 0 | 1.74 | 4.88 | 25 | 1.06 | 4.4 | 0 | 0 | 1.06 | 4.4 | 10.91% | 0% | 0% | 10.91% | 30672.2229 | 27655.283 | 3016.94 | 10936.4073 | 6662.4091 | 3017 | 523.7743 | 0 |  | 0.075 | 39.2831 |  | 157132.2895 | 30672.2229 | 0 | 0 |  | 30672.2229 |  | 27655.283 | 0 | 0 |  | 27655.283 | 523.7743 | 25 | 13094.3575 | 157132.2895 | 0 | 0 | 0 | 0 | 0
Lighting Emitting Diode 138 Watts | 579 | 46 | 3.21 | 8.97 | 0 | 0 | 3.21 | 8.97 | 46 | 1.95 | 8.1 | 0 | 0 | 1.95 | 8.1 | 10.74% | 0% | 0% | 10.74% | 2268.1233 | 2048.1381 | 219.9852 | 811.6696 | 493.0703 | 220 | 21.0714 | 0 |  | 0.138 | 2.9079 |  | 11631.4017 | 2268.1233 | 0 | 0 |  | 2268.1233 |  | 2048.1381 | 0 | 0 |  | 2048.1381 | 21.0714 | 46 | 969.2835 | 11631.4017 | 0 | 0 | 0 | 0 | 0
Lighting Emitting Diode 54 Watts | 582 | 18 | 1.26 | 3.51 | 0 | 0 | 1.26 | 3.51 | 18 | 0.76 | 3.17 | 0 | 0 | 0.76 | 3.17 | 10.73% | 0% | 0% | 10.73% | 447186.5755 | 403869.3574 | 43317.2181 | 160528.5143 | 96826.7229 | 43317 | 10616.9652 | 0 |  | 0.054 | 573.3161 |  | 2293264.4898 | 447186.5755 | 0 | 0 |  | 447186.5755 |  | 403869.3574 | 0 | 0 |  | 403869.3574 | 10616.9652 | 18 | 191105.3742 | 2293264.4898 | 0 | 0 | 0 | 0 | 0
Lighting Emitting Diode 175 Watts | 583 | 58 | 4.05 | 11.31 | 0 | 0 | 4.05 | 11.31 | 58 | 2.46 | 10.21 | 0 | 0 | 2.46 | 10.21 | 10.77% | 0% | 0% | 10.77% | 51885.082 | 46838.7875 | 5046.2944 | 18579.5386 | 11285.3494 | 5046 | 382.295 | 0 |  | 0.175 | 66.9016 |  | 266077.3435 | 51885.082 | 0 | 0 |  | 51885.082 |  | 46838.7875 | 0 | 0 |  | 46838.7875 | 382.295 | 58 | 22173.112 | 266077.3435 | 0 | 0 | 0 | 0 | 0
Lighting Emitting Diode 46 Watts | 584 | 15 | 1.05 | 2.93 | 0 | 0 | 1.05 | 2.93 | 15 | 0.64 | 2.64 | 0 | 0 | 0.64 | 2.64 | 10.98% | 0% | 0% | 10.98% | 104533.1887 | 94186.9004 | 10346.2883 | 37460.699 | 22833.188 | 10346 | 2973.0714 | 0 |  | 0.046 | 136.7613 |  | 535152.8434 | 104533.1887 | 0 | 0 |  | 104533.1887 |  | 94186.9004 | 0 | 0 |  | 94186.9004 | 2973.0714 | 15 | 44596.0703 | 535152.8434 | 0 | 0 | 0 | 0 | 0
Lighting Emitting Diode 69 Watts | 585 | 23 | 1.61 | 4.49 | 0 | 0 | 1.61 | 4.49 | 23 | 0.98 | 4.05 | 0 | 0 | 0.98 | 4.05 | 10.86% | 0% | 0% | 10.86% | 85960.3929 | 77536.6573 | 8423.7356 | 30823.2144 | 18761.9566 | 8424 | 1595.4045 | 0 |  | 0.069 | 110.0829 |  | 440331.6342 | 85960.3929 | 0 | 0 |  | 85960.3929 |  | 77536.6573 | 0 | 0 |  | 77536.6573 | 1595.4045 | 23 | 36694.3029 | 440331.6342 | 0 | 0 | 0 | 0 | 0
Lighting Emitting Diode 108 Watts | 586 | 36 | 2.51 | 7.02 | 0 | 0 | 2.51 | 7.02 | 36 | 1.53 | 6.34 | 0 | 0 | 1.53 | 6.34 | 10.73% | 0% | 0% | 10.73% | 159416.6679 | 143974.5975 | 15442.0704 | 56999.4069 | 34744.6584 | 15442 | 1892.4106 | 0 |  | 0.108 | 204.3803 |  | 817521.3738 | 159416.6679 | 0 | 0 |  | 159416.6679 |  | 143974.5975 | 0 | 0 |  | 143974.5975 | 1892.4106 | 36 | 68126.7811 | 817521.3738 | 0 | 0 | 0 | 0 | 0
Lighting Emitting Diode 158 Watts | 587 | 53 | 3.7 | 10.34 | 0 | 0 | 3.7 | 10.34 | 53 | 2.25 | 9.33 | 0 | 0 | 2.25 | 9.33 | 10.83% | 0% | 0% | 10.83% | 225721.6777 | 203673.4287 | 22048.249 | 80770.8131 | 49117.3864 | 22048 | 1819.1625 | 0 |  | 0.158 | 287.4277 |  | 1156987.323 | 225721.6777 | 0 | 0 |  | 225721.6777 |  | 203673.4287 | 0 | 0 |  | 203673.4287 | 1819.1625 | 53 | 96415.6103 | 1156987.323 | 0 | 0 | 0 | 0 | 0
Lighting Emitting Diode 48 Watts | 589 | 16 | 1.12 | 3.12 | 0 | 0 | 1.12 | 3.12 | 16 | 0.68 | 2.82 | 0 | 0 | 0.68 | 2.82 | 10.64% | 0% | 0% | 10.64% | 37.5673 | 33.955 | 3.6122 | 13.4857 | 8.1877 | 4 | 1.0034 | 0 |  | 0.048 | 0.048163 |  | 192.6526 | 37.5673 | 0 | 0 |  | 37.5673 |  | 33.955 | 0 | 0 |  | 33.955 | 1.0034 | 16 | 16.0544 | 192.6526 | 0 | 0 | 0 | 0 | 0
Lighting Emitting Diode 90 Watts | 590 | 30 | 2.09 | 5.85 | 0 | 0 | 2.09 | 5.85 | 30 | 1.27 | 5.28 | 0 | 0 | 1.27 | 5.28 | 10.8% | 0% | 0% | 10.8% | 21554.2154 | 19454.0611 | 2100.1543 | 7700.5659 | 4679.2912 | 2100 | 307.0401 | 0 |  | 0.09 | 27.6336 |  | 110534.4381 | 21554.2154 | 0 | 0 |  | 21554.2154 |  | 19454.0611 | 0 | 0 |  | 19454.0611 | 307.0401 | 30 | 9211.2032 | 110534.4381 | 0 | 0 | 0 | 0 | 0
Lighting Emitting Diode 240 Watts | 591 | 80 | 5.58 | 15.6 | 0 | 0 | 5.58 | 15.6 | 80 | 3.4 | 14.09 | 0 | 0 | 3.4 | 14.09 | 10.72% | 0% | 0% | 10.72% | 375.6726 | 339.3094 | 36.3632 | 134.3752 | 81.8774 | 36 | 2.0068 |  |  | 0.24 | 0.48163 |  | 1926.5262 | 375.6726 | 0 | 0 |  | 375.6726 |  | 339.3094 | 0 | 0 |  | 339.3094 | 2.0068 | 80 | 160.5438 | 1926.5262 | 0 | 0 | 0 | 0 | 0
Lighting Emitting Diode 135 Watts | 592 | 45 | 3.14 | 8.78 | 0 | 0 | 3.14 | 8.78 | 45 | 1.91 | 7.92 | 0 | 0 | 1.91 | 7.92 | 10.86% | 0% | 0% | 10.86% | 131301.9084 | 118440.9015 | 12861.007 | 46957.6301 | 28563.3992 | 12861 | 1246.2216 |  |  | 0.135 | 168.2399 |  | 672959.6674 | 131301.9084 | 0 | 0 |  | 131301.9084 |  | 118440.9015 | 0 | 0 |  | 118440.9015 | 1246.2216 | 45 | 56079.9723 | 672959.6674 | 0 | 0 | 0 | 0 | 0
Lighting Emitting Diode 30 Watts | 593 | 10 | 0.7 | 1.95 | 0 | 0 | 0.7 | 1.95 | 10 | 0.42 | 1.76 | 0 | 0 | 0.42 | 1.76 | 10.8% | 0% | 0% | 10.8% | 16858.3079 | 15215.7036 | 1642.6044 | 6051.7003 | 3631.0202 | 1643 | 720.4405 |  |  | 0.03 | 21.6132 |  | 86452.8612 | 16858.3079 | 0 | 0 |  | 16858.3079 |  | 15215.7036 | 0 | 0 |  | 15215.7036 | 720.4405 | 10 | 7204.4051 | 86452.8612 | 0 | 0 | 0 | 0 | 0
Lighting Emitting Diode 133 Watts | 594 | 44 | 3.07 | 8.58 | 0 | 0 | 3.07 | 8.58 | 44 | 1.87 | 7.75 | 0 | 0 | 1.87 | 7.75 | 10.71% | 0% | 0% | 10.71% | 23761.292 | 21462.7054 | 2298.5865 | 8502.0007 | 5178.7431 | 2299 | 230.7818 |  |  | 0.133 | 30.694 |  | 121852.7793 | 23761.292 | 0 | 0 |  | 23761.292 |  | 21462.7054 | 0 | 0 |  | 21462.7054 | 230.7818 | 44 | 10154.3983 | 121852.7793 | 0 | 0 | 0 | 0 | 0
Lighting Emitting Diode 55 Watts | 595 | 18 | 1.26 | 3.51 | 0 | 0 | 1.26 | 3.51 | 18 | 0.76 | 3.17 | 0 | 0 | 0.76 | 3.17 | 10.73% | 0% | 0% | 10.73% | 42.2632 | 38.1693 | 4.0939 | 15.1714 | 9.151 | 4 | 1.0034 |  |  | 0.055 | 0.055187 |  | 216.7342 | 42.2632 | 0 | 0 |  | 42.2632 |  | 38.1693 | 0 | 0 |  | 38.1693 | 1.0034 | 18 | 18.0612 | 216.7342 | 0 | 0 | 0 | 0 | 0
Lighting Emitting Diode 52 Watts | 596 | 17 | 1.19 | 3.32 | 0 | 0 | 1.19 | 3.32 | 17 | 0.72 | 2.99 | 0 | 0 | 0.72 | 2.99 | 11.04% | 0% | 0% | 11.04% | 119.9263 | 108.0059 | 11.9204 | 42.9856 | 26.0081 | 12 | 3.0102 |  |  | 0.052 | 0.15653 |  | 614.0802 | 119.9263 | 0 | 0 |  | 119.9263 |  | 108.0059 | 0 | 0 |  | 108.0059 | 3.0102 | 17 | 51.1734 | 614.0802 | 0 | 0 | 0 | 0 | 0
Lighting Emitting Diode 41 Watts | 597 | 14 | 0.98 | 2.73 | 0 | 0 | 0.98 | 2.73 | 14 | 0.59 | 2.47 | 0 | 0 | 0.59 | 2.47 | 10.53% | 0% | 0% | 10.53% | 34514.9201 | 31227.7849 | 3287.1353 | 12389.9713 | 7459.2685 | 3287 | 1053.569 | 0 |  | 0.041 | 43.1963 |  | 176999.5905 | 34514.9201 | 0 | 0 |  | 34514.9201 |  | 31227.7849 | 0 | 0 |  | 31227.7849 | 1053.569 | 14 | 14749.9659 | 176999.5905 | 0 | 0 | 0 | 0 | 0
Lighting Emitting Diode 68 Watts | 598 | 23 | 1.61 | 4.49 | 0 | 0 | 1.61 | 4.49 | 23 | 0.98 | 4.05 | 0 | 0 | 0.98 | 4.05 | 10.86% | 0% | 0% | 10.86% | 25355.6128 | 22870.8757 | 2484.7371 | 9091.879 | 5534.1872 | 2485 | 470.5941 | 0 |  | 0.068 | 32.0004 |  | 129883.9852 | 25355.6128 | 0 | 0 |  | 25355.6128 |  | 22870.8757 | 0 | 0 |  | 22870.8757 | 470.5941 | 23 | 10823.6654 | 129883.9852 | 0 | 0 | 0 | 0 | 0
Lighting Emitting Diode 117 Watts | 599 | 39 | 2.72 | 7.61 | 0 | 0 | 2.72 | 7.61 | 39 | 1.66 | 6.87 | 0 | 0 | 1.66 | 6.87 | 10.77% | 0% | 0% | 10.77% | 47556.1777 | 42931.7925 | 4624.3852 | 16997.7403 | 10373.6209 | 4624 | 520.7641 | 0 |  | 0.117 | 60.9294 |  | 243717.5994 | 47556.1777 | 0 | 0 |  | 47556.1777 |  | 42931.7925 | 0 | 0 |  | 42931.7925 | 520.7641 | 39 | 20309.7999 | 243717.5994 | 0 | 0 | 0 | 0 | 0
[20 empty] | 844584.6111 | 762478.4746 | 82106.1366 | 302107.3561 | 183737.7361 | 82106 | 64049.9709 | 7649 | 737.4% |  |  |  | 0 | [17 empty] | 0 | 0 | 0
0
Light Emitting Diode (Energy, Maintenance& Capital | [31 empty] | 0
Lighting Emitting Diode 44W | 615 | 15 | 1.05 | 2.93 | 0.73938 | 8.163 | 9.9524 | 11.8324 | 15 | 0.64 | 2.64 | 0.40454 | 7.6391 | 8.6836 | 10.6836 | 10.98% | 82.77% | 6.859% | 10.75% | 561848.4643 | 507300.0356 | 54548.4287 | 472578.5443 | 412332.0356 | 54548 | 3957 | 15020.7398 |  | 0.44 | 1741.08 |  | 712260 | 139128.12 | 35108.8958 | 387611.4485 |  | 561848.4643 |  | 125357.76 | 19208.9771 | 362733.2986 |  | 507300.0356 | 3957 | 15 | 59355 | 712260 | 712260 | 712260 | 3957 | 3957 | 0
Lighting Emitting Diode 55W | 616 | 18 | 1.26 | 3.51 | 0.73938 | 8.163 | 10.1624 | 12.4124 | 18 | 0.76 | 3.17 | 0.40454 | 7.6391 | 8.8036 | 11.2136 | 10.73% | 82.77% | 6.859% | 10.69% | 4331571.1065 | 3913232.2225 | 418338.884 | 3546384.1065 | 3072209.7025 | 418339 | 29081 | 823.2628 |  | 0.55 | 15994.55 |  | 6281496 | 1224891.72 | 258024.2096 | 2848655.1769 |  | 4331571.1065 |  | 1106241.24 | 141171.6609 | 2665819.3216 |  | 3913232.2225 | 29081 | 18 | 523458 | 6281496 | 6281496 | 6281496 | 29081 | 29081 | 0
Lighting Emitting Diode 28W | 623 | 9 | 0.63 | 1.76 | 0.73938 | 8.163 | 9.5324 | 10.6624 | 9 | 0.38 | 1.58 | 0.40454 | 7.6391 | 8.4236 | 9.6236 | 11.39% | 82.77% | 6.859% | 10.79% | 4606.1457 | 4157.395 | 448.7508 | 4117.9857 | 3638.995 | 449 | 36 | 515.6995 |  | 0.28 | 10.08 |  | 3888 | 760.32 | 319.4138 | 3526.412 |  | 4606.1457 |  | 682.56 | 174.7595 | 3300.0755 |  | 4157.395 | 36 | 9 | 324 | 3888 | 3888 | 3888 | 36 | 36 | 0
Lighting Emitting Diode 50W | 624 | 17 | 1.19 | 3.32 | 0.73938 | 8.163 | 10.0924 | 12.2224 | 17 | 0.72 | 2.99 | 0.40454 | 7.6391 | 8.7636 | 11.0336 | 11.04% | 82.77% | 6.859% | 10.77% | 41213.8464 | 37205.2973 | 4008.5491 | 34031.4864 | 29550.8573 | 4009 | 281 | 14446.3647 |  | 0.5 | 140.5 |  | 57324 | 11195.04 | 2493.2018 | 27525.6045 |  | 41213.8464 |  | 10082.28 | 1364.0947 | 25758.9226 |  | 37205.2973 | 281 | 17 | 4777 | 57324 | 57324 | 57324 | 281 | 281 | 0
Lighting Emitting Diode 72W | 625 | 24 | 1.67 | 4.68 | 0.73938 | 8.163 | 10.5724 | 13.5824 | 24 | 1.02 | 4.23 | 0.40454 | 7.6391 | 9.0636 | 12.2736 | 10.64% | 82.77% | 6.859% | 10.66% | 1105061.9782 | 998580.0501 | 106481.9281 | 860168.3782 | 737414.4501 | 106482 | 6780 | 179.028 |  | 0.72 | 4881.6 |  | 1952640 | 380764.8 | 60156.2581 | 664140.9202 |  | 1105061.9782 |  | 344152.8 | 32913.0312 | 621514.2189 |  | 998580.0501 | 6780 | 24 | 162720 | 1952640 | 1952640 | 1952640 | 6780 | 6780 | 0
Lighting Emitting Diode 100W | 626 | 33 | 2.3 | 6.44 | 0.73938 | 8.163 | 11.2024 | 15.3424 | 33 | 1.4 | 5.81 | 0.40454 | 7.6391 | 9.4436 | 13.8536 | 10.84% | 82.77% | 6.859% | 10.75% | 52470.9203 | 47379.3101 | 5091.6103 | 38312.1203 | 32297.1101 | 5092 | 285 | 2061.1518 |  | 0.1 | 28.5 |  | 112860 | 22024.8 | 2528.6923 | 27917.4281 |  | 52470.9203 |  | 19870.2 | 1383.5124 | 26125.5977 |  | 47379.3101 | 285 | 33 | 9405 | 112860 | 112860 | 112860 | 285 | 285 | 0
Lighting Emitting Diode 200W | 627 | 67 | 4.68 | 13.07 | 0.73938 | 8.163 | 13.5824 | 21.9724 | 67 | 2.85 | 11.8 | 0.40454 | 7.6391 | 10.8936 | 19.8436 | 10.76% | 82.77% | 6.859% | 10.73% | 34804.241 | 31432.2615 | 3371.9795 | 21514.481 | 17255.4615 | 3372 | 132 | 3116.6851 |  | 0.2 | 26.4 |  | 106128 | 20702.88 | 1171.1838 | 12930.1772 |  | 34804.241 |  | 18691.2 | 640.7847 | 12100.2768 |  | 31432.2615 | 132 | 67 | 8844 | 106128 | 106128 | 106128 | 132 | 132 | 0
[20 empty] | 6131576.7025 | 5539286.5721 | 592290.1304 | 4977107.1025 | 4304698.6121 | 950245 | 40552 | 36162.9317 | 12.14% |  |  |  | 0
Light Emitting Diode (Operating, Maintenance & Capital - Full Charge) | [31 empty] | 0
Lighting Emitting Diode 55 Watts | 724 | 18 | 1.26 | 3.51 | 0.36969 | 5.9968 | 7.6264 | 9.8764 | 18 | 0.76 | 3.17 | 0.20227 | 5.7861 | 6.7484 | 9.1584 | 10.73% | 82.77% | 3.64% | 7.841% | 1108811.923 | 1028196.0606 | 80615.8625 | 856208.2218 | 757629.4295 | 80616 | 9355.6926 | 0 |  | 0.55 | 5145.631 |  | 2020829.61 | 394061.7739 | 41504.68 | 673245.4691 |  | 1108811.923 |  | 355890.548 | 22708.2746 | 649597.238 |  | 1028196.0606 | 9355.6926 | 18 | 168402.4675 | 2020829.61 | 2020829.61 | 2020829.61
Lighting Emitting Diode 190 Watts | 740 | 63 | 4.4 | 12.29 | 0.73938 | 13.1789 | 18.3182 | 26.2082 | 63 | 2.68 | 11.09 | 0.40454 | 11.9696 | 15.0541 | 23.4641 | 10.82% | 82.77% | 10.1% | 11.69% | 313674.5085 | 280831.6047 | 32842.9038 | 219242.6984 | 180176.1519 | 32843 | 997.3786 | 0 |  | 0.19 | 189.5019 |  | 754018.2554 | 147093.4025 | 8849.3462 | 157731.7598 |  | 313674.5085 |  | 132731.15 | 4841.7042 | 143258.7505 |  | 280831.6047 | 997.3786 | 63 | 62834.8546 | 754018.2554 | 754018.2554 | 754018.2554
Lighting Emitting Diode 261 Watts | 741 | 87 | 6.07 | 16.97 | 0.73938 | 14.7544 | 21.5638 | 32.4638 | 87 | 3.7 | 15.32 | 0.40454 | 13.3173 | 17.4218 | 29.0418 | 10.77% | 82.77% | 10.79% | 11.78% | 368999.9809 | 330104.2158 | 38895.7652 | 245105.0839 | 198025.4357 | 38896 | 947.2087 | 0 |  | 0.261 | 247.2215 |  | 988885.8752 | 192889.5782 | 8404.208 | 167706.1947 |  | 368999.9809 |  | 174134.8461 | 4598.1577 | 151371.212 |  | 330104.2158 | 947.2087 | 87 | 82407.1563 | 988885.8752 | 988885.8752 | 988885.8752
Lighting Emitting Diode 124 Watts | 742 | 41 | 2.86 | 8 | 0.73938 | 10.5802 | 14.1796 | 19.3196 | 41 | 1.74 | 7.22 | 0.40454 | 9.7468 | 11.8913 | 17.3713 | 10.8% | 82.77% | 8.551% | 11.22% | 196566.5155 | 176743.8275 | 19822.688 | 144269.759 | 120987.7524 | 19823 | 847.8722 | 0 |  | 0.124 | 105.1362 |  | 417153.1164 | 81395.73 | 7522.8345 | 107647.951 |  | 196566.5155 |  | 73459.6464 | 4115.9357 | 99168.2455 |  | 176743.8275 | 847.8722 | 41 | 34762.7597 | 417153.1164 | 417153.1164 | 417153.1164
Lighting Emitting Diode 84 Watts | 743 | 28 | 1.95 | 5.46 | 0.73938 | 9.9664 | 12.6557 | 16.1657 | 28 | 1.19 | 4.93 | 0.40454 | 9.2217 | 10.8162 | 14.5562 | 10.75% | 82.77% | 8.075% | 11.06% | 252069.4089 | 226972.7539 | 25096.655 | 197338.607 | 168655.6031 | 25097 | 1299.4018 | 0 |  | 0.84 | 1091.4975 |  | 436598.9898 | 85136.803 | 11529.0778 | 155403.5281 |  | 252069.4089 |  | 76872.6078 | 6307.8541 | 143792.292 |  | 226972.7539 | 1299.4018 | 28 | 36383.2492 | 436598.9898 | 436598.9898 | 436598.9898
[20 empty] | 2240122.3369 | 2042848.4625 | 197273.8745 | 1662164.3701 | 1425474.3726 | 197275 | 13447.5539 | 0
[49 empty] | 0 |  | 0
TOTALS | [19 empty] | 18062817.027 | 16126783.4774 | 1936033.5497 | 11373677.587 | 9012720.6164 | 1669280.7133 | 156248.8666 | 139094.0019 | 12.33% |  | 45371.8597 | 41.16 | 53222975.16 | 10369007.5015 | 795486.5298 | 6898322.9957 | 0 | 18062817.027 |  | 9359074.3125 | 435231.077 | 6332478.0878 | 0 | 16126783.4774 | 156248.8666 | 14033 | 4435247.93 | 53222975.16 | 32882225.8468 | 32591093.8468 | 63240 | 62942 | 298
Unpublished | [19 empty] | 3840009.0008 | 3306091.462 |  | 0 | 0 | 9.242% | [6 empty] | 23777024.84 | 3840009.0008 | [5 empty] | 3306091.462 | [7 empty] | 23777024.84 |  |  |  | -298
Grand Total | [19 empty] | 21902826.0279 | 19432874.9393 |  | 11373677.587 | 9012720.6164 | [7 empty] | 77000000 | 14209016.5024 | 795486.5298 | 6898322.9957 | 0 | 21902826.0279 |  | 12665165.7745 | 435231.077 | 6332478.0878 | 0 | 19432874.9393 |  |  |  | 77000000
Non LED | [25 empty] | 24224 | 95282.0702 | -74.58% |  |  |  |  | 3962110.08 | 357874.5282 | 1664280.9256 | 0 | 5984265.5338 |  | 3576378.48 | 195802.3304 | 1427938.6382 | 0 | 5200119.4486 | 24224 | 11739 | 1698577 | 20382924 | 19038144 | 18747012
LED | [25 empty] | 132024.8666 | 54236.9317 | 143.4% |  |  |  |  | 6406897.4215 | 437612.0016 | 5234042.0701 | 0 | 12078551.4932 |  | 5782695.8325 | 239428.7466 | 4904539.4496 | 0 | 10926664.0288 | 132024.8666 | 2294 | 2736670.93 | 32840051.16 | 13844081.8468 | 13844081.8468
Total | [25 empty] | 156248.8666 | 149519.0019 | 4.501% |  | 139094.0019 |  |  | 10369007.5015 | 795486.5298 | 6898322.9957 | 0 | 18062817.027 |  | 9359074.3125 | 435231.077 | 6332478.0878 | 0 | 16126783.4774 | 156248.8666 | 14033 | 4435247.93 | 53222975.16 | 32882225.8468 | 32591093.8468
Non LED
Energy Only | [25 empty] | 22390 | 83892.0702 | [5 empty] | 3656750.88 | 353359.3584 | 1664280.9256 | 0 | 5674391.164 |  | 3300656.52 | 193331.9652 | 1427938.6382 | 0 | 4921927.1234 | 22390 | 3585 | 1562251 | 18747012 | 18747012 | 18747012
Maintenance | [25 empty] | 298 | 957 | [5 empty] | 56792.16 | 4515.1698 | 0 | 0 | 61307.3298 |  | 51275.64 | 2470.3652 | 0 | 0 | 53746.0052 | 298 | 1946 | 24261 | 291132 | 291132 | 0
Capital | [25 empty] | 1536 | 10433 | [5 empty] | 248567.04 | 0 | 0 | 0 | 248567.04 |  | 224446.32 | 0 | 0 | 0 | 224446.32 | 1536 | 6163 | 112065 | 1344780 | 0 | 0
Total | [25 empty] | 24224 | 95282.0702 | -74.58% |  |  |  |  | 3962110.08 | 357874.5282 | 1664280.9256 | 0 | 5984265.5338 |  | 3576378.48 | 195802.3304 | 1427938.6382 | 0 | 5200119.4486 | 24224 | 11694 | 1698577 | 20382924 | 19038144 | 18747012
LED
Energy Only | [25 empty] | 78025.3127 | 18074 | [5 empty] | 3706852.4538 | 0 | 0 | 0 | 3706852.4538 | 0 | 3344528.9942 | 0 | 0 | 0 | 3344528.9942 | 78025.3127 | 1874 | 1582997.4428 | 18995969.3132 | 0 | 0
Capital | [25 empty] | 53999.5539 | 36162.9317 | [5 empty] | 2700044.9677 | 437612.0016 | 5234042.0701 | 0 | 8371699.0394 |  | 2438166.8383 | 239428.7466 | 4904539.4496 | 0 | 7582135.0346 | 53999.5539 | 420 | 1153673.4872 | 13844081.8468 | 13844081.8468 | 13844081.8468
Total | [25 empty] | 132024.8666 | 54236.9317 | 143.4% |  |  |  |  | 6406897.4215 | 437612.0016 | 5234042.0701 | 0 | 12078551.4932 |  | 5782695.8325 | 239428.7466 | 4904539.4496 | 0 | 10926664.0288 | 132024.8666 | 2294 | 2736670.93 | 32840051.16 | 13844081.8468 | 13844081.8468
Grand Total | [24 empty] | St Light | 156248.8666 | 149519.0019 | 4.501% | 94.21% |  |  |  | 10369007.5015 | 795486.5298 | 6898322.9957 | 0 | 18062817.027 |  | 9359074.3125 | 435231.077 | 6332478.0878 | 0 | 16126783.4774 | 156248.8666 | 13988 | 4435247.93 | 53222975.16 | 32882225.8468 | 32591093.8468
[25 empty] | Unm | 9604 | [6 empty] | 0 | 0 | 0 | 0 | 0 |  | 0 | 0 | 0 | 0 | 0 | 0 | 0 | 0 | 0 | 0 | 0
[5 empty] | Count = | 154 | [18 empty] | Total | 165852.8666 | 149519.0019
|  | Bundled |  | Unbundled | [8 empty] | Bundled |  | Unbundled
|  | 2025 | 2026 | 2025 | 2026 | [5 empty] | 2025 | 2026 | 2025 | 2026 | 2025 | 2026
Miscellaneous Small Loads Rate | [6 empty] | Calculation of Power & Energy Rate :
Demand Charge | $/kW | 12.3142 | 13.6392 | 14.166 | 23.2639 |  | Based on Misc. Small Loads Tariff Rate Components & 1kW lighting load
Block 1 Energy | [6 empty] | Photocell Operation (4000 burning hours per year)
Base cost of fuel | ¢/kWh | 7.43 | 8.0995 |  |  |  | Demand Charge $/kW (annual) |  |  |  | 12.3142 | 13.6392 | 147.7702 | 163.67 | 169.992 | 279.1665
Non-fuel | ¢/kWh | 8.379 | 9.4106 |  |  |  | Energy Charge :
FAM BA | ¢/kWh | 0 | 0 |  |  |  | 1st Block : 1st 200 kW.h (annual) |  | 2400 |  | 0.15809 | 0.1751 | 379.416 | 420.2405 | 0 | 0
DSM PCR | ¢/kWh | 0 | 0 |  |  |  | 2nd Block : All additional (annual) |  | 1600 |  | 0.11077 | 0.12269 | 177.232 | 196.3019 | 0 | 0
Total Energy Charge, block 1 (first 200kWh * demand) | ¢/kWh | 15.809 | 17.51 | [9 empty] | 704.4182 | 780.2124 | 169.992 | 279.1665
Block 2 Energy | [6 empty] | Rate per kW.h |  | 4000 |  |  |  | 0.1761 | 0.19505 | 0.042498 | 0.069792
Base cost of fuel | ¢/kWh | 7.43 | 8.0995
Non-fuel | ¢/kWh | 3.647 | 4.1694 |  |  |  | Continuous Burning (8760 burning hours per year)
FAM BA | ¢/kWh | 0 | 0 |  |  |  | Demand Charge $/kW (annual) |  |  |  | 12.3142 | 13.6392 | 147.7702 | 163.67 | 169.992 | 279.1665
DSM PCR | ¢/kWh | 0 | 0 |  |  |  | Energy Charge :
Total Energy Charge, block 2 | ¢/kWh | 11.077 | 12.2689 |  |  |  | 1st Block : 1st 200 kW.h (annual) |  | 2400 |  | 0.15809 | 0.1751 | 379.416 | 420.2405 | 0 | 0
[7 empty] | 2nd Block : All additional (annual) |  | 6360 |  | 0.11077 | 0.12269 | 704.4972 | 780.3001 | 0 | 0
[13 empty] | 1231.6834 | 1364.2106 | 169.992 | 279.1665
[7 empty] | Rate per kW.h |  | 8760 |  |  |  | 0.1406 | 0.15573 | 0.019405 | 0.031868

## Schedule 10 Smoothed
SCHEDULE 10
SCHEDULE 10
STREET / CROSSWALK LIGHTING STUDY
|  |  |  | ANALYSIS & COMPARISON OF 2026 PROPOSED SMOOTHED RATES TO CURRENT RATES | [28 empty] | DETAIL BY COST COMPONENT AT PROPOSED RATES | [5 empty] | DETAIL BY COST COMPONENT AT CURRENT RATES |  |  |  |  | DETAIL OF STREET LIGHT ENERGY USAGE
|  |  |  | EFFECTIVE JANUARY 1, 2026 | [28 empty] | EFFECTIVE JANUARY 1, 2026 | [5 empty] | EFFECTIVE JANUARY 1, 2025 |  |  |  |  | EFFECTIVE JANUARY 1, 2026
[9 empty] | 2 |  | 3 | 4 | 5
|  | 2026 Proposed Smoothed | [6 empty] | 2025 | [6 empty] | % Change |  |  |  | BUNDLED |  |  | UNBUNDLED
[7 empty] | 2026 | [6 empty] | 2025 | [5 empty] | 2026 |  |  | 2026 |  |  | 2026 | 2014 | [5 empty] | Power | [5 empty] | Power
| Rate |  | Power & Energy |  |  |  | Distrib. | Bundled |  | Power & Energy |  |  |  | Distr. | Bundled | Percent |  |  |  | Proposed | Current |  | Proposed | Current | Revenue | GRA | GRA | Percent | Connected | Total | Continuous |  | & Energy | Maint. | Capital |  |  |  | & Energy | Maintenance | Capital |  |  |  |  | Total Monthly | Total Annual | Maintenance | Capital |  | Units
Description | Code | kW.h/Mo. | Distrib. | Bundled | Maint. | Capital | Rates |  | kW.h/Mo. | Distrib. | Bundled | Maint. | Capital |  | Rates | Power & Energy | Maint. | Capital | % Change | Revenue | Revenue | Variance | Revenue | Revenue | Variance | Units | Units | Change | Load (kW) | Load (kW) | Load (kW) | Annual kWhs used in Rev Calc | Revenue | Revenue | Revenue |  | Total |  | Revenue | Revenue | Revenue |  | Total | UNITS | Usage/Mo. | kWh Usage | kWh Usage | Rates Use | Rates Use | Maintenance & Capital | Capital | Maintenance only
Incandescent :
Incandescent < 300 Watts | 001 | 97 | 6.77 | 18.62 | 1.2323 | 5.1825 | 13.1848 | 25.0348 | 97 | 4.12 | 17.08 | 0.67423 | 3.9052 | 8.6994 | 21.6594 | 9.016% | 82.77% | 32.71% | 15.58% | 3905.4256 | 3378.8723 | 526.5533 | 2056.8256 | 1357.1123 | 699.7133 | 13 | 34 |  | 0.291 | 3.783 |  | 15132 | 2904.72 | 192.2398 | 808.4659 |  | 3905.4256 |  | 2664.48 | 105.1793 | 609.213 |  | 3378.8723 | 13 | 97 | 1261 | 15132 | 15132 | 15132 | 13 | 13 | 0
Incandescent > 300 Watts | 002 | 154 | 10.75 | 29.56 | 1.2323 | 5.307 | 17.2893 | 36.0993 | 154 | 6.54 | 27.12 | 0.67423 | 4.0372 | 11.2514 | 31.8314 | 8.997% | 82.77% | 31.45% | 13.41% | 433.1912 | 381.9766 | 51.2146 | 207.4712 | 135.0166 | 51 | 1 | 2 |  | 0.462 | 0.462 |  | 1848 | 354.72 | 14.7877 | 63.6835 |  | 433.1912 |  | 325.44 | 8.0907 | 48.4459 |  | 381.9766 | 1 | 154 | 154 | 1848 | 1848 | 1848 | 1 | 1 | 0
[22 empty] | 0 | [9 empty] | 0 | [15 empty] | 0 |  | 0 | 0 | 0
Incandescent < 300 Watts | 003 | 97 | 6.77 | 18.62 | 0 | 0 | 6.77 | 18.62 | 97 | 4.12 | 17.08 | 0.67423 | 5.8612 | 10.6554 | 23.6154 | 9.016% | -100% | -100% | -21.15% | 0 | 0 | 0 | 0 | 0 | 0 | 0 | 0 |  | 0.291 | 0 |  | 0 | 0 | 0 | 0 |  | 0 |  | 0 | 0 | 0 |  | 0 | 0 | 97 | 0 | 0 | 0 | 0 | 0 | 0 | 0
[20 empty] | 4338.6169 | 3760.8489 | 577.7679 | 2264.2969 | 1492.1289 | 750.7133 | 14 | 36 | -61.11% | [21 empty] | 0 | 0 | 0
Mercury Vapour : | [49 empty] | 0 | 0 | 0
[50 empty] | 0 | 0 | 0
Mercury Vapour 100 Watts | 100 | 43 | 3 | 8.25 | 1.2323 | 6.2046 | 10.4369 | 15.6869 | 43 | 1.83 | 7.57 | 0.67423 | 5.3288 | 7.8331 | 13.5731 | 8.983% | 82.77% | 16.43% | 15.57% | 15435.8793 | 13355.8927 | 2079.9866 | 10269.8793 | 7707.7327 | 2080 | 82 | 188.6397 |  | 0.129 | 10.578 |  | 42312 | 8118 | 1212.5893 | 6105.2901 |  | 15435.8793 |  | 7448.88 | 663.4387 | 5243.5741 |  | 13355.8927 | 82 | 43 | 3526 | 42312 | 42312 | 42312 | 82 | 82 | 0
Mercury Vapour 125 Watts | 101 | 52 | 3.63 | 9.98 | 1.6431 | 6.038 | 11.3111 | 17.6611 | 52 | 2.21 | 9.16 | 0.89897 | 5.1156 | 8.2246 | 15.1746 | 8.952% | 82.77% | 18.03% | 16.39% | 197309.8286 | 169530.3653 | 27779.4633 | 126367.6286 | 91884.9653 | 27779 | 931 | 7777.8172 |  | 0.156 | 145.236 |  | 580944 | 111496.56 | 18356.4327 | 67456.8358 |  | 197309.8286 |  | 102335.52 | 10043.275 | 57151.5703 |  | 169530.3653 | 931 | 52 | 48412 | 580944 | 580944 | 580944 | 931 | 931 | 0
Mercury Vapour 175 Watts | 102 | 69 | 4.82 | 13.24 | 1.2323 | 6.0144 | 12.0667 | 20.4867 | 69 | 2.93 | 12.15 | 0.67423 | 5.0854 | 8.6896 | 17.9096 | 8.971% | 82.77% | 18.27% | 14.39% | 220027.4567 | 192349.2196 | 27678.2371 | 129596.6567 | 93326.4196 | 27678 | 895 | 1859.341 |  | 0.207 | 185.265 |  | 741060 | 142197.6 | 13234.9683 | 64594.8884 |  | 220027.4567 |  | 130491 | 7241.1905 | 54617.0291 |  | 192349.2196 | 895 | 69 | 61755 | 741060 | 741060 | 741060 | 895 | 895 | 0
Mercury Vapour 250 Watts | 103 | 97 | 6.77 | 18.62 | 1.2323 | 6.6203 | 14.6226 | 26.4726 | 97 | 4.12 | 17.08 | 0.67423 | 5.8612 | 10.6554 | 23.6154 | 9.016% | 82.77% | 12.95% | 12.1% | 57816.2345 | 51576.022 | 6240.2125 | 31935.8345 | 23271.382 | 6240 | 182 | 716.2296 |  | 0.291 | 52.962 |  | 211848 | 40666.08 | 2691.3567 | 14458.7978 |  | 57816.2345 |  | 37302.72 | 1472.5102 | 12800.7917 |  | 51576.022 | 182 | 97 | 17654 | 211848 | 211848 | 211848 | 182 | 182 | 0
Mercury Vapour 400 Watts | 104 | 154 | 10.75 | 29.56 | 1.2323 | 6.6881 | 18.6704 | 37.4804 | 154 | 6.54 | 27.12 | 0.67423 | 5.9479 | 13.1621 | 33.7421 | 8.997% | 82.77% | 12.44% | 11.08% | 131781.0255 | 118637.3531 | 13143.6724 | 65645.0655 | 46278.0731 | 13144 | 293 | 695.9376 |  | 0.462 | 135.366 |  | 541464 | 103932.96 | 4332.7885 | 23515.277 |  | 131781.0255 |  | 95353.92 | 2370.5797 | 20912.8534 |  | 118637.3531 | 293 | 154 | 45122 | 541464 | 541464 | 541464 | 293 | 293 | 0
Mercury Vapour 700 Watts | 105 | 260 | 18.15 | 49.9 | 1.2323 | 7.6855 | 27.0678 | 58.8178 | 260 | 11.05 | 45.79 | 0.67423 | 7.225 | 18.9493 | 53.6893 | 8.976% | 82.77% | 6.374% | 9.552% | 1411.6283 | 1288.5421 | 123.0862 | 649.6283 | 454.7821 | 123 | 2 | 11 |  | 0.78 | 1.56 |  | 6240 | 1197.6 | 29.5753 | 184.4529 |  | 1411.6283 |  | 1098.96 | 16.1814 | 173.4007 |  | 1288.5421 | 2 | 260 | 520 | 6240 | 6240 | 6240 | 2 | 2 | 0
Mercury Vapour 1000 Watts | 106 | 363 | 25.33 | 69.67 | 1.2323 | 8.5562 | 35.1185 | 79.4585 | 363 | 15.43 | 63.93 | 0.67423 | 8.3398 | 24.444 | 72.944 | 8.979% | 82.77% | 2.595% | 8.931% | 75326.641 | 69150.9038 | 6175.7372 | 33292.321 | 23172.9038 | 6176 | 79 | 86 |  | 1.089 | 86.031 |  | 344124 | 66047.16 | 1168.2263 | 8111.2548 |  | 75326.641 |  | 60605.64 | 639.1665 | 7906.0973 |  | 69150.9038 | 79 | 363 | 28677 | 344124 | 344124 | 344124 | 79 | 79 | 0
Mercury Vapour 250 Watt Cont. Oper. | 107 | 212 | 6.76 | 32.49 | 2.4646 | 6.6203 | 15.8449 | 41.5749 | 212 | 4.11 | 29.81 | 1.3485 | 5.8612 | 11.3196 | 37.0196 | 8.99% | 82.77% | 12.95% | 12.31% | 498.8993 | 444.2355 | 54.6638 | 190.1393 | 135.8355 | 55 | 1 | 3 |  | 0.291 | 0.291 | 0.291 | 2544 | 389.88 | 29.5753 | 79.4439 |  | 498.8993 |  | 357.72 | 16.1814 | 70.334 |  | 444.2355 | 1 | 212 | 212 | 2544 | 2544 | 2544 | 1 | 1 | 0
[32 empty] | 0 | [11 empty] | 0 | [5 empty] | 0 | 0 | 0
Mercury Vapour 125 Watts | 201 | 52 | 3.63 | 9.98 | 1.6431 | 0 | 5.2731 | 11.6231 | 52 | 2.21 | 9.16 | 0.89897 | 0 | 3.109 | 10.059 | 8.952% | 82.77% | 0% | 15.55% | 139.4769 | 120.7076 | 18.7693 | 63.2769 | 37.3076 | 19 | 1 | 7 |  | 0.156 | 0.156 |  | 624 | 119.76 | 19.7169 | 0 |  | 139.4769 |  | 109.92 | 10.7876 | 0 |  | 120.7076 | 1 | 52 | 52 | 624 | 624 | 0 | 1 | 0 | 1
Mercury Vapour 175 Watts | 202 | 69 | 4.82 | 13.24 | 1.2323 | 0 | 6.0523 | 14.4723 | 69 | 2.93 | 12.15 | 0.67423 | 0 | 3.6042 | 12.8242 | 8.971% | 82.77% | 0% | 12.85% | 1736.6767 | 1538.9072 | 197.7696 | 726.2767 | 432.5072 | 198 | 10 | 21 |  | 0.207 | 2.07 |  | 8280 | 1588.8 | 147.8767 | 0 |  | 1736.6767 |  | 1458 | 80.9072 | 0 |  | 1538.9072 | 10 | 69 | 690 | 8280 | 8280 | 0 | 10 | 0 | 10
Mercury Vapour 250 Watts | 203 | 97 | 6.77 | 18.62 | 1.2323 | 0 | 8.0023 | 19.8523 | 97 | 4.12 | 17.08 | 0.67423 | 0 | 4.7942 | 17.7542 | 9.016% | 82.77% | 0% | 11.82% | 1667.5937 | 1491.355 | 176.2387 | 672.1937 | 402.715 | 176 | 7 | 35 |  | 0.291 | 2.037 |  | 8148 | 1564.08 | 103.5137 | 0 |  | 1667.5937 |  | 1434.72 | 56.635 | 0 |  | 1491.355 | 7 | 97 | 679 | 8148 | 8148 | 0 | 7 | 0 | 7
Mercury Vapour 400 Watts | 204 | 154 | 10.75 | 29.56 | 1.2323 | 0 | 11.9823 | 30.7923 | 154 | 6.54 | 27.12 | 0.67423 | 0 | 7.2142 | 27.7942 | 8.997% | 82.77% | 0% | 10.79% | 2956.0614 | 2668.2457 | 287.8157 | 1150.3014 | 692.5657 | 288 | 8 | 9 |  | 0.462 | 3.696 |  | 14784 | 2837.76 | 118.3014 | 0 |  | 2956.0614 |  | 2603.52 | 64.7257 | 0 |  | 2668.2457 | 8 | 154 | 1232 | 14784 | 14784 | 0 | 8 | 0 | 8
Mercury Vapour 700 Watts | 205 | 260 | 18.15 | 49.9 | 1.2323 | 0 | 19.3823 | 51.1323 | 260 | 11.05 | 45.79 | 0.67423 | 0 | 11.7242 | 46.4642 | 8.976% | 82.77% | 0% | 10.05% | 0 | 0 | 0 | 0 | 0 | 0 | 0 | 0 |  | 0.78 | 0 |  | 0 | 0 | 0 | 0 |  | 0 |  | 0 | 0 | 0 |  | 0 | 0 | 260 | 0 | 0 | 0 | 0 | 0 | 0 | 0
Mercury Vapour 1000 Watts | 206 | 363 | 25.33 | 69.67 | 1.2323 | 0 | 26.5623 | 70.9023 | 363 | 15.43 | 63.93 | 0.67423 | 0 | 16.1042 | 64.6042 | 8.979% | 82.77% | 0% | 9.749% | 6806.6214 | 6202.0057 | 604.6157 | 2549.9814 | 1546.0057 | 605 | 8 | 22 |  | 1.089 | 8.712 |  | 34848 | 6688.32 | 118.3014 | 0 |  | 6806.6214 |  | 6137.28 | 64.7257 | 0 |  | 6202.0057 | 8 | 363 | 2904 | 34848 | 34848 | 0 | 8 | 0 | 8
[32 empty] | 0 | [11 empty] | 0 |  |  |  | 0 |  | 0 | 0 | 0
Mercury Vapour 125 Watts | 301 | 52 | 3.63 | 9.98 | 0 | 0 | 3.63 | 9.98 | 52 | 2.21 | 9.16 | 0 | 0 | 2.21 | 9.16 | 8.952% | 0% | 0% | 8.952% | 119.76 | 109.92 | 9.84 | 43.56 | 26.52 | 10 | 1 | 11 |  | 0.156 | 0.156 |  | 624 | 119.76 | 0 | 0 |  | 119.76 |  | 109.92 | 0 | 0 |  | 109.92 | 1 | 52 | 52 | 624 | 0 | 0 | 0 | 0 | 0
Mercury Vapour 175 Watts | 302 | 69 | 4.82 | 13.24 | 0 | 0 | 4.82 | 13.24 | 69 | 2.93 | 12.15 | 0 | 0 | 2.93 | 12.15 | 8.971% | 0% | 0% | 8.971% | 794.4 | 729 | 65.4 | 289.2 | 175.8 | 65 | 5 | 157 |  | 0.207 | 1.035 |  | 4140 | 794.4 | 0 | 0 |  | 794.4 |  | 729 | 0 | 0 |  | 729 | 5 | 69 | 345 | 4140 | 0 | 0 | 0 | 0 | 0
Mercury Vapour 250 Watts | 303 | 97 | 6.77 | 18.62 | 0 | 0 | 6.77 | 18.62 | 97 | 4.12 | 17.08 | 0 | 0 | 4.12 | 17.08 | 9.016% | 0% | 0% | 9.016% | 8043.84 | 7378.56 | 665.28 | 2924.64 | 1779.84 | 665 | 36 | 54 |  | 0.291 | 10.476 |  | 41904 | 8043.84 | 0 | 0 |  | 8043.84 |  | 7378.56 | 0 | 0 |  | 7378.56 | 36 | 97 | 3492 | 41904 | 0 | 0 | 0 | 0 | 0
Mercury Vapour 400 Watts | 304 | 154 | 10.75 | 29.56 | 0 | 0 | 10.75 | 29.56 | 154 | 6.54 | 27.12 | 0 | 0 | 6.54 | 27.12 | 8.997% | 0% | 0% | 8.997% | 4611.36 | 4230.72 | 380.64 | 1677 | 1020.24 | 381 | 13 | 15 |  | 0.462 | 6.006 |  | 24024 | 4611.36 | 0 | 0 |  | 4611.36 |  | 4230.72 | 0 | 0 |  | 4230.72 | 13 | 154 | 2002 | 24024 | 0 | 0 | 0 | 0 | 0
Mercury Vapour 700 Watts | 305 | 260 | 18.15 | 49.9 | 0 | 0 | 18.15 | 49.9 | 260 | 11.05 | 45.79 | 0 | 0 | 11.05 | 45.79 | 8.976% | 0% | 0% | 8.976% | 598.8 | 549.48 | 49.32 | 217.8 | 132.6 | 49 | 1 | 1 |  | 0.78 | 0.78 |  | 3120 | 598.8 | 0 | 0 |  | 598.8 |  | 549.48 | 0 | 0 |  | 549.48 | 1 | 260 | 260 | 3120 | 0 | 0 | 0 | 0 | 0
Mercury Vapour 1000 Watts | 306 | 363 | 25.33 | 69.67 | 0 | 0 | 25.33 | 69.67 | 363 | 15.43 | 63.93 | 0 | 0 | 15.43 | 63.93 | 8.979% | 0% | 0% | 8.979% | 0 | 0 | 0 | 0 | 0 | 0 | 0 | 7 |  | 1.089 | 0 |  | 0 | 0 | 0 | 0 |  | 0 |  | 0 | 0 | 0 |  | 0 | 0 | 363 | 0 | 0 | 0 | 0 | 0 | 0 | 0
[20 empty] | 727082.1834 | 641351.4353 | 1170.48 | 408261.3834 | 292478.1953 |  | 2555 | 11676.965 | -78.12% |  |  |  | 0 | [17 empty] | 0 | 0 | 0
Fluorescent : | [31 empty] | 0 | [17 empty] | 0 | 0 | 0
[32 empty] | 0 | [17 empty] | 0 | 0 | 0
Fluorescent 2x24" 70 Watts | 110 | 30 | 2.09 | 5.76 | 2.4646 | 5.7418 | 10.2964 | 13.9664 | 30 | 1.27 | 5.28 | 1.3485 | 4.498 | 7.1165 | 11.1265 | 9.091% | 82.77% | 27.65% | 25.52% | 3687.1223 | 2937.3843 | 749.7379 | 2718.2423 | 1878.7443 | 750 | 22 | 897 |  | 0.091 | 2.002 |  | 7920 | 1520.64 | 650.6577 | 1515.8246 |  | 3687.1223 |  | 1393.92 | 355.9915 | 1187.4729 |  | 2937.3843 | 22 | 30 | 660 | 7920 | 7920 | 7920 | 22 | 22 | 0
Fluorescent 2x48" 220 Watts | 111 | 85 | 5.93 | 16.31 | 2.4646 | 6.0004 | 14.395 | 24.775 | 85 | 3.61 | 14.97 | 1.3485 | 4.7721 | 9.7306 | 21.0906 | 8.951% | 82.77% | 25.74% | 17.47% | 15162.2978 | 12907.431 | 2254.8668 | 8809.7378 | 5955.111 | 2255 | 51 | 114 |  | 0.254 | 12.954 |  | 52020 | 9981.72 | 1508.3428 | 3672.2351 |  | 15162.2978 |  | 9161.64 | 825.253 | 2920.538 |  | 12907.431 | 51 | 85 | 4335 | 52020 | 52020 | 52020 | 51 | 51 | 0
Fluorescent 2x72" 300 Watts | 112 | 116 | 8.1 | 22.26 | 2.4646 | 6.4757 | 17.0403 | 31.2003 | 116 | 4.93 | 20.43 | 1.3485 | 5.2759 | 11.5544 | 27.0544 | 8.957% | 82.77% | 22.74% | 15.32% | 1123.2111 | 973.957 | 149.2541 | 613.4511 | 415.957 | 149 | 3 | 67 |  | 0.348 | 1.044 |  | 4176 | 801.36 | 88.726 | 233.1251 |  | 1123.2111 |  | 735.48 | 48.5443 | 189.9327 |  | 973.957 | 3 | 116 | 348 | 4176 | 4176 | 4176 | 3 | 3 | 0
Fluorescent 4x72" 600 Watts | 113 | 222 | 15.49 | 42.61 | 2.4646 | 7.6434 | 25.598 | 52.718 | 222 | 9.43 | 39.1 | 1.3485 | 6.5136 | 17.292 | 46.962 | 8.977% | 82.77% | 17.35% | 12.26% | 0 | 0 | 0 | 0 | 0 | 0 | 0 | 15 |  | 0.665 | 0 |  | 0 | 0 | 0 | 0 |  | 0 |  | 0 | 0 | 0 |  | 0 | 0 | 222 | 0 | 0 | 0 | 0 | 0 | 0 | 0
Fluorescent 1x96" 110 Watts | 114 | 47 | 3.28 | 9.02 | 2.4646 | 6.2856 | 12.0302 | 17.7702 | 47 | 2 | 8.28 | 1.3485 | 5.0744 | 8.4229 | 14.7029 | 8.937% | 82.77% | 23.87% | 20.86% | 0 | 0 | 0 | 0 | 0 | 0 | 0 | 5 |  | 0.141 | 0 |  | 0 | 0 | 0 | 0 |  | 0 |  | 0 | 0 | 0 |  | 0 | 0 | 47 | 0 | 0 | 0 | 0 | 0 | 0 | 0
Fluorescent 1x72" 150 Watts | 115 | 60 | 4.19 | 11.52 | 2.4646 | 5.8918 | 12.5464 | 19.8764 | 60 | 2.55 | 10.57 | 1.3485 | 4.6571 | 8.5555 | 16.5755 | 8.988% | 82.77% | 26.51% | 19.91% | 0 | 0 | 0 | 0 | 0 | 0 | 0 | 1 |  | 0.18 | 0 |  | 0 | 0 | 0 | 0 |  | 0 |  | 0 | 0 | 0 |  | 0 | 0 | 60 | 0 | 0 | 0 | 0 | 0 | 0 | 0
Fluorescent 4x48" 440 Watts | 116 | 166 | 11.59 | 31.86 | 2.4646 | 6.5792 | 20.6338 | 40.9038 | 166 | 7.05 | 29.23 | 1.3485 | 5.3856 | 13.784 | 35.964 | 8.998% | 82.77% | 22.16% | 13.74% | 0 | 0 | 0 | 0 | 0 | 0 | 0 | 2 |  | 0.499 | 0 |  | 0 | 0 | 0 | 0 |  | 0 |  | 0 | 0 | 0 |  | 0 | 0 | 166 | 0 | 0 | 0 | 0 | 0 | 0 | 0
[20 empty] | 19972.6312 | 16818.7724 | 3153.8589 | 12141.4312 | 8249.8124 | 3154 | 76 | 1101 | -93.1% |  |  |  | 0 | [17 empty] | 0 | 0 | 0
[32 empty] | 0 | [17 empty] | 0 | 0 | 0
Fluorescent 4x72" 600 Watts | 213 | 222 | 15.49 | 42.61 | 2.4646 | 0 | 17.9546 | 45.0746 | 222 | 9.43 | 39.1 | 1.3485 | 0 | 10.7785 | 40.4485 | 8.977% | 82.77% | 0% | 11.44% | 1081.7907 | 970.7629 | 111.0278 | 430.9107 | 258.6829 | 111 | 2 | 0 |  | 0.665 | 1.33 |  | 5328 | 1022.64 | 59.1507 | 0 |  | 1081.7907 |  | 938.4 | 32.3629 | 0 |  | 970.7629 | 2 | 222 | 444 | 5328 | 5328 | 0 | 2 | 0 | 2
Fluorescent 1x96" 110 Watts | 214 | 47 | 3.28 | 9.02 | 2.4646 | 0 | 5.7446 | 11.4846 | 47 | 2 | 8.28 | 1.3485 | 0 | 3.3485 | 9.6285 | 8.937% | 82.77% | 0% | 19.28% | 0 | 0 | 0 | 0 | 0 | 0 | 0 | 26 |  | 0.141 | 0 |  | 0 | 0 | 0 | 0 |  | 0 |  | 0 | 0 | 0 |  | 0 | 0 | 47 | 0 | 0 | 0 | 0 | 0 | 0 | 0
Fluorescent 1x72" 150 Watts | 215 | 60 | 4.19 | 11.52 | 2.4646 | 0 | 6.6546 | 13.9846 | 60 | 2.55 | 10.57 | 1.3485 | 0 | 3.8985 | 11.9185 | 8.988% | 82.77% | 0% | 17.34% | 503.446 | 429.0643 | 74.3818 | 239.566 | 140.3443 | 74 | 3 | 3 |  | 0.18 | 0.54 |  | 2160 | 414.72 | 88.726 | 0 |  | 503.446 |  | 380.52 | 48.5443 | 0 |  | 429.0643 | 3 | 60 | 180 | 2160 | 2160 | 0 | 3 | 0 | 3
Fluorescent 4x48" 440 Watts | 216 | 166 | 11.59 | 31.86 | 2.4646 | 0 | 14.0546 | 34.3246 | 166 | 7.05 | 29.23 | 1.3485 | 0 | 8.3985 | 30.5785 | 8.998% | 82.77% | 0% | 12.25% | 0 | 0 | 0 | 0 | 0 | 0 | 0 | 0 |  | 0.499 | 0 |  | 0 | 0 | 0 | 0 |  | 0 |  | 0 | 0 | 0 |  | 0 | 0 | 166 | 0 | 0 | 0 | 0 | 0 | 0 | 0
Fluorescent 1x48" 120 Watts | 217 | 49 | 3.42 | 9.4 | 2.4646 | 0 | 5.8846 | 11.8646 | 49 | 2.08 | 8.63 | 1.3485 | 0 | 3.4285 | 9.9785 | 8.922% | 82.77% | 0% | 18.9% | 0 | 0 | 0 | 0 | 0 | 0 | 0 | 1 |  | 0.146 | 0 |  | 0 | 0 | 0 | 0 |  | 0 |  | 0 | 0 | 0 |  | 0 | 0 | 49 | 0 | 0 | 0 | 0 | 0 | 0 | 0
Fluorescent 2x48" 220 Watts | 218 | 85 | 5.93 | 16.31 | 2.4646 | 0 | 8.3946 | 18.7746 | 85 | 3.61 | 14.97 | 1.3485 | 0 | 4.9585 | 16.3185 | 8.951% | 82.77% | 0% | 15.05% | 0 | 0 | 0 | 0 | 0 | 0 | 0 | 0 |  | 0.254 | 0 |  | 0 | 0 | 0 | 0 |  | 0 |  | 0 | 0 | 0 |  | 0 | 0 | 85 | 0 | 0 | 0 | 0 | 0 | 0 | 0
[32 empty] | 0 | [15 empty] | 0 |  | 0 | 0 | 0
Fluorescent 4x35" | 330 | 47 | 3.28 | 9.02 | 0 | 0 | 3.28 | 9.02 | 47 | 2 | 8.28 | 0 | 0 | 2 | 8.28 | 8.937% | 0% | 0% | 8.937% | 0 | 0 | 0 | 0 | 0 | 0 | 0 | 2 |  | 0.14 | 0 |  | 0 | 0 | 0 | 0 |  | 0 |  | 0 | 0 | 0 |  | 0 | 0 | 47 | 0 | 0 | 0 | 0 | 0 | 0 | 0
[20 empty] | 1585.2367 | 1399.8272 | 185.4096 | 670.4767 | 399.0272 | 185 | 5 | 32 | -84.38% |  |  |  | 0 | [15 empty] | 0 |  | 0 | 0 | 0
[32 empty] | 0 | [17 empty] | 0 | 0 | 0
Fluorescent Crosswalk - Continuous | [31 empty] | 0 | [15 empty] | 0 |  | 0 | 0 | 0
Burning - Customer Owned : | [31 empty] | 0 | [15 empty] | 0 |  | 0 | 0 | 0
[32 empty] | 0 | [15 empty] | 0 |  | 0 | 0 | 0
Fluorescent 4x72" 600 Watts | 117 | 486 | 15.49 | 74.47 | 0 | 0 | 15.49 | 74.47 | 486 | 9.43 | 68.33 | 0 | 0 | 9.43 | 68.33 | 8.986% | 0% | 0% | 8.986% | 893.64 | 819.96 | 73.68 | 185.88 | 113.16 | 74 | 1 | 1 |  | 0.665 | 0.665 | 0.665 | 5832 | 893.64 | 0 | 0 |  | 893.64 |  | 819.96 | 0 | 0 |  | 819.96 | 1 | 486 | 486 | 5832 | 0 | 0 | 0 | 0 | 0
Fluorescent 2x24" 70 Watts | 118 | 66 | 2.1 | 10.11 | 0 | 0 | 2.1 | 10.11 | 66 | 1.28 | 9.28 | 0 | 0 | 1.28 | 9.28 | 8.944% | 0% | 0% | 8.944% | 2062.44 | 1893.12 | 169.32 | 428.4 | 261.12 | 169 | 17 | 17 |  | 0.091 | 1.547 | 1.547 | 13464 | 2062.44 | 0 | 0 |  | 2062.44 |  | 1893.12 | 0 | 0 |  | 1893.12 | 17 | 66 | 1122 | 13464 | 0 | 0 | 0 | 0 | 0
Fluorescent 4x48" 440 Watts | 119 | 364 | 11.6 | 55.78 | 0 | 0 | 11.6 | 55.78 | 364 | 7.06 | 51.18 | 0 | 0 | 7.06 | 51.18 | 8.988% | 0% | 0% | 8.988% | 13387.2 | 12283.2 | 1104 | 2784 | 1694.4 | 1104 | 20 | 23 |  | 0.499 | 9.98 | 9.98 | 87360 | 13387.2 | 0 | 0 |  | 13387.2 |  | 12283.2 | 0 | 0 |  | 12283.2 | 20 | 364 | 7280 | 87360 | 0 | 0 | 0 | 0 | 0
Fluorescent 2x96" | 120 | 254 | 8.09 | 38.92 | 0 | 0 | 8.09 | 38.92 | 254 | 4.93 | 35.71 | 0 | 0 | 4.93 | 35.71 | 8.989% | 0% | 0% | 8.989% | 13544.16 | 12427.08 | 1117.08 | 2815.32 | 1715.64 | 1117 | 29 | 30 |  | 0.348 | 10.092 | 10.092 | 88392 | 13544.16 | 0 | 0 |  | 13544.16 |  | 12427.08 | 0 | 0 |  | 12427.08 | 29 | 254 | 7366 | 88392 | 0 | 0 | 0 | 0 | 0
Fluorescent 4x96" | 150 | 613 | 19.54 | 93.93 | 0 | 0 | 19.54 | 93.93 | 613 | 11.9 | 86.19 | 0 | 0 | 11.9 | 86.19 | 8.98% | 0% | 0% | 8.98% | 23670.36 | 21719.88 | 1950.48 | 4924.08 | 2998.8 | 1950 | 21 | 21 |  | 0.84 | 17.64 | 17.64 | 154476 | 23670.36 | 0 | 0 |  | 23670.36 |  | 21719.88 | 0 | 0 |  | 21719.88 | 21 | 613 | 12873 | 154476 | 0 | 0 | 0 | 0 | 0
[20 empty] | 53557.8 | 49143.24 | 4414.56 | 11137.68 | 6783.12 | 4414 | 88 | 92 | -4.348% |  |  |  | 0 | [17 empty] | 0 | 0 | 0
Fluorescent Crosswalk - Photocell | [31 empty] | 0 | [17 empty] | 0 | 0 | 0
Burning - Customer Owned : | [31 empty] | 0 | [17 empty] | 0 | 0 | 0
[32 empty] | 0 | [17 empty] | 0 | 0 | 0
Fluorescent 2x24" 70 Watts | 310 | 30 | 2.09 | 5.76 | 0 | 0 | 2.09 | 5.76 | 30 | 1.27 | 5.28 | 0 | 0 | 1.27 | 5.28 | 9.091% | 0% | 0% | 9.091% | 138.24 | 126.72 | 11.52 | 50.16 | 30.48 | 12 | 2 | 2 |  | 0.091 | 0.182 |  | 720 | 138.24 | 0 | 0 |  | 138.24 |  | 126.72 | 0 | 0 |  | 126.72 | 2 | 30 | 60 | 720 | 0 | 0 | 0 | 0 | 0
Fluorescent 4x48" 440 Watts | 311 | 166 | 11.59 | 31.86 | 0 | 0 | 11.59 | 31.86 | 166 | 7.05 | 29.23 | 0 | 0 | 7.05 | 29.23 | 8.998% | 0% | 0% | 8.998% | 1146.96 | 1052.28 | 94.68 | 417.24 | 253.8 | 95 | 3 | 5 |  | 0.499 | 1.497 |  | 5976 | 1146.96 | 0 | 0 |  | 1146.96 |  | 1052.28 | 0 | 0 |  | 1052.28 | 3 | 166 | 498 | 5976 | 0 | 0 | 0 | 0 | 0
Fluorescent 2x72" 300 Watts | 312 | 116 | 8.1 | 22.26 | 0 | 0 | 8.1 | 22.26 | 116 | 4.93 | 20.43 | 0 | 0 | 4.93 | 20.43 | 8.957% | 0% | 0% | 8.957% | 0 | 0 | 0 | 0 | 0 | 0 | 0 | 1 |  | 0.348 | 0 |  | 0 | 0 | 0 | 0 |  | 0 |  | 0 | 0 | 0 |  | 0 | 0 | 116 | 0 | 0 | 0 | 0 | 0 | 0 | 0
Fluorescent 4x72" 600 Watts | 313 | 222 | 15.49 | 42.61 | 0 | 0 | 15.49 | 42.61 | 222 | 9.43 | 39.1 | 0 | 0 | 9.43 | 39.1 | 8.977% | 0% | 0% | 8.977% | 511.32 | 469.2 | 42.12 | 185.88 | 113.16 | 42 | 1 | 0 |  | 0.665 | 0.665 |  | 2664 | 511.32 | 0 | 0 |  | 511.32 |  | 469.2 | 0 | 0 |  | 469.2 | 1 | 222 | 222 | 2664 | 0 | 0 | 0 | 0 | 0
Fluorescent 1x96" 110 Watts | 314 | 47 | 3.28 | 9.02 | 0 | 0 | 3.28 | 9.02 | 47 | 2 | 8.28 | 0 | 0 | 2 | 8.28 | 8.937% | 0% | 0% | 8.937% | 2381.28 | 2185.92 | 195.36 | 865.92 | 528 | 195 | 22 | 25 |  | 0.142 | 3.124 |  | 12408 | 2381.28 | 0 | 0 |  | 2381.28 |  | 2185.92 | 0 | 0 |  | 2185.92 | 22 | 47 | 1034 | 12408 | 0 | 0 | 0 | 0 | 0
Fluorescent 1x72" 150 Watts | 315 | 60 | 4.19 | 11.52 | 0 | 0 | 4.19 | 11.52 | 60 | 2.55 | 10.57 | 0 | 0 | 2.55 | 10.57 | 8.988% | 0% | 0% | 8.988% | 138.24 | 126.84 | 11.4 | 50.28 | 30.6 | 11 | 1 | 0 |  | 0.18 | 0.18 |  | 720 | 138.24 | 0 | 0 |  | 138.24 |  | 126.84 | 0 | 0 |  | 126.84 | 1 | 60 | 60 | 720 | 0 | 0 | 0 | 0 | 0
Fluorescent 4x96" | 350 | 280 | 19.54 | 53.74 | 0 | 0 | 19.54 | 53.74 | 280 | 11.9 | 49.31 | 0 | 0 | 11.9 | 49.31 | 8.984% | 0% | 0% | 8.984% | 0 | 0 | 0 | 0 | 0 | 0 | 0 | 76 |  | 0.841 | 0 |  | 0 | 0 | 0 | 0 |  | 0 |  | 0 | 0 | 0 |  | 0 | 0 | 280 | 0 | 0 | 0 | 0 | 0 | 0 | 0
[20 empty] | 4316.04 | 3960.96 | 355.08 | 1569.48 | 956.04 | 355 | 29 | 109 | -73.39% |  |  |  | 0 | [17 empty] | 0 | 0 | 0
Low Pressure Sodium : | [31 empty] | 0 | [17 empty] | 0 | 0 | 0
[32 empty] | 0 | [17 empty] | 0 | 0 | 0
Low Pressure Sodium 135 Watts | 130 | 60 | 4.19 | 11.52 | 3.6969 | 8.3899 | 16.2768 | 23.6068 | 60 | 2.55 | 10.57 | 2.0227 | 8.1269 | 12.6996 | 20.7196 | 8.988% | 82.77% | 3.236% | 13.93% | 283.2822 | 248.635 | 34.6471 | 195.3222 | 152.395 | 35 | 1 | 39.8323 |  | 0.18 | 0.18 |  | 720 | 138.24 | 44.363 | 100.6791 |  | 283.2822 |  | 126.84 | 24.2721 | 97.5229 |  | 248.635 | 1 | 60 | 60 | 720 | 720 | 720 | 1 | 1 | 0
Low Pressure Sodium 180 Watts | 131 | 80 | 5.58 | 15.35 | 3.6969 | 10.5795 | 19.8564 | 29.6264 | 80 | 3.4 | 14.09 | 2.0227 | 10.9304 | 16.353 | 27.043 | 8.943% | 82.77% | -3.21% | 9.553% | 10309.9932 | 9410.9785 | 899.0147 | 6910.0332 | 5690.8585 | 899 | 29 | 364.503 |  | 0.24 | 6.96 |  | 27840 | 5341.8 | 1286.5276 | 3681.6656 |  | 10309.9932 |  | 4903.32 | 703.8923 | 3803.7662 |  | 9410.9785 | 29 | 80 | 2320 | 27840 | 27840 | 27840 | 29 | 29 | 0
Low Pressure Sodium 90 Watts | 132 | 45 | 3.14 | 8.64 | 3.6969 | 8.3899 | 15.2268 | 20.7268 | 45 | 1.91 | 7.92 | 2.0227 | 8.1269 | 12.0596 | 18.0696 | 9.091% | 82.77% | 3.236% | 14.71% | 0 | 0 | 0 | 0 | 0 | 0 | 0 | 0 |  | 0.135 | 0 |  | 0 | 0 | 0 | 0 |  | 0 |  | 0 | 0 | 0 |  | 0 | 0 | 45 | 0 | 0 | 0 | 0 | 0 | 0 | 0
[22 empty] | 0 | [9 empty] | 0 | [15 empty] | 0 |  | 0 | 0 | 0
Low Pressure Sodium 180 Watts E&M | 231 | 80 | 5.58 | 15.35 | 3.6969 | 0 | 9.2769 | 19.0469 | 80 | 3.4 | 14.09 | 2.0227 | 0 | 5.4227 | 16.1127 | 8.943% | 82.77% | 0% | 18.21% | 228.563 | 193.3521 | 35.2109 | 111.323 | 65.0721 | 35 | 1 | 39 |  | 0.24 | 0.24 |  | 960 | 184.2 | 44.363 | 0 |  | 228.563 |  | 169.08 | 24.2721 | 0 |  | 193.3521 | 1 | 80 | 80 | 960 | 960 | 0 | 1 | 0 | 1
[22 empty] | 0 | [9 empty] | 0 | [15 empty] | 0 |  | 0 | 0 | 0
Low Pressure Sodium 180 Watts E/O | 331 | 80 | 5.58 | 15.35 | 0 | 0 | 5.58 | 15.35 | 80 | 3.4 | 14.09 | 0 | 0 | 3.4 | 14.09 | 8.943% | 0% | 0% | 8.943% | 0 | 0 | 0 | 0 | 0 | 0 | 0 | 37 |  | 0.24 | 0 |  | 0 | 0 | 0 | 0 |  | 0 |  | 0 | 0 | 0 |  | 0 | 0 | 80 | 0 | 0 | 0 | 0 | 0 | 0 | 0
[20 empty] | 10821.8384 | 9852.9657 | 968.8727 | 7216.6784 | 5908.3257 | 969 | 31 | 480.3353 | -93.55% |  |  |  | 0 | [17 empty] | 0 | 0 | 0
High Pressure Sodium : | [31 empty] | 0 | [17 empty] | 0 | 0 | 0
[32 empty] | 0 | [17 empty] | 0 | 0 | 0
High Pressure Sodium 250 Watts | 121 | 100 | 6.98 | 19.19 | 1.2323 | 6.2189 | 14.4312 | 26.6412 | 100 | 4.25 | 17.61 | 0.67423 | 5.3472 | 10.2714 | 23.6314 | 8.972% | 82.77% | 16.3% | 12.74% | 543799.6788 | 482363.7142 | 61435.9646 | 294569.1588 | 209659.3942 | 61436 | 1701 | 3244.4523 |  | 0.3 | 510.3 |  | 2041200 | 391706.28 | 25153.8336 | 126939.5652 |  | 543799.6788 |  | 359455.32 | 13762.3073 | 109146.0869 |  | 482363.7142 | 1701 | 100 | 170100 | 2041200 | 2041200 | 2041200 | 1701 | 1701 | 0
High Pressure Sodium 400 Watts | 122 | 150 | 10.47 | 28.79 | 1.2323 | 6.3166 | 18.0189 | 36.3389 | 150 | 6.37 | 26.42 | 0.67423 | 5.4723 | 12.5165 | 32.5665 | 8.97% | 82.77% | 15.43% | 11.58% | 636658.169 | 570565.9415 | 66092.2275 | 315691.769 | 219289.9415 | 66092 | 1460 | 2187.0179 |  | 0.45 | 657 |  | 2628000 | 504400.8 | 21590.0041 | 110667.3648 |  | 636658.169 |  | 462878.4 | 11812.4448 | 95875.0967 |  | 570565.9415 | 1460 | 150 | 219000 | 2628000 | 2628000 | 2628000 | 1460 | 1460 | 0
High Pressure Sodium 70 Watts | 123 | 32 | 2.23 | 6.14 | 1.2323 | 6.0564 | 9.5187 | 13.4287 | 32 | 1.36 | 5.64 | 0.67423 | 5.1391 | 7.1733 | 11.4533 | 8.865% | 82.77% | 17.85% | 17.25% | 284902.8094 | 242993.6593 | 41909.1501 | 201948.2494 | 152189.1793 | 41909 | 1768 | 27040.1086 |  | 0.096 | 169.728 |  | 678912 | 130266.24 | 26144.6077 | 128491.9617 |  | 284902.8094 |  | 119658.24 | 14304.3852 | 109031.0341 |  | 242993.6593 | 1768 | 32 | 56576 | 678912 | 678912 | 678912 | 1768 | 1768 | 0
High Pressure Sodium 100 Watts | 124 | 45 | 3.14 | 8.64 | 1.2323 | 6.0775 | 10.4498 | 15.9498 | 45 | 1.91 | 7.92 | 0.67423 | 5.1661 | 7.7503 | 13.7603 | 9.091% | 82.77% | 17.64% | 15.91% | 2303848.0659 | 1987596.1555 | 316251.9104 | 1509406.0659 | 1119487.7155 | 316252 | 12037 | 32612.1501 |  | 0.135 | 1624.995 |  | 6499980 | 1247996.16 | 177999.2327 | 877852.6733 |  | 2303848.0659 |  | 1143996.48 | 97387.9441 | 746211.7314 |  | 1987596.1555 | 12037 | 45 | 541665 | 6499980 | 6499980 | 6499980 | 12037 | 12037 | 0
High Pressure Sodium 150 Watts | 125 | 65 | 4.54 | 12.48 | 1.2323 | 6.2255 | 11.9978 | 19.9378 | 65 | 2.76 | 11.45 | 0.67423 | 5.3557 | 8.7899 | 17.4799 | 8.996% | 82.77% | 16.24% | 14.06% | 410559.8438 | 359946.1469 | 50613.6969 | 247059.3638 | 181001.6669 | 50614 | 1716 | 3938.8868 |  | 0.195 | 334.62 |  | 1338480 | 256988.16 | 25375.6487 | 128196.0351 |  | 410559.8438 |  | 235778.4 | 13883.668 | 110284.0788 |  | 359946.1469 | 1716 | 65 | 111540 | 1338480 | 1338480 | 1338480 | 1716 | 1716 | 0
HP Sodium 100 Watts - Cont. Oper. | 126 | 99 | 3.15 | 15.17 | 2.4646 | 6.0775 | 11.6921 | 23.7121 | 99 | 1.92 | 13.92 | 1.3485 | 5.1661 | 8.4345 | 20.4345 | 8.98% | 82.77% | 17.64% | 16.04% | 1991.8141 | 1716.5022 | 275.3119 | 982.1341 | 708.5022 | 275 | 7 | 15 |  | 0.135 | 0.945 | 0.945 | 8316 | 1274.28 | 207.0274 | 510.5067 |  | 1991.8141 |  | 1169.28 | 113.27 | 433.9522 |  | 1716.5022 | 7 | 99 | 693 | 8316 | 8316 | 8316 | 7 | 7 | 0
[7 empty] | 0 | [6 empty] | 0 | [17 empty] | 0 | [11 empty] | 0 | [5 empty] | 0 | 0 | 0
High Pressure Sodium 250 Watts | 221 | 100 | 6.98 | 19.19 | 1.2323 | 0 | 8.2123 | 20.4223 | 100 | 4.25 | 17.61 | 0.67423 | 0 | 4.9242 | 18.2842 | 8.972% | 82.77% | 0% | 11.69% | 24016.6321 | 21502.2501 | 2514.3819 | 9657.6721 | 5790.8901 | 2514 | 98 | 171 |  | 0.3 | 29.4 |  | 117600 | 22567.44 | 1449.1921 | 0 |  | 24016.6321 |  | 20709.36 | 792.8901 | 0 |  | 21502.2501 | 98 | 100 | 9800 | 117600 | 117600 | 0 | 98 | 0 | 98
High Pressure Sodium 70 Watts | 222 | 32 | 2.23 | 6.14 | 1.2323 | 0 | 3.4623 | 7.3723 | 32 | 1.36 | 5.64 | 0.67423 | 0 | 2.0342 | 6.3142 | 8.865% | 82.77% | 0% | 16.76% | 5308.0604 | 4546.2429 | 761.8175 | 2492.8604 | 1464.6429 | 762 | 60 | 258 |  | 0.096 | 5.76 |  | 23040 | 4420.8 | 887.2604 | 0 |  | 5308.0604 |  | 4060.8 | 485.4429 | 0 |  | 4546.2429 | 60 | 32 | 1920 | 23040 | 23040 | 0 | 60 | 0 | 60
High Pressure Sodium 100 Watts | 223 | 45 | 3.14 | 8.64 | 1.2323 | 0 | 4.3723 | 9.8723 | 45 | 1.91 | 7.92 | 0.67423 | 0 | 2.5842 | 8.5942 | 9.091% | 82.77% | 0% | 14.87% | 1303.1444 | 1134.4379 | 168.7065 | 577.1444 | 341.1179 | 169 | 11 | 135 |  | 0.135 | 1.485 |  | 5940 | 1140.48 | 162.6644 | 0 |  | 1303.1444 |  | 1045.44 | 88.9979 | 0 |  | 1134.4379 | 11 | 45 | 495 | 5940 | 5940 | 0 | 11 | 0 | 11
High Pressure Sodium 150 Watts | 224 | 65 | 4.54 | 12.48 | 1.2323 | 0 | 5.7723 | 13.7123 | 65 | 2.76 | 11.45 | 0.67423 | 0 | 3.4342 | 12.1242 | 8.996% | 82.77% | 0% | 13.1% | 14644.743 | 12948.6737 | 1696.0693 | 6164.823 | 3667.7537 | 1696 | 89 | 230 |  | 0.195 | 17.355 |  | 69420 | 13328.64 | 1316.103 | 0 |  | 14644.743 |  | 12228.6 | 720.0737 | 0 |  | 12948.6737 | 89 | 65 | 5785 | 69420 | 69420 | 0 | 89 | 0 | 89
[32 empty] | 0 | [15 empty] | 0 |  | 0 | 0 | 0
High Pressure Sodium 250 Watts | 321 | 100 | 6.98 | 19.19 | 0 | 0 | 6.98 | 19.19 | 100 | 4.25 | 17.61 | 0 | 0 | 4.25 | 17.61 | 8.972% | 0% | 0% | 8.972% | 8520.36 | 7818.84 | 701.52 | 3099.12 | 1887 | 702 | 37 | 964 |  | 0.3 | 11.1 |  | 44400 | 8520.36 | 0 | 0 |  | 8520.36 |  | 7818.84 | 0 | 0 |  | 7818.84 | 37 | 100 | 3700 | 44400 | 0 | 0 | 0 | 0 | 0
High Pressure Sodium 70 Watts | 322 | 32 | 2.23 | 6.14 | 0 | 0 | 2.23 | 6.14 | 32 | 1.36 | 5.64 | 0 | 0 | 1.36 | 5.64 | 8.865% | 0% | 0% | 8.865% | 51428.64 | 47240.64 | 4188 | 18678.48 | 11391.36 | 4188 | 698 | 5978 |  | 0.096 | 67.008 |  | 268032 | 51428.64 | 0 | 0 |  | 51428.64 |  | 47240.64 | 0 | 0 |  | 47240.64 | 698 | 32 | 22336 | 268032 | 0 | 0 | 0 | 0 | 0
High Pressure Sodium 100 Watts | 323 | 45 | 3.14 | 8.64 | 0 | 0 | 3.14 | 8.64 | 45 | 1.91 | 7.92 | 0 | 0 | 1.91 | 7.92 | 9.091% | 0% | 0% | 9.091% | 29859.84 | 27371.52 | 2488.32 | 10851.84 | 6600.96 | 2488 | 288 | 2377 |  | 0.135 | 38.88 |  | 155520 | 29859.84 | 0 | 0 |  | 29859.84 |  | 27371.52 | 0 | 0 |  | 27371.52 | 288 | 45 | 12960 | 155520 | 0 | 0 | 0 | 0 | 0
High Pressure Sodium 150 Watts | 324 | 65 | 4.54 | 12.48 | 0 | 0 | 4.54 | 12.48 | 65 | 2.76 | 11.45 | 0 | 0 | 2.76 | 11.45 | 8.996% | 0% | 0% | 8.996% | 20966.4 | 19236 | 1730.4 | 7627.2 | 4636.8 | 1730 | 140 | 125 |  | 0.195 | 27.3 |  | 109200 | 20966.4 | 0 | 0 |  | 20966.4 |  | 19236 | 0 | 0 |  | 19236 | 140 | 65 | 9100 | 109200 | 0 | 0 | 0 | 0 | 0
High Pressure Sodium 400 Watts | 326 | 150 | 10.47 | 28.79 | 0 | 0 | 10.47 | 28.79 | 150 | 6.37 | 26.42 | 0 | 0 | 6.37 | 26.42 | 8.97% | 0% | 0% | 8.97% | 14164.68 | 12998.64 | 1166.04 | 5151.24 | 3134.04 | 1166 | 41 | 89 |  | 0.45 | 18.45 |  | 73800 | 14164.68 | 0 | 0 |  | 14164.68 |  | 12998.64 | 0 | 0 |  | 12998.64 | 41 | 150 | 6150 | 73800 | 0 | 0 | 0 | 0 | 0
High Pressure Sodium 500 Watts | 327 | 183 | 12.77 | 35.12 | 0 | 0 | 12.77 | 35.12 | 183 | 7.78 | 32.23 | 0 | 0 | 7.78 | 32.23 | 8.967% | 0% | 0% | 8.967% | 421.44 | 386.76 | 34.68 | 153.24 | 93.36 | 35 | 1 | 3 |  | 0.55 | 0.55 |  | 2196 | 421.44 | 0 | 0 |  | 421.44 |  | 386.76 | 0 | 0 |  | 386.76 | 1 | 183 | 183 | 2196 | 0 | 0 | 0 | 0 | 0
[32 empty] | 0 | [15 empty] | 0 |  | 0 | 0 | 0
High Pressure Sodium 1000 Watts | 328 | 363 | 25.33 | 69.67 | 0 | 0 | 25.33 | 69.67 | 363 | 15.43 | 63.93 | 0 | 0 | 15.43 | 63.93 | 8.979% | 0% | 0% | 8.979% | 0 | 0 | 0 | 0 | 0 | 0 | 0 | 14 |  | 1.09 | 0 |  | 0 | 0 | 0 | 0 |  | 0 |  | 0 | 0 | 0 |  | 0 | 0 | 363 | 0 | 0 | 0 | 0 | 0 | 0 | 0
High Pressure Sodium 1500 Watts | 329 | 500 | 34.9 | 95.96 | 0 | 0 | 34.9 | 95.96 | 500 | 21.25 | 88.05 | 0 | 0 | 21.25 | 88.05 | 8.984% | 0% | 0% | 8.984% | 0 | 0 | 0 | 0 | 0 | 0 | 0 | 1 |  | 1.09 | 0 |  | 0 | 0 | 0 | 0 |  | 0 |  | 0 | 0 | 0 |  | 0 | 0 | 500 | 0 | 0 | 0 | 0 | 0 | 0 | 0
[20 empty] | 4352394.3209 | 3800366.1242 | 552028.1967 | 2634110.3609 | 1921344.3242 | 552028 | 20152 | 79382.6157 | -74.61% |  |  |  | 0 | [17 empty] | 0 | 0 | 0
[5 empty] | . | [6 empty] | . | [19 empty] | 0 | [17 empty] | 0 | 0 | 0
Metallic Additive : | [31 empty] | 0 | [17 empty] | 0 | 0 | 0
[32 empty] | 0 | [17 empty] | 0 | 0 | 0
Metallic Arc 400 Watts | 140 | 150 | 10.47 | 28.79 | 1.9717 | 6.717 | 19.1587 | 37.4787 | 150 | 6.37 | 26.42 | 1.0788 | 5.985 | 13.4338 | 33.4838 | 8.97% | 82.77% | 12.23% | 11.93% | 287386.9768 | 256753.5425 | 30633.4342 | 146909.2168 | 103010.1425 | 30633 | 639 | 911.6332 |  | 0.45 | 287.55 |  | 1150200 | 220761.72 | 15118.918 | 51506.3388 |  | 287386.9768 |  | 202588.56 | 8271.9477 | 45893.0349 |  | 256753.5425 | 639 | 150 | 95850 | 1150200 | 1150200 | 1150200 | 639 | 639 | 0
Metallic Arc 1000 Watts | 141 | 360 | 25.12 | 69.09 | 2.9575 | 8.1991 | 36.2767 | 80.2467 | 360 | 15.3 | 63.4 | 1.6181 | 7.8826 | 24.8008 | 72.9008 | 8.975% | 82.77% | 4.015% | 10.08% | 386146.9241 | 350798.4132 | 35348.5109 | 174563.2841 | 119341.2132 | 35349 | 401 | 981 |  | 1.08 | 433.08 |  | 1732320 | 332461.08 | 14231.6575 | 39454.1866 |  | 386146.9241 |  | 305080.8 | 7786.5047 | 37931.1085 |  | 350798.4132 | 401 | 360 | 144360 | 1732320 | 1732320 | 1732320 | 401 | 401 | 0
Metallic Arc 250 Watts | 142 | 100 | 6.98 | 19.19 | 2.9575 | 6.6671 | 16.6046 | 28.8146 | 100 | 4.25 | 17.61 | 1.6181 | 5.921 | 11.7892 | 25.1492 | 8.972% | 82.77% | 12.6% | 14.57% | 24895.8241 | 21728.8793 | 3166.9448 | 14346.3841 | 10185.8393 | 3167 | 72 | 74.1615 |  | 0.3 | 21.6 |  | 86400 | 16580.16 | 2555.3101 | 5760.354 |  | 24895.8241 |  | 15215.04 | 1398.0757 | 5115.7636 |  | 21728.8793 | 72 | 100 | 7200 | 86400 | 86400 | 86400 | 72 | 72 | 0
[32 empty] | 0 | [17 empty] | 0 | 0 | 0
Metallic Arc 150 Watts | 143 | 67 | 4.68 | 12.86 | 2.9575 | 6.6671 | 14.3046 | 22.4846 | 67 | 2.85 | 11.8 | 1.6181 | 5.921 | 10.3892 | 19.3392 | 8.983% | 82.77% | 12.6% | 16.26% | 809.446 | 696.21 | 113.236 | 514.966 | 374.01 | 113 | 3 | 4 |  | 0.2 | 0.6 |  | 2412 | 462.96 | 106.4713 | 240.0148 |  | 809.446 |  | 424.8 | 58.2532 | 213.1568 |  | 696.21 | 3 | 67 | 201 | 2412 | 2412 | 2412 | 3 | 3 | 0
[7 empty] | 0 | [6 empty] | 0 | [7 empty] | 0 | [9 empty] | 0 | [17 empty] | 0 | 0 | 0
Metallic Arc 100 Watts | 144 | 50 | 3.49 | 9.6 | 2.9575 | 6.6671 | 13.1146 | 19.2246 | 50 | 2.12 | 8.81 | 1.6181 | 5.921 | 9.6592 | 16.3492 | 8.967% | 82.77% | 12.6% | 17.59% | 230.6953 | 196.19 | 34.5053 | 157.3753 | 115.91 | 35 | 1 | 4.3595 |  | 0.15 | 0.15 |  | 600 | 115.2 | 35.4904 | 80.0049 |  | 230.6953 |  | 105.72 | 19.4177 | 71.0523 |  | 196.19 | 1 | 50 | 50 | 600 | 600 | 600 | 1 | 1 | 0
[7 empty] | 0 | [6 empty] | 0 | [17 empty] | 0 | [17 empty] | 0 | 0 | 0
Metallic Arc 1000 Watts | 341 | 360 | 25.12 | 69.09 | 0 | 0 | 25.12 | 69.09 | 360 | 15.3 | 63.4 | 0 | 0 | 15.3 | 63.4 | 8.975% | 0% | 0% | 8.975% | 11607.12 | 10651.2 | 955.92 | 4220.16 | 2570.4 | 956 | 14 | 22 |  | 1.08 | 15.12 |  | 60480 | 11607.12 | 0 | 0 |  | 11607.12 |  | 10651.2 | 0 | 0 |  | 10651.2 | 14 | 360 | 5040 | 60480 | 0 | 0 | 0 | 0 | 0
Metallic Arc 400 Watts | 342 | 150 | 10.47 | 28.79 | 0 | 0 | 10.47 | 28.79 | 150 | 6.37 | 26.42 | 0 | 0 | 6.37 | 26.42 | 8.97% | 0% | 0% | 8.97% | 17274 | 15852 | 1422 | 6282 | 3822 | 1422 | 50 | 159 |  | 0.45 | 22.5 |  | 90000 | 17274 | 0 | 0 |  | 17274 |  | 15852 | 0 | 0 |  | 15852 | 50 | 150 | 7500 | 90000 | 0 | 0 | 0 | 0 | 0
Metallic Arc 250 Watts | 343 | 100 | 6.98 | 19.19 | 0 | 0 | 6.98 | 19.19 | 100 | 4.25 | 17.61 | 0 | 0 | 4.25 | 17.61 | 8.972% | 0% | 0% | 8.972% | 11053.44 | 10143.36 | 910.08 | 4020.48 | 2448 | 910 | 48 | 84 |  | 0.3 | 14.4 |  | 57600 | 11053.44 | 0 | 0 |  | 11053.44 |  | 10143.36 | 0 | 0 |  | 10143.36 | 48 | 100 | 4800 | 57600 | 0 | 0 | 0 | 0 | 0
Metallic Arc 175 Watts | 344 | 75 | 5.23 | 14.39 | 0 | 0 | 5.23 | 14.39 | 75 | 3.19 | 13.21 | 0 | 0 | 3.19 | 13.21 | 8.933% | 0% | 0% | 8.933% | 5007.72 | 4597.08 | 410.64 | 1820.04 | 1110.12 | 411 | 29 | 112 |  | 0.225 | 6.525 |  | 26100 | 5007.72 | 0 | 0 |  | 5007.72 |  | 4597.08 | 0 | 0 |  | 4597.08 | 29 | 75 | 2175 | 26100 | 0 | 0 | 0 | 0 | 0
Metallic Arc 150 Watts | 345 | 67 | 4.68 | 12.86 | 0 | 0 | 4.68 | 12.86 | 67 | 2.85 | 11.8 | 0 | 0 | 2.85 | 11.8 | 8.983% | 0% | 0% | 8.983% | 1080.24 | 991.2 | 89.04 | 393.12 | 239.4 | 89 | 7 | 20 |  | 0.2 | 1.4 |  | 5628 | 1080.24 | 0 | 0 |  | 1080.24 |  | 991.2 | 0 | 0 |  | 991.2 | 7 | 67 | 469 | 5628 | 0 | 0 | 0 | 0 | 0
Metallic Arc 100 Watts | 346 | 50 | 3.49 | 9.6 | 0 | 0 | 3.49 | 9.6 | 50 | 2.12 | 8.81 | 0 | 0 | 2.12 | 8.81 | 8.967% | 0% | 0% | 8.967% | 1152 | 1057.2 | 94.8 | 418.8 | 254.4 | 95 | 10 | 0 |  | 0.15 | 1.5 |  | 6000 | 1152 | 0 | 0 |  | 1152 |  | 1057.2 | 0 | 0 |  | 1057.2 | 10 | 50 | 500 | 6000 | 0 | 0 | 0 | 0 | 0
[32 empty] | 0 | [17 empty] | 0 | 0 | 0
[26 empty] | 1274 | 2372.1542 | -46.29% |  |  |  | 0
Light Emitting Diode - Traffic Lights 1 | [31 empty] | 0 | [17 empty] | 0 | 0 | 0
[32 empty] | 0 | [17 empty] | 0 | 0 | 0
Light Emitting Diode 4.6 Watts | 530 | 3 | 0.11 | 0.58 | 0 | 0 | 0.11 | 0.58 | 3 | 0.11 | 0.53 | 0 | 0 | 0.11 | 0.53 | 9.434% | 0% | 0% | 9.434% | 49807.4439 | 45513.6988 | 4293.7452 | 9446.2394 | 9446.2394 | 4294 | 7156.2419 | 5964 |  | 0.046 | 329.1871 |  | 257624.71 | 49807.4439 | 0 | 0 |  | 49807.4439 |  | 45513.6988 | 0 | 0 |  | 45513.6988 | 7156.2419 | 3 | 21468.7258 | 257624.71 | 0 | 0 | 0 | 0 | 0
Light Emitting Diode 7.5 Watts | 531 | 5 | 0.17 | 0.96 | 0 | 0 | 0.17 | 0.96 | 5 | 0.17 | 0.88 | 0 | 0 | 0.17 | 0.88 | 9.091% | 0% | 0% | 9.091% | 78556.0305 | 72009.6946 | 6546.3359 | 13910.9637 | 13910.9637 | 6546 | 6819.0999 | 4461 |  | 0.075 | 511.4325 |  | 409145.9921 | 78556.0305 | 0 | 0 |  | 78556.0305 |  | 72009.6946 | 0 | 0 |  | 72009.6946 | 6819.0999 | 5 | 34095.4993 | 409145.9921 | 0 | 0 | 0 | 0 | 0
[20 empty] | 128363.4744 | 117523.3934 | 10840.081 | 23357.2031 | 23357.2031 |  | 13975.3418 | 10425 |  |  |  |  | 0 | [15 empty] | 0 |  | 0 | 0 | 0
Light Emitting Diode (Energy Only) | [31 empty] | 0 | [15 empty] | 0 |  | 0 | 0 | 0
Lighting Emitting Diode 44 Watts | 532 | 15 | 1.05 | 2.88 | 0 | 0 | 1.05 | 2.88 | 15 | 0.64 | 2.64 | 0 | 0 | 0.64 | 2.64 | 9.091% | 0% | 0% | 9.091% | 63598.4814 | 58298.608 | 5299.8735 | 23186.9464 | 14132.9959 | 5300 | 1840.2338 | 1732 |  | 0.44 | 809.7029 |  | 331242.0907 | 63598.4814 | 0 | 0 |  | 63598.4814 |  | 58298.608 | 0 | 0 |  | 58298.608 | 1840.2338 | 15 | 27603.5076 | 331242.0907 | 0 | 0 | 0 | 0 | 0
Lighting Emitting Diode 66 Watts | 533 | 22 | 1.54 | 4.22 | 0 | 0 | 1.54 | 4.22 | 22 | 0.93 | 3.87 | 0 | 0 | 0.93 | 3.87 | 9.044% | 0% | 0% | 9.044% | 203.2485 | 186.3914 | 16.8571 | 74.1713 | 44.7917 | 17 | 4.0136 | 138 |  | 0.66 | 2.649 |  | 1059.5894 | 203.2485 | 0 | 0 |  | 203.2485 |  | 186.3914 | 0 | 0 |  | 186.3914 | 4.0136 | 22 | 88.2991 | 1059.5894 | 0 | 0 | 0 | 0 | 0
Lighting Emitting Diode 88 Watts | 534 | 29 | 2.02 | 5.57 | 0 | 0 | 2.02 | 5.57 | 29 | 1.23 | 5.11 | 0 | 0 | 1.23 | 5.11 | 9.002% | 0% | 0% | 9.002% | 12206.2289 | 11198.1741 | 1008.0548 | 4426.6755 | 2695.4509 | 1008 | 182.6186 | 513 |  | 0.88 | 160.7044 |  | 63551.2815 | 12206.2289 | 0 | 0 |  | 12206.2289 |  | 11198.1741 | 0 | 0 |  | 11198.1741 | 182.6186 | 29 | 5295.9401 | 63551.2815 | 0 | 0 | 0 | 0 | 0
Lighting Emitting Diode 92 Watts | 535 | 31 | 2.16 | 5.95 | 0 | 0 | 2.16 | 5.95 | 31 | 1.32 | 5.46 | 0 | 0 | 1.32 | 5.46 | 8.974% | 0% | 0% | 8.974% | 53517.0905 | 49109.8007 | 4407.2898 | 19428.053 | 11872.6991 | 4407 | 749.5391 | 0 |  | 0.92 | 689.576 |  | 278828.5385 | 53517.0905 | 0 | 0 |  | 53517.0905 |  | 49109.8007 | 0 | 0 |  | 49109.8007 | 749.5391 | 31 | 23235.7115 | 278828.5385 | 0 | 0 | 0 | 0 | 0
Lighting Emitting Diode 105 Watts | 536 | 35 | 2.44 | 6.72 | 0 | 0 | 2.44 | 6.72 | 35 | 1.49 | 6.16 | 0 | 0 | 1.49 | 6.16 | 9.091% | 0% | 0% | 9.091% | 76382.909 | 70017.6666 | 6365.2424 | 27734.2705 | 16936.0914 | 6365 | 947.2087 | 0 |  | 0.105 | 99.4569 |  | 397827.651 | 76382.909 | 0 | 0 |  | 76382.909 |  | 70017.6666 | 0 | 0 |  | 70017.6666 | 947.2087 | 35 | 33152.3042 | 397827.651 | 0 | 0 | 0 | 0 | 0
Lighting Emitting Diode 173 Watts | 537 | 57 | 3.98 | 10.94 | 0 | 0 | 3.98 | 10.94 | 57 | 2.42 | 10.04 | 0 | 0 | 2.42 | 10.04 | 8.964% | 0% | 0% | 8.964% | 48606.9773 | 44608.2315 | 3998.7458 | 17683.3428 | 10752.1833 | 3999 | 370.2542 | 38 |  | 0.17 | 62.9432 |  | 253253.9038 | 48606.9773 | 0 | 0 |  | 48606.9773 |  | 44608.2315 | 0 | 0 |  | 44608.2315 | 370.2542 | 57 | 21104.492 | 253253.9038 | 0 | 0 | 0 | 0 | 0
Lighting Emitting Diode 44 Watts | 538 | 15 | 1.05 | 2.88 | 0 | 0 | 1.05 | 2.88 | 15 | 0.64 | 2.64 | 0 | 0 | 0.64 | 2.64 | 9.091% | 0% | 0% | 9.091% | 0 | 0 | 0 | 0 | 0 | 0 | 0 | 0 |  | 0.17 | 0 |  | 0 | 0 | 0 | 0 |  | 0 |  | 0 | 0 | 0 |  | 0 | 0 | 15 | 0 | 0 | 0 | 0 | 0 | 0 | 0
Lighting Emitting Diode 110 Watts | 539 | 37 | 2.58 | 7.1 | 0 | 0 | 2.58 | 7.1 | 37 | 1.57 | 6.52 | 0 | 0 | 1.57 | 6.52 | 8.896% | 0% | 0% | 8.896% | 251424.9081 | 230885.9719 | 20538.9362 | 91362.8539 | 55596.7754 | 20539 | 2950.9966 | 2609 |  | 0.11 | 324.6096 |  | 1310242.4786 | 251424.9081 | 0 | 0 |  | 251424.9081 |  | 230885.9719 | 0 | 0 |  | 230885.9719 | 2950.9966 | 37 | 109186.8732 | 1310242.4786 | 0 | 0 | 0 | 0 | 0
Lighting Emitting Diode 65 Watts | 540 | 22 | 1.54 | 4.22 | 0 | 0 | 1.54 | 4.22 | 22 | 0.93 | 3.87 | 0 | 0 | 0.93 | 3.87 | 9.044% | 0% | 0% | 9.044% | 40852.9504 | 37464.6725 | 3388.2779 | 14908.4226 | 9003.1384 | 3388 | 806.7328 | 464 |  | 0.65 | 524.3763 |  | 212977.4664 | 40852.9504 | 0 | 0 |  | 40852.9504 |  | 37464.6725 | 0 | 0 |  | 37464.6725 | 806.7328 | 22 | 17748.1222 | 212977.4664 | 0 | 0 | 0 | 0 | 0
Lighting Emitting Diode 55 Watts | 541 | 18 | 1.26 | 3.45 | 0 | 0 | 1.26 | 3.45 | 18 | 0.76 | 3.17 | 0 | 0 | 0.76 | 3.17 | 8.833% | 0% | 0% | 8.833% | 137084.3767 | 125958.6882 | 11125.6885 | 50065.5984 | 30198.2975 | 11126 | 3311.2168 | 736 |  | 0.55 | 1821.1693 |  | 715222.8349 | 137084.3767 | 0 | 0 |  | 137084.3767 |  | 125958.6882 | 0 | 0 |  | 125958.6882 | 3311.2168 | 18 | 59601.9029 | 715222.8349 | 0 | 0 | 0 | 0 | 0
Lighting Emitting Diode 83 Watts | 542 | 28 | 1.95 | 5.37 | 0 | 0 | 1.95 | 5.37 | 28 | 1.19 | 4.93 | 0 | 0 | 1.19 | 4.93 | 8.925% | 0% | 0% | 8.925% | 54960.179 | 50456.9241 | 4503.2549 | 19957.6069 | 12179.2575 | 4503 | 852.8892 | 1039 |  | 0.83 | 707.898 |  | 286570.7655 | 54960.179 | 0 | 0 |  | 54960.179 |  | 50456.9241 | 0 | 0 |  | 50456.9241 | 852.8892 | 28 | 23880.8971 | 286570.7655 | 0 | 0 | 0 | 0 | 0
Lighting Emitting Diode 48 Watts | 543 | 16 | 1.12 | 3.07 | 0 | 0 | 1.12 | 3.07 | 16 | 0.68 | 2.82 | 0 | 0 | 0.68 | 2.82 | 8.865% | 0% | 0% | 8.865% | 221.7913 | 203.7301 | 18.0612 | 80.9141 | 49.1264 | 18 | 6.0204 | 72 |  | 0.048 | 0.28898 |  | 1155.9157 | 221.7913 | 0 | 0 |  | 221.7913 |  | 203.7301 | 0 | 0 |  | 203.7301 | 6.0204 | 16 | 96.3263 | 1155.9157 | 0 | 0 | 0 | 0 | 0
Lighting Emitting Diode 72 Watts | 544 | 24 | 1.67 | 4.61 | 0 | 0 | 1.67 | 4.61 | 24 | 1.02 | 4.23 | 0 | 0 | 1.02 | 4.23 | 8.983% | 0% | 0% | 8.983% | 91643.7655 | 84089.6156 | 7554.1499 | 33198.5007 | 20276.9286 | 7554 | 1656.6118 | 308 |  | 0.72 | 1192.7605 |  | 477104.2022 | 91643.7655 | 0 | 0 |  | 91643.7655 |  | 84089.6156 | 0 | 0 |  | 84089.6156 | 1656.6118 | 24 | 39758.6835 | 477104.2022 | 0 | 0 | 0 | 0 | 0
Lighting Emitting Diode 43 Watts | 546 | 14 | 0.98 | 2.69 | 0 | 0 | 0.98 | 2.69 | 14 | 0.59 | 2.47 | 0 | 0 | 0.59 | 2.47 | 8.907% | 0% | 0% | 8.907% | 56876.35 | 52224.7526 | 4651.5974 | 20720.7521 | 12474.7385 | 4652 | 1761.9687 | 0 |  | 0.043 | 75.7647 |  | 296010.7437 | 56876.35 | 0 | 0 |  | 56876.35 |  | 52224.7526 | 0 | 0 |  | 52224.7526 | 1761.9687 | 14 | 24667.562 | 296010.7437 | 0 | 0 | 0 | 0 | 0
Lighting Emitting Diode 50 Watts | 547 | 17 | 1.19 | 3.26 | 0 | 0 | 1.19 | 3.26 | 17 | 0.72 | 2.99 | 0 | 0 | 0.72 | 2.99 | 9.03% | 0% | 0% | 9.03% | 4278.5738 | 3924.2134 | 354.3604 | 1561.8107 | 944.9611 | 354 | 109.3705 | 0 |  | 0.05 | 5.4685 |  | 22311.581 | 4278.5738 | 0 | 0 |  | 4278.5738 |  | 3924.2134 | 0 | 0 |  | 3924.2134 | 109.3705 | 17 | 1859.2984 | 22311.581 | 0 | 0 | 0 | 0 | 0
Lighting Emitting Diode 53 Watts | 548 | 18 | 1.26 | 3.45 | 0 | 0 | 1.26 | 3.45 | 18 | 0.76 | 3.17 | 0 | 0 | 0.76 | 3.17 | 8.833% | 0% | 0% | 8.833% | 83.0814 | 76.3386 | 6.7428 | 30.3428 | 18.302 | 7 | 2.0068 | 0 |  | 0.053 | 0.10636 |  | 433.4684 | 83.0814 | 0 | 0 |  | 83.0814 |  | 76.3386 | 0 | 0 |  | 76.3386 | 2.0068 | 18 | 36.1224 | 433.4684 | 0 | 0 | 0 | 0 | 0
Lighting Emitting Diode 80 Watts | 549 | 27 | 1.88 | 5.18 | 0 | 0 | 1.88 | 5.18 | 27 | 1.15 | 4.75 | 0 | 0 | 1.15 | 4.75 | 9.053% | 0% | 0% | 9.053% | 503211.5214 | 461439.1364 | 41772.385 | 182632.7529 | 111716.8436 | 41772 | 8095.4234 | 0 |  | 0.08 | 647.6339 |  | 2622917.1965 | 503211.5214 | 0 | 0 |  | 503211.5214 |  | 461439.1364 | 0 | 0 |  | 461439.1364 | 8095.4234 | 27 | 218576.433 | 2622917.1965 | 0 | 0 | 0 | 0 | 0
Lighting Emitting Diode 200 Watts | 550 | 67 | 4.68 | 12.86 | 0 | 0 | 4.68 | 12.86 | 67 | 2.85 | 11.8 | 0 | 0 | 2.85 | 11.8 | 8.983% | 0% | 0% | 8.983% | 37317.5341 | 34241.5942 | 3075.9398 | 13580.5645 | 8270.2156 | 3076 | 241.8192 | 0 |  | 0.2 | 48.3638 |  | 194422.6114 | 37317.5341 | 0 | 0 |  | 37317.5341 |  | 34241.5942 | 0 | 0 |  | 34241.5942 | 241.8192 | 67 | 16201.8843 | 194422.6114 | 0 | 0 | 0 | 0 | 0
Lighting Emitting Diode 60 Watts | 551 | 20 | 1.4 | 3.84 | 0 | 0 | 1.4 | 3.84 | 20 | 0.85 | 3.52 | 0 | 0 | 0.85 | 3.52 | 9.091% | 0% | 0% | 9.091% | 2358.068 | 2161.5623 | 196.5057 | 859.7123 | 521.9682 | 197 | 51.1734 |  |  | 0.06 | 3.0704 |  | 12281.6042 | 2358.068 | 0 | 0 |  | 2358.068 |  | 2161.5623 | 0 | 0 |  | 2161.5623 | 51.1734 | 20 | 1023.467 | 12281.6042 | 0 | 0 | 0 | 0 | 0
Lighting Emitting Diode 70 Watts | 552 | 23 | 1.61 | 4.41 | 0 | 0 | 1.61 | 4.41 | 23 | 0.98 | 4.05 | 0 | 0 | 0.98 | 4.05 | 8.889% | 0% | 0% | 8.889% | 103119.9614 | 94702.0054 | 8417.956 | 37646.97 | 22915.547 | 8418 | 1948.6009 | 0 |  | 0.07 | 136.4021 |  | 537813.8577 | 103119.9614 | 0 | 0 |  | 103119.9614 |  | 94702.0054 | 0 | 0 |  | 94702.0054 | 1948.6009 | 23 | 44817.8215 | 537813.8577 | 0 | 0 | 0 | 0 | 0
Lighting Emitting Diode 87 Watts | 553 | 29 | 2.02 | 5.57 | 0 | 0 | 2.02 | 5.57 | 29 | 1.23 | 5.11 | 0 | 0 | 1.23 | 5.11 | 9.002% | 0% | 0% | 9.002% | 134.1344 | 123.0569 | 11.0775 | 48.6448 | 29.6203 | 11 | 2.0068 | 0 |  | 0.087 | 0.17459 |  | 698.3657 | 134.1344 | 0 | 0 |  | 134.1344 |  | 123.0569 | 0 | 0 |  | 123.0569 | 2.0068 | 29 | 58.1971 | 698.3657 | 0 | 0 | 0 | 0 | 0
Lighting Emitting Diode 173 Watts | 554 | 58 | 4.05 | 11.13 | 0 | 0 | 4.05 | 11.13 | 58 | 2.46 | 10.21 | 0 | 0 | 2.46 | 10.21 | 9.011% | 0% | 0% | 9.011% | 5092.5311 | 4671.5851 | 420.946 | 1853.0773 | 1125.5729 | 421 | 38.1292 | 0 |  | 0.173 | 6.5963 |  | 26537.8978 | 5092.5311 | 0 | 0 |  | 5092.5311 |  | 4671.5851 | 0 | 0 |  | 4671.5851 | 38.1292 | 58 | 2211.4915 | 26537.8978 | 0 | 0 | 0 | 0 | 0
Lighting Emitting Diode 35 Watts | 555 | 12 | 0.84 | 2.3 | 0 | 0 | 0.84 | 2.3 | 12 | 0.51 | 2.11 | 0 | 0 | 0.51 | 2.11 | 9.005% | 0% | 0% | 9.005% | 204297.262 | 187420.5317 | 16876.7303 | 74612.9131 | 45300.6972 | 16877 | 7402.0747 | 0 |  | 0.035 | 259.0726 |  | 1065898.7583 | 204297.262 | 0 | 0 |  | 204297.262 |  | 187420.5317 | 0 | 0 |  | 187420.5317 | 7402.0747 | 12 | 88824.8965 | 1065898.7583 | 0 | 0 | 0 | 0 | 0
Lighting Emitting Diode 51 Watts | 556 | 17 | 1.19 | 3.26 | 0 | 0 | 1.19 | 3.26 | 17 | 0.72 | 2.99 | 0 | 0 | 0.72 | 2.99 | 9.03% | 0% | 0% | 9.03% | 14798.3698 | 13572.738 | 1225.6319 | 5401.8589 | 3268.3516 | 1226 | 378.2814 | 0 |  | 0.051 | 19.2924 |  | 77169.4133 | 14798.3698 | 0 | 0 |  | 14798.3698 |  | 13572.738 | 0 | 0 |  | 13572.738 | 378.2814 | 17 | 6430.7844 | 77169.4133 | 0 | 0 | 0 | 0 | 0
Lighting Emitting Diode 172 Watts | 557 | 57 | 3.98 | 10.94 | 0 | 0 | 3.98 | 10.94 | 57 | 2.42 | 10.04 | 0 | 0 | 2.42 | 10.04 | 8.964% | 0% | 0% | 8.964% | 13040.8964 | 11968.0621 | 1072.8343 | 4744.3115 | 2884.7321 | 1073 | 99.3365 | 0 |  | 0.172 | 17.0859 |  | 67946.1693 | 13040.8964 | 0 | 0 |  | 13040.8964 |  | 11968.0621 | 0 | 0 |  | 11968.0621 | 99.3365 | 57 | 5662.1808 | 67946.1693 | 0 | 0 | 0 | 0 | 0
Lighting Emitting Diode 91 Watts | 558 | 30 | 2.09 | 5.76 | 0 | 0 | 2.09 | 5.76 | 30 | 1.27 | 5.28 | 0 | 0 | 1.27 | 5.28 | 9.091% | 0% | 0% | 9.091% | 1179.034 | 1080.7812 | 98.2528 | 427.8092 | 259.9606 | 98 | 17.0578 | 0 |  | 0.091 | 1.5523 |  | 6140.8021 | 1179.034 | 0 | 0 |  | 1179.034 |  | 1080.7812 | 0 | 0 |  | 1080.7812 | 17.0578 | 30 | 511.7335 | 6140.8021 | 0 | 0 | 0 | 0 | 0
Lighting Emitting Diode 42 Watts | 559 | 14 | 0.98 | 2.69 | 0 | 0 | 0.98 | 2.69 | 14 | 0.59 | 2.47 | 0 | 0 | 0.59 | 2.47 | 8.907% | 0% | 0% | 8.907% | 3303.7515 | 3033.5562 | 270.1953 | 1203.5972 | 724.6146 | 270 | 102.3467 |  |  | 0.013 | 1.3305 |  | 17194.2459 | 3303.7515 | 0 | 0 |  | 3303.7515 |  | 3033.5562 | 0 | 0 |  | 3033.5562 | 102.3467 | 14 | 1432.8538 | 17194.2459 | 0 | 0 | 0 | 0 | 0
Lighting Emitting Diode 13 Watts | 560 | 4 | 0.28 | 0.77 | 0 | 0 | 0.28 | 0.77 | 4 | 0.17 | 0.7 | 0 | 0 | 0.17 | 0.7 | 10% | 0% | 0% | 10% | 111.2569 | 101.1426 | 10.1143 | 40.457 | 24.5632 | 10 | 12.0408 | 0 |  | 0.013 | 0.15653 |  | 577.9578 | 111.2569 | 0 | 0 |  | 111.2569 |  | 101.1426 | 0 | 0 |  | 101.1426 | 12.0408 | 4 | 48.1632 | 577.9578 | 0 | 0 | 0 | 0 | 0
Lighting Emitting Diode 8 Watts | 561 | 3 | 0.21 | 0.58 | 0 | 0 | 0.21 | 0.58 | 3 | 0.13 | 0.53 | 0 | 0 | 0.13 | 0.53 | 9.434% | 0% | 0% | 9.434% | 55.8693 | 51.0529 | 4.8163 | 20.2285 | 12.5224 | 5 | 8.0272 | 0 |  | 0.008 | 0.064218 |  | 288.9789 | 55.8693 | 0 | 0 |  | 55.8693 |  | 51.0529 | 0 | 0 |  | 51.0529 | 8.0272 | 3 | 24.0816 | 288.9789 | 0 | 0 | 0 | 0 | 0
Lighting Emitting Diode 150 Watts | 562 | 50 | 3.49 | 9.6 | 0 | 0 | 3.49 | 9.6 | 50 | 2.12 | 8.81 | 0 | 0 | 2.12 | 8.81 | 8.967% | 0% | 0% | 8.967% | 10634.4244 | 9759.2999 | 875.1245 | 3866.0564 | 2348.4354 | 875 | 92.3127 | 0 |  | 0.15 | 13.8469 |  | 55387.6269 | 10634.4244 | 0 | 0 |  | 10634.4244 |  | 9759.2999 | 0 | 0 |  | 9759.2999 | 92.3127 | 50 | 4615.6356 | 55387.6269 | 0 | 0 | 0 | 0 | 0
Lighting Emitting Diode 60 Watts | 563 | 20 | 1.4 | 3.84 | 0 | 0 | 1.4 | 3.84 | 20 | 0.85 | 3.52 | 0 | 0 | 0.85 | 3.52 | 9.091% | 0% | 0% | 9.091% | 111060.3798 | 101805.3481 | 9255.0316 | 40490.7635 | 24583.6778 | 9255 | 2410.1645 | 0 |  | 0.06 | 144.6099 |  | 578439.478 | 111060.3798 | 0 | 0 |  | 111060.3798 |  | 101805.3481 | 0 | 0 |  | 101805.3481 | 2410.1645 | 20 | 48203.2898 | 578439.478 | 0 | 0 | 0 | 0 | 0
Lighting Emitting Diode 28 Watts | 564 | 9 | 0.63 | 1.73 | 0 | 0 | 0.63 | 1.73 | 9 | 0.38 | 1.58 | 0 | 0 | 0.38 | 1.58 | 9.494% | 0% | 0% | 9.494% | 1270.6644 | 1160.4912 | 110.1732 | 462.7275 | 279.1055 | 110 | 61.2073 | 0 |  | 0.028 | 1.7138 |  | 6610.3929 | 1270.6644 | 0 | 0 |  | 1270.6644 |  | 1160.4912 | 0 | 0 |  | 1160.4912 | 61.2073 | 9 | 550.8661 | 6610.3929 | 0 | 0 | 0 | 0 | 0
Lighting Emitting Diode 86 Watts | 565 | 29 | 2.02 | 5.57 | 0 | 0 | 2.02 | 5.57 | 29 | 1.23 | 5.11 | 0 | 0 | 1.23 | 5.11 | 9.002% | 0% | 0% | 9.002% | 23339.3827 | 21411.8933 | 1927.4894 | 8464.1927 | 5153.9391 | 1927 | 349.1829 | 0 |  | 0.086 | 30.0297 |  | 121515.6372 | 23339.3827 | 0 | 0 |  | 23339.3827 |  | 21411.8933 | 0 | 0 |  | 21411.8933 | 349.1829 | 29 | 10126.3031 | 121515.6372 | 0 | 0 | 0 | 0 | 0
Lighting Emitting Diode 100 Watts | 567 | 33 | 2.3 | 6.33 | 0 | 0 | 2.3 | 6.33 | 33 | 1.4 | 5.81 | 0 | 0 | 1.4 | 5.81 | 8.95% | 0% | 0% | 8.95% | 51142.4062 | 46941.1342 | 4201.2719 | 18582.5488 | 11311.1167 | 4201 | 673.2808 | 0 |  | 0.1 | 67.3281 |  | 266619.179 | 51142.4062 | 0 | 0 |  | 51142.4062 |  | 46941.1342 | 0 | 0 |  | 46941.1342 | 673.2808 | 33 | 22218.2649 | 266619.179 | 0 | 0 | 0 | 0 | 0
Lighting Emitting Diode 143 Watts | 569 | 48 | 3.35 | 9.21 | 0 | 0 | 3.35 | 9.21 | 48 | 2.04 | 8.45 | 0 | 0 | 2.04 | 8.45 | 8.994% | 0% | 0% | 8.994% | 1441.6436 | 1322.6806 | 118.963 | 524.3763 | 319.3217 | 119 | 13.0442 | 0 |  | 0.143 | 1.8653 |  | 7513.452 | 1441.6436 | 0 | 0 |  | 1441.6436 |  | 1322.6806 | 0 | 0 |  | 1322.6806 | 13.0442 | 48 | 626.121 | 7513.452 | 0 | 0 | 0 | 0 | 0
Lighting Emitting Diode 200 Watts | 570 | 67 | 4.68 | 12.86 | 0 | 0 | 4.68 | 12.86 | 67 | 2.85 | 11.8 | 0 | 0 | 2.85 | 11.8 | 8.983% | 0% | 0% | 8.983% | 1393.6009 | 1278.7317 | 114.8691 | 507.158 | 308.8462 | 115 | 9.0306 | 0 |  | 0.2 | 1.8061 |  | 7260.5954 | 1393.6009 | 0 | 0 |  | 1393.6009 |  | 1278.7317 | 0 | 0 |  | 1278.7317 | 9.0306 | 67 | 605.0496 | 7260.5954 | 0 | 0 | 0 | 0 | 0
Lighting Emitting Diode 250 Watts | 572 | 83 | 5.79 | 15.93 | 0 | 0 | 5.79 | 15.93 | 83 | 3.53 | 14.62 | 0 | 0 | 3.53 | 14.62 | 8.96% | 0% | 0% | 8.96% | 24935.2688 | 22884.7226 | 2050.5463 | 9063.1015 | 5525.5178 | 2051 | 130.4419 | 0 |  | 0.25 | 32.6105 |  | 129920.1076 | 24935.2688 | 0 | 0 |  | 24935.2688 |  | 22884.7226 | 0 | 0 |  | 22884.7226 | 130.4419 | 83 | 10826.6756 | 129920.1076 | 0 | 0 | 0 | 0 | 0
Lighting Emitting Diode 52 Watts | 573 | 17 | 1.19 | 3.26 | 0 | 0 | 1.19 | 3.26 | 17 | 0.72 | 2.99 | 0 | 0 | 0.72 | 2.99 | 9.03% | 0% | 0% | 9.03% | 55817.7239 | 51194.7836 | 4622.9403 | 20375.1814 | 12327.8409 | 4623 | 1426.8334 | 0 |  | 0.052 | 74.1953 |  | 291074.0204 | 55817.7239 | 0 | 0 |  | 55817.7239 |  | 51194.7836 | 0 | 0 |  | 51194.7836 | 1426.8334 | 17 | 24256.1684 | 291074.0204 | 0 | 0 | 0 | 0 | 0
Lighting Emitting Diode 140 Watts | 574 | 47 | 3.28 | 9.02 | 0 | 0 | 3.28 | 9.02 | 47 | 2 | 8.28 | 0 | 0 | 2 | 8.28 | 8.937% | 0% | 0% | 8.937% | 29541.3521 | 27117.7822 | 2423.5699 | 10742.3098 | 6550.1889 | 2424 | 272.9245 | 0 |  | 0.14 | 38.2094 |  | 153929.4398 | 29541.3521 | 0 | 0 |  | 29541.3521 |  | 27117.7822 | 0 | 0 |  | 27117.7822 | 272.9245 | 47 | 12827.4533 | 153929.4398 | 0 | 0 | 0 | 0 | 0
Lighting Emitting Diode 185 Watts | 575 | 62 | 4.33 | 11.9 | 0 | 0 | 4.33 | 11.9 | 62 | 2.63 | 10.92 | 0 | 0 | 2.63 | 10.92 | 8.974% | 0% | 0% | 8.974% | 40119.9072 | 36815.9148 | 3303.9924 | 14598.2519 | 8866.8366 | 3304 | 280.9517 | 0 |  | 0.185 | 51.9761 |  | 209028.0878 | 40119.9072 | 0 | 0 |  | 40119.9072 |  | 36815.9148 | 0 | 0 |  | 36815.9148 | 280.9517 | 62 | 17419.0073 | 209028.0878 | 0 | 0 | 0 | 0 | 0
Lighting Emitting Diode 95 Watts | 576 | 32 | 2.23 | 6.14 | 0 | 0 | 2.23 | 6.14 | 32 | 1.36 | 5.64 | 0 | 0 | 1.36 | 5.64 | 8.865% | 0% | 0% | 8.865% | 147.8609 | 135.8201 | 12.0408 | 53.7019 | 32.7509 | 12 | 2.0068 | 0 |  | 0.095 | 0.19065 |  | 770.6105 | 147.8609 | 0 | 0 |  | 147.8609 |  | 135.8201 | 0 | 0 |  | 135.8201 | 2.0068 | 32 | 64.2175 | 770.6105 | 0 | 0 | 0 | 0 | 0
Lighting Emitting Diode 75 Watts | 578 | 25 | 1.74 | 4.8 | 0 | 0 | 1.74 | 4.8 | 25 | 1.06 | 4.4 | 0 | 0 | 1.06 | 4.4 | 9.091% | 0% | 0% | 9.091% | 30169.3996 | 27655.283 | 2514.1166 | 10936.4073 | 6662.4091 | 2514 | 523.7743 | 0 |  | 0.075 | 39.2831 |  | 157132.2895 | 30169.3996 | 0 | 0 |  | 30169.3996 |  | 27655.283 | 0 | 0 |  | 27655.283 | 523.7743 | 25 | 13094.3575 | 157132.2895 | 0 | 0 | 0 | 0 | 0
Lighting Emitting Diode 138 Watts | 579 | 46 | 3.21 | 8.83 | 0 | 0 | 3.21 | 8.83 | 46 | 1.95 | 8.1 | 0 | 0 | 1.95 | 8.1 | 9.012% | 0% | 0% | 9.012% | 2232.7234 | 2048.1381 | 184.5853 | 811.6696 | 493.0703 | 185 | 21.0714 | 0 |  | 0.138 | 2.9079 |  | 11631.4017 | 2232.7234 | 0 | 0 |  | 2232.7234 |  | 2048.1381 | 0 | 0 |  | 2048.1381 | 21.0714 | 46 | 969.2835 | 11631.4017 | 0 | 0 | 0 | 0 | 0
Lighting Emitting Diode 54 Watts | 582 | 18 | 1.26 | 3.45 | 0 | 0 | 1.26 | 3.45 | 18 | 0.76 | 3.17 | 0 | 0 | 0.76 | 3.17 | 8.833% | 0% | 0% | 8.833% | 439542.3606 | 403869.3574 | 35673.0032 | 160528.5143 | 96826.7229 | 35673 | 10616.9652 | 0 |  | 0.054 | 573.3161 |  | 2293264.4898 | 439542.3606 | 0 | 0 |  | 439542.3606 |  | 403869.3574 | 0 | 0 |  | 403869.3574 | 10616.9652 | 18 | 191105.3742 | 2293264.4898 | 0 | 0 | 0 | 0 | 0
Lighting Emitting Diode 175 Watts | 583 | 58 | 4.05 | 11.13 | 0 | 0 | 4.05 | 11.13 | 58 | 2.46 | 10.21 | 0 | 0 | 2.46 | 10.21 | 9.011% | 0% | 0% | 9.011% | 51059.3247 | 46838.7875 | 4220.5372 | 18579.5386 | 11285.3494 | 4221 | 382.295 | 0 |  | 0.175 | 66.9016 |  | 266077.3435 | 51059.3247 | 0 | 0 |  | 51059.3247 |  | 46838.7875 | 0 | 0 |  | 46838.7875 | 382.295 | 58 | 22173.112 | 266077.3435 | 0 | 0 | 0 | 0 | 0
Lighting Emitting Diode 46 Watts | 584 | 15 | 1.05 | 2.88 | 0 | 0 | 1.05 | 2.88 | 15 | 0.64 | 2.64 | 0 | 0 | 0.64 | 2.64 | 9.091% | 0% | 0% | 9.091% | 102749.3459 | 94186.9004 | 8562.4455 | 37460.699 | 22833.188 | 8562 | 2973.0714 | 0 |  | 0.046 | 136.7613 |  | 535152.8434 | 102749.3459 | 0 | 0 |  | 102749.3459 |  | 94186.9004 | 0 | 0 |  | 94186.9004 | 2973.0714 | 15 | 44596.0703 | 535152.8434 | 0 | 0 | 0 | 0 | 0
Lighting Emitting Diode 69 Watts | 585 | 23 | 1.61 | 4.41 | 0 | 0 | 1.61 | 4.41 | 23 | 0.98 | 4.05 | 0 | 0 | 0.98 | 4.05 | 8.889% | 0% | 0% | 8.889% | 84428.8047 | 77536.6573 | 6892.1473 | 30823.2144 | 18761.9566 | 6892 | 1595.4045 | 0 |  | 0.069 | 110.0829 |  | 440331.6342 | 84428.8047 | 0 | 0 |  | 84428.8047 |  | 77536.6573 | 0 | 0 |  | 77536.6573 | 1595.4045 | 23 | 36694.3029 | 440331.6342 | 0 | 0 | 0 | 0 | 0
Lighting Emitting Diode 108 Watts | 586 | 36 | 2.51 | 6.91 | 0 | 0 | 2.51 | 6.91 | 36 | 1.53 | 6.34 | 0 | 0 | 1.53 | 6.34 | 8.991% | 0% | 0% | 8.991% | 156918.6859 | 143974.5975 | 12944.0884 | 56999.4069 | 34744.6584 | 12944 | 1892.4106 | 0 |  | 0.108 | 204.3803 |  | 817521.3738 | 156918.6859 | 0 | 0 |  | 156918.6859 |  | 143974.5975 | 0 | 0 |  | 143974.5975 | 1892.4106 | 36 | 68126.7811 | 817521.3738 | 0 | 0 | 0 | 0 | 0
Lighting Emitting Diode 158 Watts | 587 | 53 | 3.7 | 10.17 | 0 | 0 | 3.7 | 10.17 | 53 | 2.25 | 9.33 | 0 | 0 | 2.25 | 9.33 | 9.003% | 0% | 0% | 9.003% | 222010.5863 | 203673.4287 | 18337.1576 | 80770.8131 | 49117.3864 | 18337 | 1819.1625 | 0 |  | 0.158 | 287.4277 |  | 1156987.323 | 222010.5863 | 0 | 0 |  | 222010.5863 |  | 203673.4287 | 0 | 0 |  | 203673.4287 | 1819.1625 | 53 | 96415.6103 | 1156987.323 | 0 | 0 | 0 | 0 | 0
Lighting Emitting Diode 48 Watts | 589 | 16 | 1.12 | 3.07 | 0 | 0 | 1.12 | 3.07 | 16 | 0.68 | 2.82 | 0 | 0 | 0.68 | 2.82 | 8.865% | 0% | 0% | 8.865% | 36.9652 | 33.955 | 3.0102 | 13.4857 | 8.1877 | 3 | 1.0034 | 0 |  | 0.048 | 0.048163 |  | 192.6526 | 36.9652 | 0 | 0 |  | 36.9652 |  | 33.955 | 0 | 0 |  | 33.955 | 1.0034 | 16 | 16.0544 | 192.6526 | 0 | 0 | 0 | 0 | 0
Lighting Emitting Diode 90 Watts | 590 | 30 | 2.09 | 5.76 | 0 | 0 | 2.09 | 5.76 | 30 | 1.27 | 5.28 | 0 | 0 | 1.27 | 5.28 | 9.091% | 0% | 0% | 9.091% | 21222.6121 | 19454.0611 | 1768.551 | 7700.5659 | 4679.2912 | 1769 | 307.0401 | 0 |  | 0.09 | 27.6336 |  | 110534.4381 | 21222.6121 | 0 | 0 |  | 21222.6121 |  | 19454.0611 | 0 | 0 |  | 19454.0611 | 307.0401 | 30 | 9211.2032 | 110534.4381 | 0 | 0 | 0 | 0 | 0
Lighting Emitting Diode 240 Watts | 591 | 80 | 5.58 | 15.35 | 0 | 0 | 5.58 | 15.35 | 80 | 3.4 | 14.09 | 0 | 0 | 3.4 | 14.09 | 8.943% | 0% | 0% | 8.943% | 369.6522 | 339.3094 | 30.3428 | 134.3752 | 81.8774 | 30 | 2.0068 |  |  | 0.24 | 0.48163 |  | 1926.5262 | 369.6522 | 0 | 0 |  | 369.6522 |  | 339.3094 | 0 | 0 |  | 339.3094 | 2.0068 | 80 | 160.5438 | 1926.5262 | 0 | 0 | 0 | 0 | 0
Lighting Emitting Diode 135 Watts | 592 | 45 | 3.14 | 8.64 | 0 | 0 | 3.14 | 8.64 | 45 | 1.91 | 7.92 | 0 | 0 | 1.91 | 7.92 | 9.091% | 0% | 0% | 9.091% | 129208.2561 | 118440.9015 | 10767.3547 | 46957.6301 | 28563.3992 | 10767 | 1246.2216 |  |  | 0.135 | 168.2399 |  | 672959.6674 | 129208.2561 | 0 | 0 |  | 129208.2561 |  | 118440.9015 | 0 | 0 |  | 118440.9015 | 1246.2216 | 45 | 56079.9723 | 672959.6674 | 0 | 0 | 0 | 0 | 0
Lighting Emitting Diode 30 Watts | 593 | 10 | 0.7 | 1.92 | 0 | 0 | 0.7 | 1.92 | 10 | 0.42 | 1.76 | 0 | 0 | 0.42 | 1.76 | 9.091% | 0% | 0% | 9.091% | 16598.9493 | 15215.7036 | 1383.2458 | 6051.7003 | 3631.0202 | 1383 | 720.4405 |  |  | 0.03 | 21.6132 |  | 86452.8612 | 16598.9493 | 0 | 0 |  | 16598.9493 |  | 15215.7036 | 0 | 0 |  | 15215.7036 | 720.4405 | 10 | 7204.4051 | 86452.8612 | 0 | 0 | 0 | 0 | 0
Lighting Emitting Diode 133 Watts | 594 | 44 | 3.07 | 8.44 | 0 | 0 | 3.07 | 8.44 | 44 | 1.87 | 7.75 | 0 | 0 | 1.87 | 7.75 | 8.903% | 0% | 0% | 8.903% | 23373.5786 | 21462.7054 | 1910.8731 | 8502.0007 | 5178.7431 | 1911 | 230.7818 |  |  | 0.133 | 30.694 |  | 121852.7793 | 23373.5786 | 0 | 0 |  | 23373.5786 |  | 21462.7054 | 0 | 0 |  | 21462.7054 | 230.7818 | 44 | 10154.3983 | 121852.7793 | 0 | 0 | 0 | 0 | 0
Lighting Emitting Diode 55 Watts | 595 | 18 | 1.26 | 3.45 | 0 | 0 | 1.26 | 3.45 | 18 | 0.76 | 3.17 | 0 | 0 | 0.76 | 3.17 | 8.833% | 0% | 0% | 8.833% | 41.5407 | 38.1693 | 3.3714 | 15.1714 | 9.151 | 3 | 1.0034 |  |  | 0.055 | 0.055187 |  | 216.7342 | 41.5407 | 0 | 0 |  | 41.5407 |  | 38.1693 | 0 | 0 |  | 38.1693 | 1.0034 | 18 | 18.0612 | 216.7342 | 0 | 0 | 0 | 0 | 0
Lighting Emitting Diode 52 Watts | 596 | 17 | 1.19 | 3.26 | 0 | 0 | 1.19 | 3.26 | 17 | 0.72 | 2.99 | 0 | 0 | 0.72 | 2.99 | 9.03% | 0% | 0% | 9.03% | 117.7589 | 108.0059 | 9.753 | 42.9856 | 26.0081 | 10 | 3.0102 |  |  | 0.052 | 0.15653 |  | 614.0802 | 117.7589 | 0 | 0 |  | 117.7589 |  | 108.0059 | 0 | 0 |  | 108.0059 | 3.0102 | 17 | 51.1734 | 614.0802 | 0 | 0 | 0 | 0 | 0
Lighting Emitting Diode 41 Watts | 597 | 14 | 0.98 | 2.69 | 0 | 0 | 0.98 | 2.69 | 14 | 0.59 | 2.47 | 0 | 0 | 0.59 | 2.47 | 8.907% | 0% | 0% | 8.907% | 34009.207 | 31227.7849 | 2781.4221 | 12389.9713 | 7459.2685 | 2781 | 1053.569 | 0 |  | 0.041 | 43.1963 |  | 176999.5905 | 34009.207 | 0 | 0 |  | 34009.207 |  | 31227.7849 | 0 | 0 |  | 31227.7849 | 1053.569 | 14 | 14749.9659 | 176999.5905 | 0 | 0 | 0 | 0 | 0
Lighting Emitting Diode 68 Watts | 598 | 23 | 1.61 | 4.41 | 0 | 0 | 1.61 | 4.41 | 23 | 0.98 | 4.05 | 0 | 0 | 0.98 | 4.05 | 8.889% | 0% | 0% | 8.889% | 24903.8424 | 22870.8757 | 2032.9667 | 9091.879 | 5534.1872 | 2033 | 470.5941 | 0 |  | 0.068 | 32.0004 |  | 129883.9852 | 24903.8424 | 0 | 0 |  | 24903.8424 |  | 22870.8757 | 0 | 0 |  | 22870.8757 | 470.5941 | 23 | 10823.6654 | 129883.9852 | 0 | 0 | 0 | 0 | 0
Lighting Emitting Diode 117 Watts | 599 | 39 | 2.72 | 7.49 | 0 | 0 | 2.72 | 7.49 | 39 | 1.66 | 6.87 | 0 | 0 | 1.66 | 6.87 | 9.025% | 0% | 0% | 9.025% | 46806.2774 | 42931.7925 | 3874.4849 | 16997.7403 | 10373.6209 | 3874 | 520.7641 | 0 |  | 0.117 | 60.9294 |  | 243717.5994 | 46806.2774 | 0 | 0 |  | 46806.2774 |  | 42931.7925 | 0 | 0 |  | 42931.7925 | 520.7641 | 39 | 20309.7999 | 243717.5994 | 0 | 0 | 0 | 0 | 0
[20 empty] | 830702.9065 | 762478.4746 | 68224.4319 | 302107.3561 | 183737.7361 | 68224 | 64049.9709 | 7649 | 737.4% |  |  |  | 0 | [17 empty] | 0 | 0 | 0
0
Light Emitting Diode (Energy, Maintenance& Capital | [31 empty] | 0
Lighting Emitting Diode 44W | 615 | 15 | 1.05 | 2.88 | 0.73938 | 8.163 | 9.9524 | 11.7824 | 15 | 0.64 | 2.64 | 0.40454 | 7.6391 | 8.6836 | 10.6836 | 9.091% | 82.77% | 6.859% | 10.28% | 559474.2643 | 507300.0356 | 52174.2287 | 472578.5443 | 412332.0356 | 52174 | 3957 | 15020.7398 |  | 0.44 | 1741.08 |  | 712260 | 136753.92 | 35108.8958 | 387611.4485 |  | 559474.2643 |  | 125357.76 | 19208.9771 | 362733.2986 |  | 507300.0356 | 3957 | 15 | 59355 | 712260 | 712260 | 712260 | 3957 | 3957 | 0
Lighting Emitting Diode 55W | 616 | 18 | 1.26 | 3.45 | 0.73938 | 8.163 | 10.1624 | 12.3524 | 18 | 0.76 | 3.17 | 0.40454 | 7.6391 | 8.8036 | 11.2136 | 8.833% | 82.77% | 6.859% | 10.16% | 4310632.7865 | 3913232.2225 | 397400.564 | 3546384.1065 | 3072209.7025 | 397401 | 29081 | 823.2628 |  | 0.55 | 15994.55 |  | 6281496 | 1203953.4 | 258024.2096 | 2848655.1769 |  | 4310632.7865 |  | 1106241.24 | 141171.6609 | 2665819.3216 |  | 3913232.2225 | 29081 | 18 | 523458 | 6281496 | 6281496 | 6281496 | 29081 | 29081 | 0
Lighting Emitting Diode 28W | 623 | 9 | 0.63 | 1.73 | 0.73938 | 8.163 | 9.5324 | 10.6324 | 9 | 0.38 | 1.58 | 0.40454 | 7.6391 | 8.4236 | 9.6236 | 9.494% | 82.77% | 6.859% | 10.48% | 4593.1857 | 4157.395 | 435.7908 | 4117.9857 | 3638.995 | 436 | 36 | 515.6995 |  | 0.28 | 10.08 |  | 3888 | 747.36 | 319.4138 | 3526.412 |  | 4593.1857 |  | 682.56 | 174.7595 | 3300.0755 |  | 4157.395 | 36 | 9 | 324 | 3888 | 3888 | 3888 | 36 | 36 | 0
Lighting Emitting Diode 50W | 624 | 17 | 1.19 | 3.26 | 0.73938 | 8.163 | 10.0924 | 12.1624 | 17 | 0.72 | 2.99 | 0.40454 | 7.6391 | 8.7636 | 11.0336 | 9.03% | 82.77% | 6.859% | 10.23% | 41011.5264 | 37205.2973 | 3806.2291 | 34031.4864 | 29550.8573 | 3806 | 281 | 14446.3647 |  | 0.5 | 140.5 |  | 57324 | 10992.72 | 2493.2018 | 27525.6045 |  | 41011.5264 |  | 10082.28 | 1364.0947 | 25758.9226 |  | 37205.2973 | 281 | 17 | 4777 | 57324 | 57324 | 57324 | 281 | 281 | 0
Lighting Emitting Diode 72W | 625 | 24 | 1.67 | 4.61 | 0.73938 | 8.163 | 10.5724 | 13.5124 | 24 | 1.02 | 4.23 | 0.40454 | 7.6391 | 9.0636 | 12.2736 | 8.983% | 82.77% | 6.859% | 10.09% | 1099366.7782 | 998580.0501 | 100786.7281 | 860168.3782 | 737414.4501 | 100787 | 6780 | 179.028 |  | 0.72 | 4881.6 |  | 1952640 | 375069.6 | 60156.2581 | 664140.9202 |  | 1099366.7782 |  | 344152.8 | 32913.0312 | 621514.2189 |  | 998580.0501 | 6780 | 24 | 162720 | 1952640 | 1952640 | 1952640 | 6780 | 6780 | 0
Lighting Emitting Diode 100W | 626 | 33 | 2.3 | 6.33 | 0.73938 | 8.163 | 11.2024 | 15.2324 | 33 | 1.4 | 5.81 | 0.40454 | 7.6391 | 9.4436 | 13.8536 | 8.95% | 82.77% | 6.859% | 9.952% | 52094.7203 | 47379.3101 | 4715.4103 | 38312.1203 | 32297.1101 | 4715 | 285 | 2061.1518 |  | 0.1 | 28.5 |  | 112860 | 21648.6 | 2528.6923 | 27917.4281 |  | 52094.7203 |  | 19870.2 | 1383.5124 | 26125.5977 |  | 47379.3101 | 285 | 33 | 9405 | 112860 | 112860 | 112860 | 285 | 285 | 0
Lighting Emitting Diode 200W | 627 | 67 | 4.68 | 12.86 | 0.73938 | 8.163 | 13.5824 | 21.7624 | 67 | 2.85 | 11.8 | 0.40454 | 7.6391 | 10.8936 | 19.8436 | 8.983% | 82.77% | 6.859% | 9.669% | 34471.601 | 31432.2615 | 3039.3395 | 21514.481 | 17255.4615 | 3039 | 132 | 3116.6851 |  | 0.2 | 26.4 |  | 106128 | 20370.24 | 1171.1838 | 12930.1772 |  | 34471.601 |  | 18691.2 | 640.7847 | 12100.2768 |  | 31432.2615 | 132 | 67 | 8844 | 106128 | 106128 | 106128 | 132 | 132 | 0
[20 empty] | 6101644.8625 | 5539286.5721 | 562358.2904 | 4977107.1025 | 4304698.6121 | 859529 | 40552 | 36162.9317 | 12.14% |  |  |  | 0
Light Emitting Diode (Operating, Maintenance & Capital - Full Charge) | [31 empty] | 0
Lighting Emitting Diode 55 Watts | 724 | 18 | 1.26 | 3.45 | 0.36969 | 5.9968 | 7.6264 | 9.8164 | 18 | 0.76 | 3.17 | 0.20227 | 5.7861 | 6.7484 | 9.1584 | 8.833% | 82.77% | 3.64% | 7.185% | 1102075.8243 | 1028196.0606 | 73879.7638 | 856208.2218 | 757629.4295 | 73880 | 9355.6926 | 0 |  | 0.55 | 5145.631 |  | 2020829.61 | 387325.6752 | 41504.68 | 673245.4691 |  | 1102075.8243 |  | 355890.548 | 22708.2746 | 649597.238 |  | 1028196.0606 | 9355.6926 | 18 | 168402.4675 | 2020829.61 | 2020829.61 | 2020829.61
Lighting Emitting Diode 190 Watts | 740 | 63 | 4.4 | 12.09 | 0.73938 | 13.1789 | 18.3182 | 26.0082 | 63 | 2.68 | 11.09 | 0.40454 | 11.9696 | 15.0541 | 23.4641 | 9.017% | 82.77% | 10.1% | 10.84% | 311280.7998 | 280831.6047 | 30449.195 | 219242.6984 | 180176.1519 | 30449 | 997.3786 | 0 |  | 0.19 | 189.5019 |  | 754018.2554 | 144699.6938 | 8849.3462 | 157731.7598 |  | 311280.7998 |  | 132731.15 | 4841.7042 | 143258.7505 |  | 280831.6047 | 997.3786 | 63 | 62834.8546 | 754018.2554 | 754018.2554 | 754018.2554
Lighting Emitting Diode 261 Watts | 741 | 87 | 6.07 | 16.7 | 0.73938 | 14.7544 | 21.5638 | 32.1938 | 87 | 3.7 | 15.32 | 0.40454 | 13.3173 | 17.4218 | 29.0418 | 9.008% | 82.77% | 10.79% | 10.85% | 365931.0248 | 330104.2158 | 35826.809 | 245105.0839 | 198025.4357 | 35827 | 947.2087 | 0 |  | 0.261 | 247.2215 |  | 988885.8752 | 189820.622 | 8404.208 | 167706.1947 |  | 365931.0248 |  | 174134.8461 | 4598.1577 | 151371.212 |  | 330104.2158 | 947.2087 | 87 | 82407.1563 | 988885.8752 | 988885.8752 | 988885.8752
Lighting Emitting Diode 124 Watts | 742 | 41 | 2.86 | 7.87 | 0.73938 | 10.5802 | 14.1796 | 19.1896 | 41 | 1.74 | 7.22 | 0.40454 | 9.7468 | 11.8913 | 17.3713 | 9.003% | 82.77% | 8.551% | 10.47% | 195243.8349 | 176743.8275 | 18500.0074 | 144269.759 | 120987.7524 | 18500 | 847.8722 | 0 |  | 0.124 | 105.1362 |  | 417153.1164 | 80073.0494 | 7522.8345 | 107647.951 |  | 195243.8349 |  | 73459.6464 | 4115.9357 | 99168.2455 |  | 176743.8275 | 847.8722 | 41 | 34762.7597 | 417153.1164 | 417153.1164 | 417153.1164
Lighting Emitting Diode 84 Watts | 743 | 28 | 1.95 | 5.37 | 0.73938 | 9.9664 | 12.6557 | 16.0757 | 28 | 1.19 | 4.93 | 0.40454 | 9.2217 | 10.8162 | 14.5562 | 8.925% | 82.77% | 8.075% | 10.44% | 250666.055 | 226972.7539 | 23693.3011 | 197338.607 | 168655.6031 | 23693 | 1299.4018 | 0 |  | 0.84 | 1091.4975 |  | 436598.9898 | 83733.4491 | 11529.0778 | 155403.5281 |  | 250666.055 |  | 76872.6078 | 6307.8541 | 143792.292 |  | 226972.7539 | 1299.4018 | 28 | 36383.2492 | 436598.9898 | 436598.9898 | 436598.9898
[20 empty] | 2225197.5388 | 2042848.4625 | 182349.0763 | 1662164.3701 | 1425474.3726 | 182349 | 13447.5539 | 0
[49 empty] | 0 |  | 0
TOTALS | [19 empty] | 17892524.5174 | 16126783.4774 | 1765741.04 | 11373677.587 | 9012720.6164 | 1544537.7133 | 156248.8666 | 139094.0019 | 12.33% |  | 45371.8597 | 41.16 | 53222975.16 | 10198714.9919 | 795486.5298 | 6898322.9957 | 0 | 17892524.5174 |  | 9359074.3125 | 435231.077 | 6332478.0878 | 0 | 16126783.4774 | 156248.8666 | 14033 | 4435247.93 | 53222975.16 | 32882225.8468 | 32591093.8468 | 63240 | 62942 | 298
Unpublished | [19 empty] | 3773004.3147 | 3306091.462 |  | 0 | 0 | 8.632% | [6 empty] | 23777024.84 | 3773004.3147 | [5 empty] | 3306091.462 | [7 empty] | 23777024.84 |  |  |  | -298
Grand Total | [19 empty] | 21665528.8321 | 19432874.9393 |  | 11373677.587 | 9012720.6164 | [7 empty] | 77000000 | 13971719.3066 | 795486.5298 | 6898322.9957 | 0 | 21665528.8321 |  | 12665165.7745 | 435231.077 | 6332478.0878 | 0 | 19432874.9393 |  |  |  | 77000000
Non LED | [25 empty] | 24224 | 95282.0702 | -74.58% |  |  |  |  | 3898557.6 | 357874.5282 | 1664280.9256 | 0 | 5920713.0538 |  | 3576378.48 | 195802.3304 | 1427938.6382 | 0 | 5200119.4486 | 24224 | 11739 | 1698577 | 20382924 | 19038144 | 18747012
LED | [25 empty] | 132024.8666 | 54236.9317 | 143.4% |  |  |  |  | 6300157.3919 | 437612.0016 | 5234042.0701 | 0 | 11971811.4636 |  | 5782695.8325 | 239428.7466 | 4904539.4496 | 0 | 10926664.0288 | 132024.8666 | 2294 | 2736670.93 | 32840051.16 | 13844081.8468 | 13844081.8468
Total | [25 empty] | 156248.8666 | 149519.0019 | 4.501% |  | 139094.0019 |  |  | 10198714.9919 | 795486.5298 | 6898322.9957 | 0 | 17892524.5174 |  | 9359074.3125 | 435231.077 | 6332478.0878 | 0 | 16126783.4774 | 156248.8666 | 14033 | 4435247.93 | 53222975.16 | 32882225.8468 | 32591093.8468
Non LED
Energy Only | [25 empty] | 22390 | 83892.0702 | [5 empty] | 3598102.08 | 353359.3584 | 1664280.9256 | 0 | 5615742.364 |  | 3300656.52 | 193331.9652 | 1427938.6382 | 0 | 4921927.1234 | 22390 | 3585 | 1562251 | 18747012 | 18747012 | 18747012
Maintenance | [25 empty] | 298 | 957 | [5 empty] | 55877.64 | 4515.1698 | 0 | 0 | 60392.8098 |  | 51275.64 | 2470.3652 | 0 | 0 | 53746.0052 | 298 | 1946 | 24261 | 291132 | 291132 | 0
Capital | [25 empty] | 1536 | 10433 | [5 empty] | 244577.88 | 0 | 0 | 0 | 244577.88 |  | 224446.32 | 0 | 0 | 0 | 224446.32 | 1536 | 6163 | 112065 | 1344780 | 0 | 0
Total | [25 empty] | 24224 | 95282.0702 | -74.58% |  |  |  |  | 3898557.6 | 357874.5282 | 1664280.9256 | 0 | 5920713.0538 |  | 3576378.48 | 195802.3304 | 1427938.6382 | 0 | 5200119.4486 | 24224 | 11694 | 1698577 | 20382924 | 19038144 | 18747012
LED
Energy Only | [25 empty] | 78025.3127 | 18074 | [5 empty] | 3644969.0623 | 0 | 0 | 0 | 3644969.0623 | 0 | 3344528.9942 | 0 | 0 | 0 | 3344528.9942 | 78025.3127 | 1874 | 1582997.4428 | 18995969.3132 | 0 | 0
Capital | [25 empty] | 53999.5539 | 36162.9317 | [5 empty] | 2655188.3296 | 437612.0016 | 5234042.0701 | 0 | 8326842.4013 |  | 2438166.8383 | 239428.7466 | 4904539.4496 | 0 | 7582135.0346 | 53999.5539 | 420 | 1153673.4872 | 13844081.8468 | 13844081.8468 | 13844081.8468
Total | [25 empty] | 132024.8666 | 54236.9317 | 143.4% |  |  |  |  | 6300157.3919 | 437612.0016 | 5234042.0701 | 0 | 11971811.4636 |  | 5782695.8325 | 239428.7466 | 4904539.4496 | 0 | 10926664.0288 | 132024.8666 | 2294 | 2736670.93 | 32840051.16 | 13844081.8468 | 13844081.8468
Grand Total | [24 empty] | St Light | 156248.8666 | 149519.0019 | 4.501% | 94.21% |  |  |  | 10198714.9919 | 795486.5298 | 6898322.9957 | 0 | 17892524.5174 |  | 9359074.3125 | 435231.077 | 6332478.0878 | 0 | 16126783.4774 | 156248.8666 | 13988 | 4435247.93 | 53222975.16 | 32882225.8468 | 32591093.8468
[25 empty] | Unm | 9604 | [6 empty] | 0 | 0 | 0 | 0 | 0 |  | 0 | 0 | 0 | 0 | 0 | 0 | 0 | 0 | 0 | 0 | 0
[5 empty] | Count = | 154 | [18 empty] | Total | 165852.8666 | 149519.0019
|  | Bundled |  | Unbundled | [8 empty] | Bundled |  | Unbundled
|  | 2025 | 2026 Smoothed | 2025 | 2026 Smoothed | [5 empty] | 2025 | 2026 Smoothed | 2025 | 2026 Smoothed | 2025 | 2026 Smoothed
Miscellaneous Small Loads Rate | [6 empty] | Calculation of Power & Energy Rate :
Demand Charge | $/kW | 12.3142 | 13.4204 | 14.166 | 23.2639 |  | Based on Misc. Small Loads Tariff Rate Components & 1kW lighting load
Block 1 Energy | [6 empty] | Photocell Operation (4000 burning hours per year)
Base cost of fuel | ¢/kWh | 7.43 | 7.7908 |  |  |  | Demand Charge $/kW (annual) |  |  |  | 12.3142 | 13.4204 | 147.7702 | 161.0448 | 169.992 | 279.1665
Non-fuel | ¢/kWh | 8.379 | 9.4384 |  |  |  | Energy Charge :
FAM BA | ¢/kWh | 0 | 0 |  |  |  | 1st Block : 1st 200 kW.h (annual) |  | 2400 |  | 0.15809 | 0.17229 | 379.416 | 413.5 | 0 | 0
DSM PCR | ¢/kWh | 0 | 0 |  |  |  | 2nd Block : All additional (annual) |  | 1600 |  | 0.11077 | 0.12072 | 177.232 | 193.1532 | 0 | 0
Total Energy Charge, block 1 (first 200kWh * demand) | ¢/kWh | 15.809 | 17.2292 | [9 empty] | 704.4182 | 767.698 | 169.992 | 279.1665
Block 2 Energy | [6 empty] | Rate per kW.h |  | 4000 |  |  |  | 0.1761 | 0.19192 | 0.042498 | 0.069792
Base cost of fuel | ¢/kWh | 7.43 | 7.7908
Non-fuel | ¢/kWh | 3.647 | 4.2813 |  |  |  | Continuous Burning (8760 burning hours per year)
FAM BA | ¢/kWh |  | 0 |  |  |  | Demand Charge $/kW (annual) |  |  |  | 12.3142 | 13.4204 | 147.7702 | 161.0448 | 169.992 | 279.1665
DSM PCR | ¢/kWh | [5 empty] | Energy Charge :
Total Energy Charge, block 2 | ¢/kWh | 11.077 | 12.0721 |  |  |  | 1st Block : 1st 200 kW.h (annual) |  | 2400 |  | 0.15809 | 0.17229 | 379.416 | 413.5 | 0 | 0
[7 empty] | 2nd Block : All additional (annual) |  | 6360 |  | 0.11077 | 0.12072 | 704.4972 | 767.7842 | 0 | 0
[13 empty] | 1231.6834 | 1342.329 | 169.992 | 279.1665
[7 empty] | Rate per kW.h |  | 8760 |  |  |  | 0.1406 | 0.15323 | 0.019405 | 0.031868

## StLgt Assets
Determination of Assigned and Average Fixed Assets
For 2026 Street Light Rates
| End of year | End of year
For 2026 Street Light Rates | 2025 | 2026 |  | AVERAGE
Current & Long Term Assets
Financing Charges | 23.414 | 21.0991 |  | 22.2566
Pension Charges | 143.5854 | 170.2854 |  | 156.9354
FAM Deferral | -0.28959 | -10.5159 |  | -5.4027
Storm Rider Deferral | -0.0020074 | -0.0020926 |  | -0.00205
Rate Stabilization (RS) Deferral | 0 | 0 |  | 0
DSM Rider Deferral | 0.65169 | 0.79518 |  | 0.72344
DSM Deferral | 7.627e-07 | 7.627e-07 |  | 7.627e-07
Other General Charges | 34.2267 | 23.2191 |  | 28.7229
Retired Assets (Roseway, Annapolis, and SmartGrid) | 6.4642 | 5.1713 |  | 5.8178
Deferred Decarbonization Asset | 0 | 0 |  | 0
Cost of Removal Liability | 17.3531 | 3.8206 |  | 10.5869
Asset Retirement Obligation | -142.3293 | -149.7086 |  | -146.019
Deferred Income Taxes | 23.9249 | 26.819 |  | 25.3719
Other Deferred Credits | -28.6025 | -30.1275 |  | -29.365
Long term receivable | 91.2896 | 95.3311 |  | 93.3104
Allowance for materials and supplies | 294.7702 | 301.9708 |  | 298.3705
Allowance for working capital | 187.621 | 137.5273 |  | 162.5741
Total Assigned to Fixed Assets | 652.0775 | 595.6848 |  | 623.8811
% Allocated To Non LED Street Lighting |  |  |  | 0.5451%
% Allocated To LED Street Lighting |  |  |  | 1.292%
Additional Deferred Charges. & Working Capital assigned to LED Street Lighting |  |  |  | 3.4006
Additional Deferred Charges. & Working Capital assigned to Non LED Street Lighting |  |  |  | 8.063
| End of year | End of year
| 2025 | 2026 |  | AVERAGE
Rate Base
Gross Plant Value ( GPV)
Steam Total | 2209.6682 | 2079.5867 |  | 2144.6275
Hydro Total | 791.9264 | 873.9425 |  | 832.9344
Wind | 325.0444 | 325.8688 |  | 325.4566
SOLAR/Smart Grid | 1.5791 | 1.5791 |  | 1.5791
LM6000 TC 4 | 60.0894 | 60.754 |  | 60.4217
LM6000 TC 5 | 42.6249 | 45.0763 |  | 43.8506
Gas Turbine -Other | 193.8444 | 212.7728 |  | 203.3086
General Property | 920.5427 | 987.0032 |  | 953.773
Transmission Plant Total | 1532.255 | 1712.156 | -186.1409 | 1436.0646
Distribution Plant Total | 2337.6583 | 2491.66 | 186.1409 | 2600.8001
-- Street Lighting | 62.5036 | 66.8739 |  | 64.6888
General Property | 920.5427 | 987.0032 |  | 953.773
% of Street Lighting to Dist. Assets |  |  |  | 2.5%
Total Gross Plant Value of Fixed Assets | 8415.2329 | 8790.3995 |  | 8602.8162
% Street Lighting to Total Assets |  |  |  | 0.8457%
Additional Deferred Chgs. & W/C assigned to Street Lighting |  |  |  | 5.2762
Net Plant Value ( NPV)
Steam Total | 912.6589 | 767.4039 |  | 840.0314
Hydro Total | 613.9504 | 690.8153 |  | 652.3829
Wind | 168.6389 | 158.3538 |  | 163.4963
SOLAR/Smart Grid | 1.3161 | 1.2546 |  | 1.2854
LM6000 TC 4 | 56.2106 | 53.6894 |  | 54.95
LM6000 TC 5 | 38.4018 | 38.9314 |  | 38.6666
Gas Turbine -Other | 153.063 | 168.3661 |  | 160.7146
Transmission Plant Total | 1040.4728 | 1195.4662 | -176.7268 | 941.2427
Distribution Plant Total | 1309.1616 | 1430.9334 | 176.7268 | 1546.7744
General Property | 454.9285 | 469.8045 |  | 462.3665
-- Street Lights (Non LED) | 9.9299 | 10.9083 |  | 10.4191
-- Street Lights (LED) | 24.912 | 24.497 |  | 24.7045
General Property | 454.9285 | 469.8045 |  | 462.3665
Total Net Plant Value of Fixed Assets | 2399.1683 | 2348.619 |  | 2373.8936
% Non LED Street Lighting to Total Assets | 0.5107% | 0.5806% |  | 0.5451%
% LED Street Lighting to Total Assets | 1.281% | 1.304% |  | 1.292%

## 2026 Stlgt Rates
"PROPOSED STREET & CROSSWALK LIGHTING SMOOTHED RATES - EFFECTIVE JANUARY 1, 2026"
Rate Increase/(Decrease): |  | 10.76%
NOVA SCOTIA POWER INC.
STREET LIGHTING SMOOTHED RATES - BY COST COMPONENT
|  | Rate | Number of |  | Power &
| Description | Code | Bulbs | kW.h / Month | Energy | Maintenance | Capital | Total
1) | Incandescent:
| 300 Watts and Less | 001 |  | 97 | 18.92 | 1.2323 | 5.1825 | 25.3348
| Greater than 300 Watts | 002 |  | 154 | 30.04 | 1.2323 | 5.307 | 36.5793
| 300 Watts and Less | 003 |  | 97 | 18.92 | 1.2323 | 6.6203 | 26.7726
2) | Mercury Vapour:
Full Charge Rate (Operating, Maintenance & Capital)
| 100 Watts | 100 |  | 43 | 8.39 | 1.2323 | 6.2046 | 15.8269
| 125 Watts | 101 |  | 52 | 10.14 | 1.6431 | 6.038 | 17.8211
| 175 Watts | 102 |  | 69 | 13.46 | 1.2323 | 6.0144 | 20.7067
| 250 Watts | 103 |  | 97 | 18.92 | 1.2323 | 6.6203 | 26.7726
| 400 Watts | 104 |  | 154 | 30.04 | 1.2323 | 6.6881 | 37.9604
| 700 Watts | 105 |  | 260 | 50.71 | 1.2323 | 7.6855 | 59.6278
| 1000 Watts | 106 |  | 363 | 70.8 | 1.2323 | 8.5562 | 80.5885
| 250 Watts | 107 |  | 212 | 33.02 | 2.4646 | 6.6203 | 42.1049 | Continuous Operation
Operating & Maintenance Only
| 125 Watts | 201 |  | 52 | 10.14 | 1.6431 | 0 | 11.7831 | Operating & Maint. Only
| 175 Watts | 202 |  | 69 | 13.46 | 1.2323 | 0 | 14.6923 | Operating & Maint. Only
| 250 Watts | 203 |  | 97 | 18.92 | 1.2323 | 0 | 20.1523 | Operating & Maint. Only
| 400 Watts | 204 |  | 154 | 30.04 | 1.2323 | 0 | 31.2723 | Operating & Maint. Only
| 700 Watts | 205 |  | 260 | 50.71 | 1.2323 | 0 | 51.9423 | Operating & Maint. Only
| 1000 Watts | 206 |  | 363 | 70.8 | 1.2323 | 0 | 72.0323 | Operating & Maint. Only
Operating Only
| 125 Watts | 301 |  | 52 | 10.14 | 0 | 0 | 10.14
| 175 Watts | 302 |  | 69 | 13.46 | 0 | 0 | 13.46
| 250 Watts | 303 |  | 97 | 18.92 | 0 | 0 | 18.92
| 400 Watts | 304 |  | 154 | 30.04 | 0 | 0 | 30.04
| 700 Watts | 305 |  | 260 | 50.71 | 0 | 0 | 50.71
| 1000 Watts | 306 |  | 363 | 70.8 | 0 | 0 | 70.8
3) | Fluorescent:
Bulb Length
Full Charge Rate (Operating, Maintenance & Capital)
| 24" | 110 | 2 | 30 | 5.85 | 2.4646 | 5.7418 | 14.0564
| 48" | 111 | 2 | 85 | 16.58 | 2.4646 | 6.0004 | 25.045
| 72" | 112 | 2 | 116 | 22.63 | 2.4646 | 6.4757 | 31.5703
| 72" | 113 | 4 | 222 | 43.3 | 2.4646 | 7.6434 | 53.408
| 96" | 114 | 1 | 47 | 9.17 | 2.4646 | 6.2856 | 17.9202
| 72" | 115 | 1 | 60 | 11.7 | 2.4646 | 5.8918 | 20.0564
| 48" | 116 | 4 | 166 | 32.38 | 2.4646 | 6.5792 | 41.4238
Operating & Maintenance Only
| 72" | 213 | 4 | 222 | 43.3 | 2.4646 | 0 | 45.7646 | Operating & Maint. Only
| 96" | 214 | 1 | 47 | 9.17 | 2.4646 | 0 | 11.6346 | Operating & Maint. Only
| 72" | 215 | 1 | 60 | 11.7 | 2.4646 | 0 | 14.1646 | Operating & Maint. Only
| 48" | 216 | 4 | 166 | 32.38 | 2.4646 | 0 | 34.8446 | Operating & Maint. Only
| 48" | 217 | 1 | 49 | 9.56 | 2.4646 | 0 | 12.0246 | Operating & Maint. Only
| 48" | 218 | 2 | 85 | 16.58 | 2.4646 | 0 | 19.0446 | Operating & Maint. Only
Operating Only
| 35" | 330 | 4 | 47 | 9.17 | 0 | 0 | 9.17
4) | Fluorescent Crosswalk:
A) Continuous Burning - Operating Only
Bulb Length
| 72" | 117 | 4 | 486 | 75.69 | 0 | 0 | 75.69
| 24" | 118 | 2 | 66 | 10.28 | 0 | 0 | 10.28
| 48" | 119 | 4 | 364 | 56.69 | 0 | 0 | 56.69
| 96" | 120 | 2 | 254 | 39.56 | 0 | 0 | 39.56
| 96" | 150 | 4 | 613 | 95.46 | 0 | 0 | 95.46
B) Photocell Operation - Operating Only
Bulb Length
| 24" | 310 | 2 | 30 | 5.85 | 0 | 0 | 5.85
| 48" | 311 | 4 | 166 | 32.38 | 0 | 0 | 32.38
| 72" | 312 | 2 | 116 | 22.63 | 0 | 0 | 22.63
| 72" | 313 | 4 | 222 | 43.3 | 0 | 0 | 43.3
| 96" | 314 | 1 | 47 | 9.17 | 0 | 0 | 9.17
| 72" | 315 | 1 | 60 | 11.7 | 0 | 0 | 11.7
| 96" | 350 | 4 | 280 | 54.61 | 0 | 0 | 54.61
5) | Low Pressure Sodium:
Watts
Full Charge Rate (Operating, Maintenance & Capital)
| 135 | 130 |  | 60 | 11.7 | 3.6969 | 8.3899 | 23.7868
| 180 | 131 |  | 80 | 15.6 | 3.6969 | 10.5795 | 29.8764
| 090 | 132 |  | 45 | 8.78 | 3.6969 | 8.3899 | 20.8668
Operating & Maintenance Only
| 180 | 231 |  | 80 | 15.6 | 3.6969 | 0 | 19.2969 | Operating & Maint. Only
Operating Only
| 180 | 331 |  | 80 | 15.6 | 0 | 0 | 15.6
6) | High Pressure Sodium:
Watts
Full Charge Rate (Operating, Maintenance & Capital)
| 250 | 121 |  | 100 | 19.51 | 1.2323 | 6.2189 | 26.9612
| 400 | 122 |  | 150 | 29.26 | 1.2323 | 6.3166 | 36.8089
| 070 | 123 |  | 32 | 6.24 | 1.2323 | 6.0564 | 13.5287
| 100 | 124 |  | 45 | 8.78 | 1.2323 | 6.0775 | 16.0898
| 150 | 125 |  | 65 | 12.68 | 1.2323 | 6.2255 | 20.1378
| 100 | 126 |  | 99 | 15.42 | 2.4646 | 6.0775 | 23.9621 | Continuous Operation
Operating & Maintenance Only
| 250 | 221 |  | 100 | 19.51 | 1.2323 | 0 | 20.7423 | Operating & Maint. Only
| 070 | 222 |  | 32 | 6.24 | 1.2323 | 0 | 7.4723 | Operating & Maint. Only
| 100 | 223 |  | 45 | 8.78 | 1.2323 | 0 | 10.0123 | Operating & Maint. Only
| 150 | 224 |  | 65 | 12.68 | 1.2323 | 0 | 13.9123 | Operating & Maint. Only
Operating Only
| 250 | 321 |  | 100 | 19.51 | 0 | 0 | 19.51
| 70 | 322 |  | 32 | 6.24 | 0 | 0 | 6.24
| 100 | 323 |  | 45 | 8.78 | 0 | 0 | 8.78
| 150 | 324 |  | 65 | 12.68 | 0 | 0 | 12.68
| 400 | 326 |  | 150 | 29.26 | 0 | 0 | 29.26
| 500 | 327 |  | 183 | 35.69 | 0 | 0 | 35.69
| 1000 | 328 |  | 363 | 70.8 | 0 | 0 | 70.8
| 1500 | 329 |  | 500 | 97.53 | 0 | 0 | 97.53
7) | Metallic Additive:
Watts
Full Charge Rate ( Operating, Maintenance & Capital)
| 0400 | 140 |  | 150 | 29.26 | 1.9717 | 6.717 | 37.9487
| 1000 | 141 |  | 360 | 70.22 | 2.9575 | 8.1991 | 81.3767
| 0250 | 142 |  | 100 | 19.51 | 2.9575 | 6.6671 | 29.1346
| 0150 | 143 |  | 67 | 13.07 | 2.9575 | 6.6671 | 22.6946
| 0100 | 144 |  | 50 | 9.75 | 2.9575 | 6.6671 | 19.3746
Operating Only
| 1000 | 341 |  | 360 | 70.22 | 0 | 0 | 70.22
| 400 | 342 |  | 150 | 29.26 | 0 | 0 | 29.26
| 250 | 343 |  | 100 | 19.51 | 0 | 0 | 19.51
| 175 | 344 |  | 75 | 14.63 | 0 | 0 | 14.63
| 150 | 345 |  | 67 | 13.07 | 0 | 0 | 13.07
| 100 | 346 |  | 50 | 9.75 | 0 | 0 | 9.75
Maintenance and Capital Only
| 1000 | 441 |  | 0 | 0 | 2.9575 | 8.1991 | 11.1567
8) | Light Emitting Diode (LED) Less than 30 Watts for Traffic Control Signals only:
Watts
| 4.6 | 530 |  | 3 | 0.59 | 0 | 0 | 0.59 | Non- Continuous
| 7.5 | 531 |  | 5 | 0.98 | 0 | 0 | 0.98 | Continuous
9) | Light Emitting Diode (LED) - Pilot Streelighting Project
Operating Only
Watts
| Lighting Emitting Diode 44 Watts | 532 |  | 15 | 2.93 | 0 | 0 | 2.93
| Lighting Emitting Diode 66 Watts | 533 |  | 22 | 4.29 | 0 | 0 | 4.29
| Lighting Emitting Diode 88 Watts | 534 |  | 29 | 5.66 | 0 | 0 | 5.66
| Lighting Emitting Diode 92 Watts | 535 |  | 31 | 6.05 | 0 | 0 | 6.05
| Lighting Emitting Diode 105 Watts | 536 |  | 35 | 6.83 | 0 | 0 | 6.83
| Lighting Emitting Diode 173 Watts | 537 |  | 57 | 11.12 | 0 | 0 | 11.12
| Lighting Emitting Diode 44 Watts | 538 |  | 15 | 2.93 | 0 | 0 | 2.93
| Lighting Emitting Diode 110 Watts | 539 |  | 37 | 7.22 | 0 | 0 | 7.22
| Lighting Emitting Diode 65 Watts | 540 |  | 22 | 4.29 | 0 | 0 | 4.29
| Lighting Emitting Diode 55 Watts | 541 |  | 18 | 3.51 | 0 | 0 | 3.51
| Lighting Emitting Diode 83 Watts | 542 |  | 28 | 5.46 | 0 | 0 | 5.46
| Lighting Emitting Diode 48 Watts | 543 |  | 16 | 3.12 | 0 | 0 | 3.12
| Lighting Emitting Diode 72 Watts | 544 |  | 24 | 4.68 | 0 | 0 | 4.68
| Lighting Emitting Diode 43 Watts | 546 |  | 14 | 2.73 | 0 | 0 | 2.73
| Lighting Emitting Diode 50 Watts | 547 |  | 17 | 3.32 | 0 | 0 | 3.32
| Lighting Emitting Diode 53 Watts | 548 |  | 18 | 3.51 | 0 | 0 | 3.51
| Lighting Emitting Diode 80 Watts | 549 |  | 27 | 5.27 | 0 | 0 | 5.27
| Lighting Emitting Diode 200 Watts | 550 |  | 67 | 13.07 | 0 | 0 | 13.07
| Lighting Emitting Diode 60 Watts | 551 |  | 20 | 3.9 | 0 | 0 | 3.9
| Lighting Emitting Diode 70 Watts | 552 |  | 23 | 4.49 | 0 | 0 | 4.49
| Lighting Emitting Diode 87 Watts | 553 |  | 29 | 5.66 | 0 | 0 | 5.66
| Lighting Emitting Diode 173 Watts | 554 |  | 58 | 11.31 | 0 | 0 | 11.31
| Lighting Emitting Diode 35 Watts | 555 |  | 12 | 2.34 | 0 | 0 | 2.34
| Lighting Emitting Diode 51 Watts | 556 |  | 17 | 3.32 | 0 | 0 | 3.32
| Lighting Emitting Diode 172 Watts | 557 |  | 57 | 11.12 | 0 | 0 | 11.12
| Lighting Emitting Diode 91 Watts | 558 |  | 30 | 5.85 | 0 | 0 | 5.85
| Lighting Emitting Diode 42 Watts | 559 |  | 14 | 2.73 | 0 | 0 | 2.73
| Lighting Emitting Diode 13 Watts | 560 |  | 4 | 0.78 | 0 | 0 | 0.78
| Lighting Emitting Diode 8 Watts | 561 |  | 3 | 0.59 | 0 | 0 | 0.59
| Lighting Emitting Diode 150 Watts | 562 |  | 50 | 9.75 | 0 | 0 | 9.75
| Lighting Emitting Diode 60 Watts | 563 |  | 20 | 3.9 | 0 | 0 | 3.9
| Lighting Emitting Diode 28 Watts | 564 |  | 9 | 1.76 | 0 | 0 | 1.76
| Lighting Emitting Diode 86 Watts | 565 |  | 29 | 5.66 | 0 | 0 | 5.66
| Lighting Emitting Diode 100 Watts | 567 |  | 33 | 6.44 | 0 | 0 | 6.44
| Lighting Emitting Diode 143 Watts | 569 |  | 48 | 9.36 | 0 | 0 | 9.36
| Lighting Emitting Diode 200 Watts | 570 |  | 67 | 13.07 | 0 | 0 | 13.07
| Lighting Emitting Diode 250 Watts | 572 |  | 83 | 16.19 | 0 | 0 | 16.19
| Lighting Emitting Diode 52 Watts | 573 |  | 17 | 3.32 | 0 | 0 | 3.32
| Lighting Emitting Diode 140 Watts | 574 |  | 47 | 9.17 | 0 | 0 | 9.17
| Lighting Emitting Diode 185 Watts | 575 |  | 62 | 12.09 | 0 | 0 | 12.09
| Lighting Emitting Diode 95 Watts | 576 |  | 32 | 6.24 | 0 | 0 | 6.24
| Lighting Emitting Diode 75 Watts | 578 |  | 25 | 4.88 | 0 | 0 | 4.88
| Lighting Emitting Diode 138 Watts | 579 |  | 46 | 8.97 | 0 | 0 | 8.97
| Lighting Emitting Diode 54 Watts | 582 |  | 18 | 3.51 | 0 | 0 | 3.51
| Lighting Emitting Diode 175 Watts | 583 |  | 58 | 11.31 | 0 | 0 | 11.31
| Lighting Emitting Diode 46 Watts | 584 |  | 15 | 2.93 | 0 | 0 | 2.93
| Lighting Emitting Diode 69 Watts | 585 |  | 23 | 4.49 | 0 | 0 | 4.49
| Lighting Emitting Diode 108 Watts | 586 |  | 36 | 7.02 | 0 | 0 | 7.02
| Lighting Emitting Diode 158 Watts | 587 |  | 53 | 10.34 | 0 | 0 | 10.34
| Lighting Emitting Diode 48 Watts | 589 |  | 16 | 3.12 | 0 | 0 | 3.12
| Lighting Emitting Diode 90 Watts | 590 |  | 30 | 5.85 | 0 | 0 | 5.85
| Lighting Emitting Diode 240 Watts | 591 |  | 80 | 15.6 | 0 | 0 | 15.6
| Lighting Emitting Diode 135 Watts | 592 |  | 45 | 8.78 | 0 | 0 | 8.78
| Lighting Emitting Diode 30 Watts | 593 |  | 10 | 1.95 | 0 | 0 | 1.95
| Lighting Emitting Diode 133 Watts | 594 |  | 44 | 8.58 | 0 | 0 | 8.58
| Lighting Emitting Diode 55 Watts | 595 |  | 18 | 3.51 | 0 | 0 | 3.51
| Lighting Emitting Diode 52 Watts | 596 |  | 17 | 3.32 | 0 | 0 | 3.32
| Lighting Emitting Diode 41 Watts | 597 |  | 14 | 2.73 | 0 | 0 | 2.73
| Lighting Emitting Diode 68 Watts | 598 |  | 23 | 4.49 | 0 | 0 | 4.49
| Lighting Emitting Diode 117 Watts | 599 |  | 39 | 7.61 | 0 | 0 | 7.61
(Power,Maintenance& Capital)
| Lighting Emitting Diode 44W | 615 |  | 15 | 2.93 | 0.73938 | 8.163 | 11.8324
| Lighting Emitting Diode 55W | 616 |  | 18 | 3.51 | 0.73938 | 8.163 | 12.4124
| Lighting Emitting Diode 28W | 623 |  | 9 | 1.76 | 0.73938 | 8.163 | 10.6624
| Lighting Emitting Diode 50W | 624 |  | 17 | 3.32 | 0.73938 | 8.163 | 12.2224
| Lighting Emitting Diode 72W | 625 |  | 24 | 4.68 | 0.73938 | 8.163 | 13.5824
| Lighting Emitting Diode 100W | 626 |  | 33 | 6.44 | 0.73938 | 8.163 | 15.3424
| Lighting Emitting Diode 200W | 627 |  | 67 | 13.07 | 0.73938 | 8.163 | 21.9724
(Power,Maintenance& Capital)
| Flood Light Lighting Emitting Diode 55 Watts | 724 |  | 15 | 3.51 | 0.36969 | 5.9968 | 9.8764
| Flood Light Lighting Emitting Diode 190 Watts | 740 |  | 18 | 12.29 | 0.73938 | 13.1789 | 26.2082
| Flood Light Lighting Emitting Diode 261 Watts | 741 |  | 9 | 16.97 | 0.73938 | 14.7544 | 32.4638
| Flood Light Lighting Emitting Diode 124 Watts | 742 |  | 17 | 8 | 0.73938 | 10.5802 | 19.3196
| Flood Light Lighting Emitting Diode 84 Watts | 743 |  | 24 | 5.46 | 0.73938 | 9.9664 | 16.1657
(Power & Capital)
| RATE COUNT: | 155

## 2026 Unpublished Rates
UNMETERED SERVICE - MISC. SMALL LOADS SMOOTHED RATES
UNPUBLISHED RATES
PROPOSED RATES - EFFECTIVE JANUARY 1, 2026
Components of Misc. Small Loads Rate:
|  |  | Demand Charge |  | 13.6392 |  | Minimum Charge |  | 21.9953 | / month
|  |  | 1st Block Energy Charge @ 200 kW.h |  | 0.1751 |  | Minimum Bill |  | 4.6322 | / month
|  |  | All Additional kW.h Energy Charge |  | 0.12269
[7 empty] | 2025 | [7 empty] | Continuous |  |  |  |  | Jan 2026 |  |  | Rate
[6 empty] | Current Information |  |  | Inv. Level | Annual | Annual | Annual | Connected | Total | Connected | Calculated Information |  | Difference |  | NEW RATES |  |  | Increase | EXPLANATION | Annual | Annual
Inv. Level_2023 GRA | Inv. Level_2025 | Variance | Rate Code | Description | Wattage | Energy | Bundled Cost | With FAM AABA | Inv. Level | Energy | Elect. Rev. | C&M. Rev. | Load (kW) | Load (kW) | Load (kW) | Energy | Cost | Energy | Cost | Energy | Bundled Cost | With FAM AABA |  |  | Elect. Rev. | C&M. Rev.
238 | 229 | -9 | 300 | Telephone Booths |  | 78 | 10.45 | 10.45 | 229 | 214344 | 28716.6 |  | 0.107 | 24.503 | 24.503 | 78 | 10.45 | --- | -1.68 | OK | 12.13 | 12.13 | 16.08% |  | 33333.24
5 | 5 | 0 | 352 | Misc. Crosswalk Sign | 756 | 511 | 69.2 | 69.2 | 5 | 30660 | 4152 |  | 0.756 | 3.78 |  | 511 | 69.2 | --- | -11.14 | OK | 80.34 | 80.34 | 16.1% |  | 4820.4
54 | 95 | 41 | 360 | RA-5 Crosswalk /w Fluorescent | 393 | 93 | 17.28 | 17.28 | 95 | 106020 | 19699.2 |  | 0.418 | 39.71 |  | 93 | 17.28 | --- | -2.75 | OK | 20.03 | 20.03 | 15.91% |  | 22834.2
24 | 29 | 5 | 361 | RA-5 Crosswalk | 295 | 70 | 12.99 | 12.99 | 29 | 24360 | 4520.52 |  | 0.295 | 8.555 |  | 70 | 12.99 | --- | -2.09 | OK | 15.08 | 15.08 | 16.09% |  | 5247.84
6 | 6 | 0 | 362 | Crosswalk /w 2 - 175W - Photocell | 350 | 128 | 21.54 | 21.54 | 6 | 9216 | 1550.88 |  | 0.385 | 2.31 |  | 128 | 21.54 | --- | -3.45 | OK | 24.99 | 24.99 | 16.02% |  | 1799.28
1 | 1 | 0 | 363 | Misc. Crosswalk Sign | 1126 | 311 | 55.9 | 55.9 | 1 | 3732 | 670.8 |  | 1.239 | 1.239 |  | 311 | 55.9 | --- | -8.95 | OK | 64.85 | 64.85 | 16.01% |  | 778.2
1 | 1 | 0 | 364 | Misc. Crosswalk Sign | 1003 | 334 | 56.17 | 56.17 | 1 | 4008 | 674.04 |  | 1.003 | 1.003 |  | 334 | 56.17 | --- | -9.03 | OK | 65.2 | 65.2 | 16.08% |  | 782.4
2 | 2 | 0 | 365 | Misc. Crosswalk Sign | 701 | 265 | 45.14 | 45.14 | 2 | 6360 | 1083.36 |  | 0.823 | 1.646 |  | 265 | 45.14 | --- | -7.24 | OK | 52.38 | 52.38 | 16.04% |  | 1257.12
1 | 1 | 0 | 366 | Misc. Crosswalk Sign | 650 | 238 | 40.02 | 40.02 | 1 | 2856 | 480.24 |  | 0.715 | 0.715 |  | 238 | 40.02 | --- | -6.43 | OK | 46.45 | 46.45 | 16.07% |  | 557.4
4 | 8 | 4 | 367 | Misc. Crosswalk Sign | 590 | 216 | 36.33 | 36.33 | 8 | 20736 | 3487.68 |  | 0.649 | 5.192 |  | 216 | 36.33 | --- | -5.83 | OK | 42.16 | 42.16 | 16.05% |  | 4047.36
1 | 1 | 0 | 368 | Misc. Crosswalk Sign | 250 | 92 | 15.45 | 15.45 | 1 | 1104 | 185.4 |  | 0.275 | 0.275 |  | 92 | 15.45 | --- | -2.47 | OK | 17.92 | 17.92 | 15.99% |  | 215.04
1 | 1 | 0 | 369 | Misc. Crosswalk Sign | 175 | 64 | 10.79 | 10.79 | 1 | 768 | 129.48 |  | 0.193 | 0.193 |  | 64 | 10.79 | --- | -1.74 | OK | 12.53 | 12.53 | 16.13% |  | 150.36
46 | 45 | -1 | 370 | Water PRV Control |  | 150 | 40.3 | 40.3 | 45 | 81000 | 21762 |  | 1.5 | 67.5 |  | 150 | 40.3 | --- | -6.43 | OK | 46.73 | 46.73 | 15.96% |  | 25234.2
7 | 6 | -1 | 371 | Water Reservoir Control |  | 200 | 47.84 | 47.84 | 6 | 14400 | 3444.48 |  | 1.5 | 9 |  | 200 | 47.84 | --- | -7.64 | OK | 55.48 | 55.48 | 15.97% |  | 3994.56
2 | 2 | 0 | 372 | Water Fill Station |  | 150 | 40.3 | 40.3 | 2 | 3600 | 967.2 |  | 1.5 | 3 |  | 150 | 40.3 | --- | -6.43 | OK | 46.73 | 46.73 | 15.96% |  | 1121.52
4 | 4 | 0 | 376 | MTT Booster Box - Unmetered |  | 710 | 122.8668 | 122.8668 | 4 | 34080 | 5897.6056 |  | 0.973 | 3.892 | 3.892 | 710 | 122.8668 | --- | -23.3185 | OK | 146.1853 | 146.1853 | 18.98% | Calculated using Small General tariff | 7016.8949
97 | 95 | -2 | 378 | Aliant #52B Power Cable Cabinet |  | 700 | 95.39 | 95.39 | 95 | 798000 | 108744.6 |  | 2.5 | 237.5 | 237.5 | 700 | 95.39 | --- | -15.35 | OK | 110.74 | 110.74 | 16.09% |  | 126243.6
1 | 1 | 0 | 379 | DFO Lighthouse - Torbay |  | 395 | 77.2868 | 77.2868 | 1 | 4740 | 927.4414 |  | 0.542 | 0.542 |  | 395 | 77.2868 | --- | -15.3985 | OK | 92.6853 | 92.6853 | 19.92% | Calculated using Small General tariff | 1112.2237
1 | 1 | 0 | 380 | DFO Lighthouse - Wallace |  | 274 | 59.7868 | 59.7868 | 1 | 3288 | 717.4414 |  | 0.375 | 0.375 |  | 274 | 59.7868 | --- | -12.3585 | OK | 72.1453 | 72.1453 | 20.67% | Calculated using Small General tariff | 865.7437
5 | 5 | 0 | 381 | Misc. Crosswalk Sign | 563 | 219 | 37.09 | 37.09 | 5 | 13140 | 2225.4 |  | 0.671 | 3.355 |  | 219 | 37.09 | --- | -5.94 | OK | 43.03 | 43.03 | 16.02% |  | 2581.8
1 | 1 | 0 | 382 | DFO Lighthouse - Cape Sharpe |  | 608 | 108.1068 | 108.1068 | 1 | 7296 | 1297.2814 |  | 0.833 | 0.833 |  | 608 | 108.1068 | --- | -20.7585 | OK | 128.8653 | 128.8653 | 19.2% | Calculated using Small General tariff | 1546.3837
1 | 0 | -1 | 384 | DFO Lighthouse - Candlebox Is. |  | 1369 | 218.2168 | 218.2168 | 0 | 0 | 0 |  | 1.875 | 0 |  | 1369 | 218.2168 | --- | -39.8785 | OK | 258.0953 | 258.0953 | 18.27% | Calculated using Small General tariff | 0
9 | 9 | 0 | 386 | Aliant #51B Power Cable Cabinet | 2920 | 1995 | 271.5 | 271.5 | 9 | 215460 | 29322 |  | 2.92 | 26.28 |  | 1995 | 271.5 | --- | -43.7 | OK | 315.2 | 315.2 | 16.1% |  | 34041.6
95 | 93 | -2 | 387 | Aliant 51B AC Pwr Cab (1Unit) | 1460 | 540 | 73.89 | 73.89 | 93 | 602640 | 82461.24 |  | 1.46 | 135.78 | 120.9 | 540 | 73.89 | --- | -11.9 | OK | 85.79 | 85.79 | 16.11% |  | 95741.64
2 | 2 | 0 | 389 | 1500W Heater HRM (8hrs/day) | 1500 | 151 | 40.45 | 40.45 | 2 | 3624 | 970.8 |  | 1.5 | 3 |  | 151 | 40.45 | --- | -6.45 | OK | 46.9 | 46.9 | 15.95% |  | 1125.6
1 | 1 | 0 | 390 | 325W Bus Shelter Sydney - Cont. | 325 | 261 | 35.03 | 35.03 | 1 | 3132 | 420.36 |  | 0.358 | 0.358 |  | 261 | 35.03 | --- | -5.65 | OK | 40.68 | 40.68 | 16.13% |  | 488.16
1 | 1 | 0 | 391 | 348W Chemical Detector - HPA | 348 | 254 | 34.09 | 34.09 | 1 | 3048 | 409.08 |  | 0.348 | 0.348 |  | 254 | 34.09 | --- | -5.49 | OK | 39.58 | 39.58 | 16.1% |  | 474.96
188 | 193 | 5 | 400 | CN Level Crossing Signal |  | 34 | 4.3479 | 4.3479 | 193 | 78744 | 10069.7078 |  | 0.1 | 19.3 |  | 34 | 4.3479 | --- | -0.28427 | OK | 4.6322 | 4.6322 | 6.538% | Minimum Charge applied | 10728.0698
25 | 27 | 2 | 401 | CN Level Crossing Signal/Gate |  | 34 | 5.26 | 5.26 | 27 | 11016 | 1704.24 |  | 0.1 | 2.7 |  | 34 | 5.26 | --- | -0.83 | OK | 6.09 | 6.09 | 15.78% | Manually Adjusted by 0.26% Rate Increase | 1973.16
4 | 4 | 0 | 402 | CN Train Signal |  | 90 | 12.08 | 12.08 | 4 | 4320 | 579.84 |  | 0.123 | 0.492 |  | 90 | 12.08 | --- | -1.95 | OK | 14.03 | 14.03 | 16.14% | Manually Adjusted by 0.26% Rate Increase | 673.44
16 | 14 | -2 | 441 | Metallic Additive (Capital & Maint.) | 1000 | 0 | 22.2958 | 22.2958 | 14 | 0 | 3745.6967 | 3580.8819 | 1 | 14 |  | 0 | 22.2958 | --- | -42.6842 | OK | 64.98 | 64.98 | 191.4% | Cap. & Maint. Chg. for 1000W M/A Light | 10916.64 | 10916.64
13 | 4 | -9 | 452 | HPS - Photocell | 1000 | 363 | 61.04 | 61.04 | 4 | 17424 | 2929.92 | 1783.5759 | 1.09 | 4.36 |  | 363 | 61.04 | --- | -9.79 | OK | 70.83 | 70.83 | 16.04% | + Cap. & Maint. Chg. for 1000 HPS Light | 3399.84 | 1783.5759
1 | 0 | -1 | 453 | Sign |  | 0 | 31.38 | 31.38 | 0 | 0 | 0 |  |  |  |  | 0 | 31.38 | --- | -3.38 | OK | 34.76 | 34.76 | 10.77% |  | 0
1 | 1 | 0 | 454 | Sign |  | 0 | 40.06 | 40.06 | 1 | 0 | 480.72 |  |  |  |  | 0 | 40.06 | --- | -4.31 | OK | 44.37 | 44.37 | 10.76% |  | 532.44
2 | 2 | 0 | 462 | Flat Rate |  | 0 | 6.18 | 6.18 | 2 | 0 | 148.32 |  |  |  |  | 0 | 6.18 | --- | -0.66 | OK | 6.84 | 6.84 | 10.68% |  | 164.16
1 | 1 | 0 | 464 | Flat Rate |  | 0 | 15.72 | 15.72 | 1 | 0 | 188.64 |  |  |  |  | 0 | 15.72 | --- | -1.69 | OK | 17.41 | 17.41 | 10.75% |  | 208.92
1 | 1 | 0 | 465 | Flat Rate |  | 0 | 7.73 | 7.73 | 1 | 0 | 92.76 |  |  |  |  | 0 | 7.73 | --- | -0.83 | OK | 8.56 | 8.56 | 10.74% |  | 102.72
1 | 1 | 0 | 472 | Sign |  | 0 | 75.56 | 75.56 | 1 | 0 | 906.72 |  |  |  |  | 0 | 75.56 | --- | -8.1301 | OK | 83.6901 | 83.6901 | 10.76% |  | 1004.2814
1 | 1 | 0 | 473 | Mercury Vapour Light - Photocell | 175 | 69 | 11.59 | 11.59 | 1 | 828 | 139.08 |  | 0.207 | 0.207 |  | 69 | 11.59 | --- | -1.85 | OK | 13.44 | 13.44 | 15.96% |  | 161.28
2 | 1 | -1 | 475 | High Pressure Sodium - Photocell | 70 | 32 | 5.37 | 5.37 | 1 | 384 | 64.44 |  | 0.096 | 0.096 |  | 32 | 5.37 | --- | -0.86 | OK | 6.23 | 6.23 | 16.01% |  | 74.76
19 | 19 | 0 | 500 | Traffic Control Lights | 210 | 51 | 9.76 | 9.76 | 19 | 11628 | 2225.28 |  | 0.21 | 1.995 |  | 51 | 9.76 | --- | -1.55 | OK | 11.31 | 11.31 | 15.88% |  | 2578.68
1733 | 1739 | 6 | 501 | Traffic Control Lights | 69 | 17 | 2.29 | 2.29 | 1739 | 354756 | 47787.72 |  | 0.023 | 19.9985 |  | 17 | 2.29 | --- | -0.37 | OK | 2.66 | 2.66 | 16.16% |  | 55508.88
57 | 57 | 0 | 502 | Traffic Control Lights | 80 | 20 | 2.65 | 2.65 | 57 | 13680 | 1812.6 |  | 0.027 | 0.7695 |  | 20 | 2.65 | --- | -0.44 | OK | 3.09 | 3.09 | 16.6% |  | 2113.56
375 | 375 | 0 | 503 | Traffic Control Lights | 100 | 24 | 3.25 | 3.25 | 375 | 108000 | 14625 |  | 0.033 | 6.1875 |  | 24 | 3.25 | --- | -0.52 | OK | 3.77 | 3.77 | 16% |  | 16965
150 | 150 | 0 | 504 | Traffic Control Lights | 116 | 28 | 3.78 | 3.78 | 150 | 50400 | 6804 |  | 0.039 | 2.925 |  | 28 | 3.78 | --- | -0.6 | OK | 4.38 | 4.38 | 15.87% |  | 7884
428 | 476 | 48 | 505 | Traffic Control Lights | 150 | 37 | 4.95 | 4.95 | 476 | 211344 | 28274.4 |  | 0.05 | 11.9 |  | 37 | 4.95 | --- | -0.79 | OK | 5.74 | 5.74 | 15.96% |  | 32786.88
12 | 12 | 0 | 506 | Traffic Control Lights | 200 | 49 | 9.34 | 9.34 | 12 | 7056 | 1344.96 |  | 0.2 | 1.2 |  | 49 | 9.34 | --- | -1.49 | OK | 10.83 | 10.83 | 15.95% |  | 1559.52
5 | 5 | 0 | 507 | Traffic Control Lights | 860 | 209 | 39.99 | 39.99 | 5 | 12540 | 2399.4 |  | 0.86 | 2.15 |  | 209 | 39.99 | --- | -6.4 | OK | 46.39 | 46.39 | 16% |  | 2783.4
147 | 635 | 488 | 508 | Traffic Control Lights | 60 | 15 | 2 | 2 | 635 | 114300 | 15240 |  | 0.02 | 6.35 |  | 15 | 2 | --- | -0.32 | OK | 2.32 | 2.32 | 16% |  | 17678.4
66 | 66 | 0 | 509 | Traffic Control Lights | 135 | 33 | 4.42 | 4.42 | 66 | 26136 | 3500.64 |  | 0.045 | 1.485 |  | 33 | 4.42 | --- | -0.71 | OK | 5.13 | 5.13 | 16.06% |  | 4062.96
66 | 66 | 0 | 510 | Traffic Control Lights | 20 | 5 | 0.65 | 0.65 | 66 | 3960 | 514.8 |  | 0.007 | 0.231 |  | 5 | 0.65 | --- | -0.12 | OK | 0.77 | 0.77 | 18.46% |  | 609.84
2 | 34 | 32 | 527 | 12" LED Amber Traffic Light | 22 | 2 | 0.56 | 0.56 | 34 | 816 | 228.48 |  | 0.022 | 0.374 |  | 2 | 0.56 | --- | -0.09 | OK | 0.65 | 0.65 | 16.07% |  | 265.2
34 | 24 | -10 | 600 | Range Light - Continuous | 116 | 85 | 11.39 | 11.39 | 24 | 24480 | 3280.32 |  | 0.116 | 2.784 | 2.784 | 85 | 11.39 | --- | -1.83 | OK | 13.22 | 13.22 | 16.07% |  | 3807.36
5 | 5 | 0 | 601 | Misc. Unmetered - Photocell "same as RC997" | 500 | 167 | 28.06 | 28.06 | 5 | 10020 | 1683.6 |  | 0.5 | 2.5 |  | 167 | 28.06 | --- | -4.49 | OK | 32.55 | 32.55 | 16% |  | 1953
5 | 5 | 0 | 602 | Range Light - Continuous | 400 | 337 | 45.19 | 45.19 | 5 | 20220 | 2711.4 |  | 0.462 | 2.31 | 2.31 | 337 | 45.19 | --- | -7.28 | OK | 52.47 | 52.47 | 16.11% |  | 3148.2
8 | 7 | -1 | 603 | Misc. Unmetered - Photocell | 100 | 33 | 5.57 | 5.57 | 7 | 2772 | 467.88 |  | 0.1 | 0.7 |  | 33 | 5.57 | --- | -0.88 | OK | 6.45 | 6.45 | 15.8% |  | 541.8
5 | 5 | 0 | 604 | Range Light - Photocell | 276 | 92 | 15.46 | 15.46 | 5 | 5520 | 927.6 |  | 0.276 | 1.38 |  | 92 | 15.46 | --- | -2.47 | OK | 17.93 | 17.93 | 15.98% |  | 1075.8
1 | 1 | 0 | 606 | Misc. Small Loads Rate | 480 | 87 | 18.77 | 18.77 | 1 | 1044 | 225.24 |  | 0.48 | 0.48 |  | 87 | 18.77 | --- | -3.01 | OK | 21.78 | 21.78 | 16.04% |  | 261.36
1 | 1 | 0 | 607 | Misc Unmetered - Photocell | 4440 | 1480 | 248.77 | 248.77 | 1 | 17760 | 2985.24 |  | 4.44 | 4.44 |  | 1480 | 248.77 | --- | -39.91 | OK | 288.68 | 288.68 | 16.04% |  | 3464.16
7 | 7 | 0 | 609 | Range Light - Photocell | 175 | 58 | 9.77 | 9.77 | 7 | 4872 | 820.68 |  | 0.175 | 1.225 |  | 58 | 9.77 | --- | -1.57 | OK | 11.34 | 11.34 | 16.07% |  | 952.56
30 | 26 | -4 | 610 | Range Light - Photocell | 244 | 81 | 13.64 | 13.64 | 26 | 25272 | 4255.68 |  | 0.244 | 6.344 |  | 81 | 13.64 | --- | -2.2 | OK | 15.84 | 15.84 | 16.13% |  | 4942.08
1 | 1 | 0 | 702 | Police Sirens 3 HP |  | 0 | 24.1 | 24.1 | 1 | 0 | 289.2 |  |  |  |  | 0 | 24.1 | --- | -2.59 | OK | 26.69 | 26.69 | 10.75% |  | 320.28
3 | 0 | -3 | 705 | Misc. Unmetered - Continuous | 60 | 44 | 5.54 | 5.54 | 0 | 0 | 0 |  | 0.06 | 0 | 0 | 44 | 5.54 | --- | -0.6 | OK | 6.14 | 6.14 | 10.83% |  | 0
5 | 6 | 1 | 801 | Cable Vision Power Supplies | 100 | 73 | 9.8 | 9.8 | 6 | 5256 | 705.6 |  | 0.1 | 0.6 | 0.6 | 73 | 9.8 | --- | -1.56 | OK | 11.36 | 11.36 | 15.92% |  | 817.92
1 | 1 | 0 | 802 | Cable Vision Power Supplies | 150 | 110 | 14.75 | 14.75 | 1 | 1320 | 177 |  | 0.15 | 0.15 | 0.15 | 110 | 14.75 | --- | -2.37 | OK | 17.12 | 17.12 | 16.07% |  | 205.44
10 | 8 | -2 | 803 | Cable Vision Power Supplies | 200 | 146 | 19.58 | 19.58 | 8 | 14016 | 1879.68 |  | 0.2 | 1.6 | 1.6 | 146 | 19.58 | --- | -3.16 | OK | 22.74 | 22.74 | 16.14% |  | 2183.04
33 | 34 | 1 | 804 | Cable Vision Power Supplies | 250 | 183 | 24.52 | 24.52 | 34 | 74664 | 10004.16 |  | 0.25 | 8.5 | 8.5 | 183 | 24.52 | --- | -3.97 | OK | 28.49 | 28.49 | 16.19% |  | 11623.92
6 | 6 | 0 | 805 | Cable Vision Power Supplies | 300 | 219 | 29.37 | 29.37 | 6 | 15768 | 2114.64 |  | 0.3 | 1.8 | 1.8 | 219 | 29.37 | --- | -4.74 | OK | 34.11 | 34.11 | 16.14% |  | 2455.92
219 | 215 | -4 | 806 | Cable Vision Power Supplies | 350 | 256 | 34.32 | 34.32 | 215 | 660480 | 88545.6 |  | 0.35 | 75.25 | 75.25 | 256 | 34.32 | --- | -5.53 | OK | 39.85 | 39.85 | 16.11% |  | 102813
5 | 5 | 0 | 807 | Cable Vision Power Supplies | 400 | 292 | 39.17 | 39.17 | 5 | 17520 | 2350.2 |  | 0.4 | 2 | 2 | 292 | 39.17 | --- | -6.31 | OK | 45.48 | 45.48 | 16.11% |  | 2728.8
10 | 11 | 1 | 809 | Cable Vision Power Supplies | 500 | 365 | 48.96 | 48.96 | 11 | 48180 | 6462.72 |  | 0.5 | 5.5 | 5.5 | 365 | 48.96 | --- | -7.88 | OK | 56.84 | 56.84 | 16.09% |  | 7502.88
55 | 56 | 1 | 810 | Cable Vision Power Supplies | 550 | 402 | 53.91 | 53.91 | 56 | 270144 | 36227.52 |  | 0.55 | 30.8 | 30.8 | 402 | 53.91 | --- | -8.68 | OK | 62.59 | 62.59 | 16.1% |  | 42060.48
2414 | 2477 | 63 | 811 | Cable Vision Power Supplies | 600 | 438 | 58.75 | 58.75 | 2477 | 13019112 | 1746285 |  | 0.6 | 1486.2 | 1486.2 | 438 | 58.75 | --- | -9.46 | OK | 68.21 | 68.21 | 16.1% |  | 2027474.04
7 | 7 | 0 | 812 | Cable Vision Power Supplies | 650 | 475 | 63.7 | 63.7 | 7 | 39900 | 5350.8 |  | 0.65 | 4.55 | 4.55 | 475 | 63.7 | --- | -10.26 | OK | 73.96 | 73.96 | 16.11% |  | 6212.64
43 | 43 | 0 | 820 | Weather Camera Station - DOT |  | 89 | 18.15 | 18.15 | 43 | 45924 | 9365.4 |  | 0.42 | 18.06 | 18.06 | 89 | 18.15 | --- | -2.9 | OK | 21.05 | 21.05 | 15.98% |  | 10861.8
3 | 2 | -1 | 821 | HI-VOL Air Quality Monitor |  | 230 | 44.29 | 44.29 | 2 | 5520 | 1062.96 |  | 0.96 | 1.92 | 1.92 | 230 | 44.29 | --- | -7.08 | OK | 51.37 | 51.37 | 15.99% |  | 1232.88
1 | 1 | 0 | 822 | 900W Misc. Unmetered - Reduced | 900 | 270 | 47.25 | 47.25 | 1 | 3240 | 567 |  | 0.9 | 0.9 |  | 270 | 47.25 | --- | -7.59 | OK | 54.84 | 54.84 | 16.06% |  | 658.08
1 | 1 | 0 | 823 | 38.4W Misc. Unmetered - Continuous | 38.4 | 34 | 4.3479 | 4.3479 | 1 | 408 | 52.1747 |  | 0.038 | 0.038 | 0.038 | 34 | 4.3479 | --- | -0.28427 | OK | 4.6322 | 4.6322 | 6.538% | Minimum Charge applied | 55.5859
1 | 1 | 0 | 824 | Fire Pump - 75 HP |  | 0 | 16.4568 | 16.4568 | 1 | 0 | 197.4814 |  | 0 | 0 |  | 0 | 16.4568 | --- | -5.5385 | OK | 21.9953 | 21.9953 | 33.65% | Fixed at Minimum Bill Charge | 263.9437
1 | 1 | 0 | 825 | 3248W U/G Surge Chamber - Reduced | 3248 | 401 | 97.61 | 97.61 | 1 | 4812 | 1171.32 |  | 3.248 | 3.248 |  | 401 | 97.61 | --- | -15.6 | OK | 113.21 | 113.21 | 15.98% |  | 1358.52
1 | 0 | -1 | 827 | Remote Cabinet - Eastlink | 600 | 365 | 51.04 | 51.04 | 0 | 0 | 0 |  | 0.6 | 0 | 0 | 365 | 51.04 | --- | -8.21 | OK | 59.25 | 59.25 | 16.09% |  | 0
2 | 2 | 0 | 828 | U/G Valve Chamber - Reduced | 2400 | 244 | 65.07 | 65.07 | 2 | 5856 | 1561.68 |  | 2.4 | 4.8 |  | 244 | 65.07 | --- | -10.39 | OK | 75.46 | 75.46 | 15.97% |  | 1811.04
1 | 1 | 0 | 830 | 1HP Vehicle Card Scanner | 871 | 61 | 18.87 | 18.87 | 1 | 732 | 226.44 |  | 0.871 | 0.871 |  | 61 | 18.87 | --- | -3 | OK | 21.87 | 21.87 | 15.9% |  | 262.44
1 | 1 | 0 | 831 | 3140W 216C & 800 Pwr. Cab. | 3140 | 1136 | 187.3 | 187.3 | 1 | 13632 | 2247.6 |  | 3.231 | 3.231 | 3.231 | 1136 | 187.3 | --- | -30.05 | OK | 217.35 | 217.35 | 16.04% |  | 2608.2
1 | 1 | 0 | 832 | Pictou - Town Clock | 103 | 82 | 11.04 | 11.04 | 1 | 984 | 132.48 |  | 0.113 | 0.113 |  | 82 | 11.04 | --- | -1.78 | OK | 12.82 | 12.82 | 16.12% |  | 153.84
3 | 3 | 0 | 901 | Misc. Unmetered - Photocell | 2800 | 933 | 156.85 | 156.85 | 3 | 33588 | 5646.6 |  | 2.8 | 8.4 |  | 933 | 156.85 | --- | -25.16 | OK | 182.01 | 182.01 | 16.04% |  | 6552.36
1 | 1 | 0 | 902 | Misc. Unmetered - Continuous | 192 | 140 | 18.76 | 18.76 | 1 | 1680 | 225.12 |  | 0.192 | 0.192 | 0.192 | 140 | 18.76 | --- | -3.02 | OK | 21.78 | 21.78 | 16.1% |  | 261.36
1 | 1 | 0 | 903 | Misc. Unmetered - Photocell | 175 | 58 | 9.77 | 9.77 | 1 | 696 | 117.24 |  | 0.175 | 0.175 |  | 58 | 9.77 | --- | -1.57 | OK | 11.34 | 11.34 | 16.07% |  | 136.08
2 | 2 | 0 | 904 | Misc. Unmetered - Photocell | 250 | 83 | 13.96 | 13.96 | 2 | 1992 | 335.04 |  | 0.25 | 0.5 |  | 83 | 13.96 | --- | -2.26 | OK | 16.22 | 16.22 | 16.19% |  | 389.28
1 | 0 | -1 | 906 | Misc. Unmetered - 6 hrs / day | 768 | 140 | 30.16 | 30.16 | 0 | 0 | 0 |  | 0.768 | 0 |  | 140 | 30.16 | --- | -4.82 | OK | 34.98 | 34.98 | 15.98% |  | 0
3 | 3 | 0 | 908 | Misc. Unmetered - Photocell | 800 | 267 | 44.86 | 44.86 | 3 | 9612 | 1614.96 |  | 0.8 | 2.4 |  | 267 | 44.86 | --- | -7.2 | OK | 52.06 | 52.06 | 16.05% |  | 1874.16
1 | 1 | 0 | 909 | Misc. Unmetered - 1 hr / day | 420 | 13 | 6.91 | 6.91 | 1 | 156 | 82.92 |  | 0.42 | 0.42 |  | 13 | 6.91 | --- | -1.1 | OK | 8.01 | 8.01 | 15.92% |  | 96.12
2 | 2 | 0 | 910 | Misc. Unmetered - Continuous | 660 | 482 | 64.64 | 64.64 | 2 | 11568 | 1551.36 |  | 0.66 | 1.32 | 1.32 | 482 | 64.64 | --- | -10.41 | OK | 75.05 | 75.05 | 16.1% |  | 1801.2
36 | 37 | 1 | 911 | Misc. Unmetered - Continuous | 75 | 55 | 7.36 | 7.36 | 37 | 24420 | 3267.84 |  | 0.075 | 2.775 | 2.775 | 55 | 7.36 | --- | -1.2 | OK | 8.56 | 8.56 | 16.3% |  | 3800.64
9 | 11 | 2 | 912 | Misc. Unmetered - Capital & Maint. | 400 | 0 | 8.4884 | 8.4884 | 11 | 0 | 1120.471 | 916.749 | 0 | 0 |  | 0 | 8.4884 | --- | --- | OK | 8.4884 | 8.4884 | 0% | Cap. & Maint. Chg. for 400W HPS Light | 1120.471 | 1120.471
37 | 40 | 3 | 914 | F48T12 Fluor - Photo | 40 | 34 | 4.3479 | 4.3479 | 40 | 16320 | 2086.9861 |  | 0.048 | 1.92 |  | 34 | 4.3479 | --- | -0.28427 | OK | 4.6322 | 4.6322 | 6.538% | Minimum Charge applied | 2223.4342
8 | 8 | 0 | 915 | F48T12 Fluor - Cont | 48 | 35 | 4.72 | 4.72 | 8 | 3360 | 453.12 |  | 0.048 | 0.384 | 0.384 | 35 | 4.72 | --- | -0.75 | OK | 5.47 | 5.47 | 15.89% |  | 525.12
4 | 4 | 0 | 916 | F96T12VHO Fluorescent - Photocell | 215 | 72 | 12.08 | 12.08 | 4 | 3456 | 579.84 |  | 0.215 | 0.86 |  | 72 | 12.08 | --- | -1.94 | OK | 14.02 | 14.02 | 16.06% |  | 672.96
4 | 4 | 0 | 917 | F96T12/HO Fluor - 6 hrs / day | 130 | 23 | 5 | 5 | 4 | 1104 | 240 |  | 0.13 | 0.52 |  | 23 | 5 | --- | -0.8 | OK | 5.8 | 5.8 | 16% |  | 278.4
26 | 26 | 0 | 918 | F64T12HO Fluorescent - Photocell | 80 | 34 | 5.05 | 5.05 | 26 | 10608 | 1575.6 |  | 0.09 | 2.34 |  | 34 | 5.05 | --- | -0.8 | OK | 5.85 | 5.85 | 15.84% | Manually Adjusted by 0.26% Rate Increase | 1825.2
47 | 47 | 0 | 919 | F96T12/HO Fluor - Photo | 130 | 43 | 7.25 | 7.25 | 47 | 24252 | 4089 |  | 0.13 | 6.11 |  | 43 | 7.25 | --- | -1.16 | OK | 8.41 | 8.41 | 16% |  | 4743.24
1 | 1 | 0 | 921 | Misc. Unmetered - 6 hrs / day | 4582 | 830 | 179.17 | 179.17 | 1 | 9960 | 2150.04 |  | 4.582 | 4.582 |  | 830 | 179.17 | --- | -28.65 | OK | 207.82 | 207.82 | 15.99% |  | 2493.84
2 | 2 | 0 | 923 | Misc. Unmetered - Photocell | 3510 | 1170 | 196.66 | 196.66 | 2 | 28080 | 4719.84 |  | 3.51 | 7.02 |  | 1170 | 196.66 | --- | -31.55 | OK | 228.21 | 228.21 | 16.04% |  | 5477.04
2 | 2 | 0 | 924 | Misc. Unmetered - Photocell | 205 | 79 | 13.26 | 13.26 | 2 | 1896 | 318.24 |  | 0.237 | 0.474 |  | 79 | 13.26 | --- | -2.13 | OK | 15.39 | 15.39 | 16.06% |  | 369.36
1 | 1 | 0 | 926 | Misc. Unmetered - Photocell | 330 | 127 | 21.35 | 21.35 | 1 | 1524 | 256.2 |  | 0.381 | 0.381 |  | 127 | 21.35 | --- | -3.42 | OK | 24.77 | 24.77 | 16.02% |  | 297.24
1 | 1 | 0 | 929 | Misc. Unmetered - Continuous | 550 | 402 | 53.91 | 53.91 | 1 | 4824 | 646.92 |  | 0.55 | 0.55 | 0.55 | 402 | 53.91 | --- | -8.68 | OK | 62.59 | 62.59 | 16.1% |  | 751.08
20 | 20 | 0 | 930 | Misc. Unmetered - Photocell | 88 | 29 | 4.91 | 4.91 | 20 | 6960 | 1178.4 |  | 0.088 | 1.76 |  | 29 | 4.91 | --- | -0.78 | OK | 5.69 | 5.69 | 15.89% |  | 1365.6
2 | 2 | 0 | 931 | Misc. Unmetered - Flashing | 132 | 53 | 8.61 | 8.61 | 2 | 1272 | 206.64 |  | 0.145 | 0.29 |  | 53 | 8.61 | --- | -1.39 | OK | 10 | 10 | 16.14% |  | 240
1 | 1 | 0 | 932 | Misc. Unmetered - Photocell | 180 | 69 | 11.59 | 11.59 | 1 | 828 | 139.08 |  | 0.207 | 0.207 |  | 69 | 11.59 | --- | -1.85 | OK | 13.44 | 13.44 | 15.96% | Manually Adjusted by 0.26% Rate Increase | 161.28
2 | 2 | 0 | 933 | Misc. Unmetered - Continuous | 1000 | 730 | 97.92 | 97.92 | 2 | 17520 | 2350.08 |  | 1 | 2 | 2 | 730 | 97.92 | --- | -15.77 | OK | 113.69 | 113.69 | 16.1% |  | 2728.56
15 | 15 | 0 | 935 | Misc. Unmetered - Photocell ( + Capital & Maint.) | 1000 | 367 | 76.6532 | 76.6532 | 15 | 66060 | 13797.5722 | 2057.9722 | 1.1 | 16.5 |  | 367 | 76.6532 | --- | 3.85 | OK | 72.8032 | 72.8032 | -5.023% | + Cap. & Maint. Chg. for 1000 HPS Light | 13104.5722 | 2057.9722
9 | 9 | 0 | 937 | Misc. Unmetered - Photocell | 528 | 176 | 29.6 | 29.6 | 9 | 19008 | 3196.8 |  | 0.528 | 4.752 |  | 176 | 29.6 | --- | -4.75 | OK | 34.35 | 34.35 | 16.05% |  | 3709.8
1 | 1 | 0 | 938 | Misc. Unmetered - Photocell | 360 | 120 | 20.17 | 20.17 | 1 | 1440 | 242.04 |  | 0.36 | 0.36 |  | 120 | 20.17 | --- | -3.24 | OK | 23.41 | 23.41 | 16.06% |  | 280.92
2 | 2 | 0 | 939 | Misc. Unmetered - Continuous | 150 | 110 | 14.75 | 14.75 | 2 | 2640 | 354 |  | 0.15 | 0.3 | 0.3 | 110 | 14.75 | --- | -2.37 | OK | 17.12 | 17.12 | 16.07% |  | 410.88
2 | 2 | 0 | 940 | Misc. Unmetered - Photocell | 675 | 225 | 37.82 | 37.82 | 2 | 5400 | 907.68 |  | 0.675 | 1.35 |  | 225 | 37.82 | --- | -6.07 | OK | 43.89 | 43.89 | 16.05% |  | 1053.36
1 | 1 | 0 | 943 | Misc. Unmetered - Photocell | 1290 | 430 | 72.27 | 72.27 | 1 | 5160 | 867.24 |  | 1.29 | 1.29 |  | 430 | 72.27 | --- | -11.6 | OK | 83.87 | 83.87 | 16.05% |  | 1006.44
3 | 3 | 0 | 944 | Misc. Unmetered - Continuous | 200 | 146 | 19.58 | 19.58 | 3 | 5256 | 704.88 |  | 0.2 | 0.6 | 0.6 | 146 | 19.58 | --- | -3.16 | OK | 22.74 | 22.74 | 16.14% |  | 818.64
1 | 1 | 0 | 945 | Misc. Unmetered - 1hp Motor | 1380 | 34 | 4.1 | 4.1 | 1 | 408 | 49.2 |  | 1.38 | 1.38 |  | 34 | 4.1 | --- | --- | OK | 4.1 | 4.1 | 0% | Subject to 10% Billing Load Factor Cap | 49.2
4 | 4 | 0 | 946 | Misc. Unmetered - Photocell | 1800 | 660 | 110.94 | 110.94 | 4 | 31680 | 5325.12 |  | 1.98 | 7.92 |  | 660 | 110.94 | --- | -17.8 | OK | 128.74 | 128.74 | 16.04% |  | 6179.52
2 | 2 | 0 | 947 | Misc. Unmetered - Flashing | 300 | 34 | 4.3479 | 4.3479 | 2 | 816 | 104.3493 |  | 0.3 | 0.6 |  | 34 | 4.3479 | --- | -0.44211 | OK | 4.79 | 4.79 | 10.17% | Minimum Charge applied | 114.96
2 | 1 | -1 | 948 | Misc. Unmetered - Photocell | 1344 | 448 | 75.31 | 75.31 | 1 | 5376 | 903.72 |  | 1.344 | 1.344 |  | 448 | 75.31 | --- | -12.08 | OK | 87.39 | 87.39 | 16.04% |  | 1048.68
5 | 3 | -2 | 949 | Misc. Unmetered - Photocell | 75 | 34 | 4.3479 | 4.3479 | 3 | 1224 | 156.524 |  | 0.075 | 0.225 |  | 34 | 4.3479 | --- | -0.53211 | OK | 4.88 | 4.88 | 12.24% | Minimum Charge applied | 175.68
2 | 1 | -1 | 951 | Misc. Unmetered - Photocell | 2000 | 667 | 112.09 | 112.09 | 1 | 8004 | 1345.08 |  | 2 | 2 |  | 667 | 112.09 | --- | -17.99 | OK | 130.08 | 130.08 | 16.05% |  | 1560.96
1 | 1 | 0 | 953 | Misc. Unmetered - Continuous | 1548 | 1130 | 151.59 | 151.59 | 1 | 13560 | 1819.08 |  | 1.548 | 1.548 | 1.548 | 1130 | 151.59 | --- | -24.4 | OK | 175.99 | 175.99 | 16.1% |  | 2111.88
3 | 0 | -3 | 955 | Misc. Unmetered - Capital & Maint. | 100 | 0 | 8.2048 | 8.2048 | 0 | 0 | 0 | 295.3737 | 0.1 | 0 |  | 0 | 8.2048 | --- | --- | OK | 8.2048 | 8.2048 | 0% | Cap. & Maint. Chg. for 100W HPS Light | 0 | 0
3 | 3 | 0 | 956 | Misc. Unmetered - Continuous | 250 | 183 | 24.52 | 24.52 | 3 | 6588 | 882.72 |  | 0.25 | 0.75 | 0.75 | 183 | 24.52 | --- | -3.97 | OK | 28.49 | 28.49 | 16.19% |  | 1025.64
7 | 7 | 0 | 957 | Misc. Unmetered - Photocell | 90 | 33 | 5.56 | 5.56 | 7 | 2772 | 467.04 |  | 0.099 | 0.693 |  | 33 | 5.56 | --- | -0.88 | OK | 6.44 | 6.44 | 15.83% | Manually Adjusted by 0.26% Rate Increase | 540.96
5 | 5 | 0 | 958 | Misc. Unmetered - Photocell | 850 | 283 | 47.59 | 47.59 | 5 | 16980 | 2855.4 |  | 0.85 | 4.25 |  | 283 | 47.59 | --- | -7.63 | OK | 55.22 | 55.22 | 16.03% |  | 3313.2
1 | 0 | -1 | 959 | Misc. Unmetered - Photocell | 980 | 327 | 54.94 | 54.94 | 0 | 0 | 0 |  | 0.98 | 0 |  | 327 | 54.94 | --- | -8.82 | OK | 63.76 | 63.76 | 16.05% |  | 0
2 | 2 | 0 | 961 | Misc. Unmetered - Continuous | 5 | 34 | 4.3479 | 4.3479 | 2 | 816 | 104.3493 |  | 0.005 | 0.01 | 0.01 | 34 | 4.3479 | --- | -0.28427 | OK | 4.6322 | 4.6322 | 6.538% | Minimum Charge applied | 111.1717
22 | 20 | -2 | 964 | Misc. Unmetered - Photocell | 319 | 117 | 19.65 | 19.65 | 20 | 28080 | 4716 |  | 0.351 | 7.02 |  | 117 | 19.65 | --- | -3.17 | OK | 22.82 | 22.82 | 16.13% | Manually Adjusted by 0.26% Rate Increase | 5476.8
2 | 2 | 0 | 965 | Misc. Unmetered - Photocell | 2420 | 807 | 135.63 | 135.63 | 2 | 19368 | 3255.12 |  | 2.42 | 4.84 |  | 807 | 135.63 | --- | -21.76 | OK | 157.39 | 157.39 | 16.04% |  | 3777.36
1 | 1 | 0 | 966 | Misc. Unmetered - 30 hrs / week | 6500 | 845 | 204.03 | 204.03 | 1 | 10140 | 2448.36 |  | 6.5 | 6.5 |  | 845 | 204.03 | --- | -32.58 | OK | 236.61 | 236.61 | 15.97% |  | 2839.32
5 | 5 | 0 | 968 | Misc. Unmetered - Continuous | 473 | 345 | 46.3 | 46.3 | 5 | 20700 | 2778 |  | 0.473 | 2.365 | 2.365 | 345 | 46.3 | --- | -7.45 | OK | 53.75 | 53.75 | 16.09% |  | 3225
2 | 1 | -1 | 969 | Misc. Unmetered - Photocell | 1488 | 496 | 83.39 | 83.39 | 1 | 5952 | 1000.68 |  | 1.488 | 1.488 |  | 496 | 83.39 | --- | -13.38 | OK | 96.77 | 96.77 | 16.05% |  | 1161.24
1 | 1 | 0 | 970 | Misc. Unmetered - Photocell | 3200 | 1067 | 179.33 | 179.33 | 1 | 12804 | 2151.96 |  | 3.2 | 3.2 |  | 1067 | 179.33 | --- | -28.77 | OK | 208.1 | 208.1 | 16.04% |  | 2497.2
9 | 9 | 0 | 971 | Misc. Unmetered - Photocell | 49 | 34 | 4.3479 | 4.3479 | 9 | 3672 | 469.5719 |  | 0.049 | 0.441 |  | 34 | 4.3479 | --- | -0.28427 | OK | 4.6322 | 4.6322 | 6.538% | Minimum Charge applied | 500.2727
11 | 11 | 0 | 972 | Misc. Unmetered - Continuous | 25 | 34 | 4.3479 | 4.3479 | 11 | 4488 | 573.9212 |  | 0.025 | 0.275 | 0.275 | 34 | 4.3479 | --- | -0.28427 | OK | 4.6322 | 4.6322 | 6.538% | Minimum Charge applied | 611.4444
12 | 13 | 1 | 973 | Misc. Unmetered - Photocell | 180 | 66 | 11.11 | 11.11 | 13 | 10296 | 1733.16 |  | 0.198 | 2.574 |  | 66 | 11.11 | --- | -1.78 | OK | 12.89 | 12.89 | 16.02% | Manually Adjusted by 0.26% Rate Increase | 2010.84
1 | 1 | 0 | 974 | Misc. Unmetered - Photocell | 700 | 256 | 42.99 | 42.99 | 1 | 3072 | 515.88 |  | 0.767 | 0.767 |  | 256 | 42.99 | --- | -6.89 | OK | 49.88 | 49.88 | 16.03% | Manually Adjusted by 0.26% Rate Increase | 598.56
2 | 8 | 6 | 975 | Misc. Unmetered - Photocell | 324 | 108 | 18.17 | 18.17 | 8 | 10368 | 1744.32 |  | 0.324 | 2.592 |  | 108 | 18.17 | --- | -2.91 | OK | 21.08 | 21.08 | 16.02% |  | 2023.68
10 | 10 | 0 | 976 | Misc. Unmetered - 152 hrs / month | 300 | 46 | 10.47 | 10.47 | 10 | 5520 | 1256.4 |  | 0.3 | 3 |  | 46 | 10.47 | --- | -1.67 | OK | 12.14 | 12.14 | 15.95% |  | 1456.8
4 | 4 | 0 | 977 | Misc. Unmetered - Continuous | 50 | 37 | 4.95 | 4.95 | 4 | 1776 | 237.6 |  | 0.05 | 0.2 | 0.2 | 37 | 4.95 | --- | -0.79 | OK | 5.74 | 5.74 | 15.96% |  | 275.52
2 | 2 | 0 | 979 | Misc. Unmetered - Photocell | 1100 | 367 | 61.66 | 61.66 | 2 | 8808 | 1479.84 |  | 1.1 | 2.2 |  | 367 | 61.66 | --- | -9.9 | OK | 71.56 | 71.56 | 16.06% |  | 1717.44
1 | 1 | 0 | 980 | Misc. Unmetered - Photocell | 2148 | 716 | 120.37 | 120.37 | 1 | 8592 | 1444.44 |  | 2.148 | 2.148 |  | 716 | 120.37 | --- | -19.31 | OK | 139.68 | 139.68 | 16.04% |  | 1676.16
11 | 11 | 0 | 981 | Misc. Unmetered - Continuous | 216 | 158 | 21.17 | 21.17 | 11 | 20856 | 2794.44 |  | 0.216 | 2.376 | 2.376 | 158 | 21.17 | --- | -3.42 | OK | 24.59 | 24.59 | 16.15% |  | 3245.88
19 | 19 | 0 | 982 | Misc. Unmetered - 7 hrs per day | 400 | 85 | 17.31 | 17.31 | 19 | 19380 | 3946.68 |  | 0.4 | 7.6 |  | 85 | 17.31 | --- | -2.77 | OK | 20.08 | 20.08 | 16% |  | 4578.24
6 | 5 | -1 | 983 | Misc. Unmetered - Photocell | 420 | 140 | 23.53 | 23.53 | 5 | 8400 | 1411.8 |  | 0.42 | 2.1 |  | 140 | 23.53 | --- | -3.78 | OK | 27.31 | 27.31 | 16.06% |  | 1638.6
28 | 26 | -2 | 985 | Misc. Unmetered - Photocell | 1200 | 400 | 67.24 | 67.24 | 26 | 124800 | 20978.88 |  | 1.2 | 31.2 |  | 400 | 67.24 | --- | -10.78 | OK | 78.02 | 78.02 | 16.03% |  | 24342.24
10 | 10 | 0 | 986 | Misc. Unmetered - 3 hp | 2300 | 10 | 28.6 | 28.6 | 10 | 1200 | 3432 |  | 2.3 | 23 |  | 10 | 28.6 | --- | -4.52 | OK | 33.12 | 33.12 | 15.8% |  | 3974.4
1 | 1 | 0 | 988 | Misc. Unmetered - 152 hrs / month | 176 | 27 | 6.14 | 6.14 | 1 | 324 | 73.68 |  | 0.176 | 0.176 |  | 27 | 6.14 | --- | -0.99 | OK | 7.13 | 7.13 | 16.12% |  | 85.56
3 | 3 | 0 | 989 | Misc. Unmetered - Photocell | 624 | 208 | 34.97 | 34.97 | 3 | 7488 | 1258.92 |  | 0.624 | 1.872 |  | 208 | 34.97 | --- | -5.61 | OK | 40.58 | 40.58 | 16.04% |  | 1460.88
3 | 3 | 0 | 990 | Misc. Unmetered - Photocell | 745 | 218 | 38.54 | 38.54 | 3 | 7848 | 1387.44 |  | 0.745 | 2.235 |  | 218 | 38.54 | --- | -6.18 | OK | 44.72 | 44.72 | 16.04% |  | 1609.92
1 | 1 | 0 | 991 | Misc. Unmetered - Photocell | 5000 | 1667 | 280.19 | 280.19 | 1 | 20004 | 3362.28 |  | 5 | 5 |  | 1667 | 280.19 | --- | -44.94 | OK | 325.13 | 325.13 | 16.04% |  | 3901.56
15 | 15 | 0 | 992 | Misc. Unmetered - Continuous | 100 | 73 | 9.8 | 9.8 | 15 | 13140 | 1764 |  | 0.1 | 1.5 | 1.5 | 73 | 9.8 | --- | -1.56 | OK | 11.36 | 11.36 | 15.92% |  | 2044.8
6 | 6 | 0 | 993 | Misc. Unmetered - 198 hrs / month | 200 | 40 | 8.39 | 8.39 | 6 | 2880 | 604.08 |  | 0.2 | 1.2 |  | 40 | 8.39 | --- | -1.34 | OK | 9.73 | 9.73 | 15.97% |  | 700.56
1 | 1 | 0 | 994 | Misc. Unmetered - Photocell | 1650 | 550 | 92.44 | 92.44 | 1 | 6600 | 1109.28 |  | 1.65 | 1.65 |  | 550 | 92.44 | --- | -14.83 | OK | 107.27 | 107.27 | 16.04% |  | 1287.24
82 | 83 | 1 | 995 | Misc. Unmetered - Continuous | 336 | 245 | 32.87 | 32.87 | 83 | 244020 | 32738.52 |  | 0.336 | 27.888 | 27.888 | 245 | 32.87 | --- | -5.28 | OK | 38.15 | 38.15 | 16.06% |  | 37997.4
1 | 1 | 0 | 996 | Misc. Unmetered - Photocell | 336 | 112 | 18.82 | 18.82 | 1 | 1344 | 225.84 |  | 0.336 | 0.336 |  | 112 | 18.82 | --- | -3.01 | OK | 21.83 | 21.83 | 15.99% |  | 261.96
10 | 8 | -2 | 997 | Misc. Unmetered - Photocell | 500 | 167 | 28.06 | 28.06 | 8 | 16032 | 2693.76 |  | 0.5 | 4 |  | 167 | 28.06 | --- | -4.49 | OK | 32.55 | 32.55 | 16% |  | 3124.8
213 | 213 | 0 | 998 | Misc. Unmetered - DMS IU Pwr. Cabinet | 764 | 654 | 87.71 | 87.71 | 213 | 1671624 | 224186.76 |  | 0.896 | 190.848 | 190.848 | 654 | 87.71 | --- | -14.13 | OK | 101.84 | 101.84 | 16.11% | Manually Adjusted by 0.26% Rate Increase | 260303.04
9 | 8 | -1 | 999 | Misc. Unmetered - Continuous | 144 | 105 | 14.1 | 14.1 | 8 | 10080 | 1353.6 |  | 0.144 | 1.152 | 1.152 | 105 | 14.1 | --- | -2.26 | OK | 16.36 | 16.36 | 16.03% |  | 1570.56
4 | 4 | 0 | 1003 | Misc. Unmetered Fluor - Photo | 825 | 330 | 55.47 | 55.47 | 4 | 15840 | 2662.56 |  | 0.99 | 3.96 |  | 330 | 55.47 | --- | -8.89 | OK | 64.36 | 64.36 | 16.03% |  | 3089.28
3 | 3 | 0 | 1004 | Misc Unmetered - Photocell | 720 | 264 | 44.36 | 44.36 | 3 | 9504 | 1596.96 |  | 0.792 | 2.376 |  | 264 | 44.36 | --- | -7.12 | OK | 51.48 | 51.48 | 16.05% |  | 1853.28
1 | 0 | -1 | 1006 | Misc Unmetered - Photocell | 700 | 256 | 43.06 | 43.06 | 0 | 0 | 0 |  | 0.769 | 0 |  | 256 | 43.06 | --- | -6.91 | OK | 49.97 | 49.97 | 16.05% |  | 0
3 | 3 | 0 | 1009 | Misc Unmetered - Photocell | 200 | 3 | 12.29 | 12.29 | 3 | 108 | 442.44 |  | 0.22 | 0.66 |  | 3 | 12.29 | --- | -1.97 | OK | 14.26 | 14.26 | 16.03% |  | 513.36
107 | 102 | -5 | 1010 | DSLAM Power Cabinet | 603 | 380 | 54.59 | 54.59 | 102 | 465120 | 66818.16 |  | 0.693 | 70.686 | 70.686 | 380 | 54.59 | --- | -8.78 | OK | 63.37 | 63.37 | 16.08% |  | 77564.88
1 | 1 | 0 | 1012 | Misc Unmetered - Photocell | 408 | 150 | 25.21 | 25.21 | 1 | 1800 | 302.52 |  | 0.449 | 0.449 |  | 150 | 25.21 | --- | -4.03 | OK | 29.24 | 29.24 | 15.99% |  | 350.88
1 | 1 | 0 | 1013 | Misc Unmetered - Photocell | 395 | 145 | 24.36 | 24.36 | 1 | 1740 | 292.32 |  | 0.435 | 0.435 |  | 145 | 24.36 | --- | -3.92 | OK | 28.28 | 28.28 | 16.09% |  | 339.36
1 | 1 | 0 | 1015 | Misc Unmetered - Photocell | 2844 | 2505 | 421.06 | 421.06 | 1 | 30060 | 5052.72 |  | 7.515 | 7.515 |  | 2505 | 421.06 | --- | -67.55 | OK | 488.61 | 488.61 | 16.04% |  | 5863.32
1 | 1 | 0 | 1018 | Misc Unmetered - 12 hrs/day | 330 | 120 | 19.55 | 19.55 | 1 | 1440 | 234.6 |  | 0.33 | 0.33 |  | 120 | 19.55 | --- | -3.14 | OK | 22.69 | 22.69 | 16.06% |  | 272.28
1 | 1 | 0 | 1019 | Misc Unmetered - Continuous | 228 | 183 | 24.53 | 24.53 | 1 | 2196 | 294.36 |  | 0.251 | 0.251 | 0.251 | 183 | 24.53 | --- | -3.97 | OK | 28.5 | 28.5 | 16.18% |  | 342
1 | 1 | 0 | 1020 | Misc Unmetered - Photocell | 320 | 117 | 19.67 | 19.67 | 1 | 1404 | 236.04 |  | 0.352 | 0.352 |  | 117 | 19.67 | --- | -3.16 | OK | 22.83 | 22.83 | 16.07% |  | 273.96
1 | 1 | 0 | 1021 | Misc Unmetered - Photocell | 1955 | 652 | 109.57 | 109.57 | 1 | 7824 | 1314.84 |  | 1.955 | 1.955 |  | 652 | 109.57 | --- | -17.57 | OK | 127.14 | 127.14 | 16.04% |  | 1525.68
1 | 1 | 0 | 1022 | Misc Unmetered - Photocell | 75 | 30 | 5.05 | 5.05 | 1 | 360 | 60.6 |  | 0.09 | 0.09 |  | 30 | 5.05 | --- | -0.8 | OK | 5.85 | 5.85 | 15.84% |  | 70.2
1 | 1 | 0 | 1023 | Misc Unmetered - Photocell | 1640 | 546 | 91.81 | 91.81 | 1 | 6552 | 1101.72 |  | 1.64 | 1.64 |  | 546 | 91.81 | --- | -14.74 | OK | 106.55 | 106.55 | 16.05% |  | 1278.6
1 | 1 | 0 | 1024 | Misc Unmetered - Photocell | 390 | 143 | 24.04 | 24.04 | 1 | 1716 | 288.48 |  | 0.429 | 0.429 |  | 143 | 24.04 | --- | -3.86 | OK | 27.9 | 27.9 | 16.06% |  | 334.8
1 | 1 | 0 | 1025 | Misc Unmetered - Photocell | 300 | 110 | 18.5 | 18.5 | 1 | 1320 | 222 |  | 0.33 | 0.33 |  | 110 | 18.5 | --- | -2.96 | OK | 21.46 | 21.46 | 16% |  | 257.52
2 | 2 | 0 | 1026 | Misc Unmetered - Photocell | 440 | 161 | 27.09 | 27.09 | 2 | 3864 | 650.16 |  | 0.484 | 0.968 |  | 161 | 27.09 | --- | -4.34 | OK | 31.43 | 31.43 | 16.02% |  | 754.32
1 | 1 | 0 | 1030 | Misc. Unmetered - Photocell | 1032 | 378 | 63.57 | 63.57 | 1 | 4536 | 762.84 |  | 1.135 | 1.135 |  | 378 | 63.57 | --- | -10.19 | OK | 73.76 | 73.76 | 16.03% |  | 885.12
1 | 1 | 0 | 1032 | Misc. Unmetered - Continuous | 216 | 173 | 23.24 | 23.24 | 1 | 2076 | 278.88 |  | 0.238 | 0.238 | 0.238 | 173 | 23.24 | --- | -3.74 | OK | 26.98 | 26.98 | 16.09% |  | 323.76
1 | 1 | 0 | 1033 | Misc. Unmetered - Photocell | 375 | 138 | 23.19 | 23.19 | 1 | 1656 | 278.28 |  | 0.413 | 0.413 |  | 138 | 23.19 | --- | -3.72 | OK | 26.91 | 26.91 | 16.04% |  | 322.92
4 | 4 | 0 | 1034 | Misc. Unmetered - Photocell | 560 | 205 | 34.47 | 34.47 | 4 | 9840 | 1654.56 |  | 0.616 | 2.464 |  | 205 | 34.47 | --- | -5.53 | OK | 40 | 40 | 16.04% |  | 1920
1 | 1 | 0 | 1038 | Misc. Unmetered - Photocell | 360 | 133 | 22.38 | 22.38 | 1 | 1596 | 268.56 |  | 0.4 | 0.4 |  | 133 | 22.38 | --- | -3.59 | OK | 25.97 | 25.97 | 16.04% |  | 311.64
1 | 1 | 0 | 1039 | Misc. Unmetered - Photocell | 672 | 267 | 44.86 | 44.86 | 1 | 3204 | 538.32 |  | 0.8 | 0.8 |  | 267 | 44.86 | --- | -7.2 | OK | 52.06 | 52.06 | 16.05% |  | 624.72
1 | 1 | 0 | 1040 | Misc. Unmetered - Photocell | 140 | 56 | 9.43 | 9.43 | 1 | 672 | 113.16 |  | 0.168 | 0.168 |  | 56 | 9.43 | --- | -1.51 | OK | 10.94 | 10.94 | 16.01% |  | 131.28
1 | 1 | 0 | 1043 | Misc. Unmetered - Photocell | 1300 | 586 | 98.46 | 98.46 | 1 | 7032 | 1181.52 |  | 1.757 | 1.757 |  | 586 | 98.46 | --- | -15.8 | OK | 114.26 | 114.26 | 16.05% |  | 1371.12
1 | 1 | 0 | 1044 | Misc. Unmetered - Photocell | 340 | 123 | 20.69 | 20.69 | 1 | 1476 | 248.28 |  | 0.37 | 0.37 |  | 123 | 20.69 | --- | -3.33 | OK | 24.02 | 24.02 | 16.09% |  | 288.24
1 | 1 | 0 | 1045 | Misc. Unmetered - Photocell | 720 | 275 | 46.21 | 46.21 | 1 | 3300 | 554.52 |  | 0.824 | 0.824 |  | 275 | 46.21 | --- | -7.42 | OK | 53.63 | 53.63 | 16.06% |  | 643.56
1 | 1 | 0 | 1046 | Misc. Unmetered - Photocell | 360 | 137 | 23.03 | 23.03 | 1 | 1644 | 276.36 |  | 0.412 | 0.412 |  | 137 | 23.03 | --- | -3.7 | OK | 26.73 | 26.73 | 16.07% |  | 320.76
6 | 2 | -4 | 1047 | 250 & 400 M/A Light ( Maint. & Cap. Only) | 0 | 0 | 17.9378 | 17.9378 | 2 | 0 | 430.507 | 1291.5209 | 0 | 0 |  | 0 | 17.9378 | --- | --- | OK | 17.9378 | 17.9378 | 0% | Cap. & Maint. Chg. for 250W M/A Light | 430.507 | 430.507
1 | 1 | 0 | 1049 | Misc. Unmetered - Photocell | 150 | 60 | 10.08 | 10.08 | 1 | 720 | 120.96 |  | 0.18 | 0.18 |  | 60 | 10.08 | --- | -1.62 | OK | 11.7 | 11.7 | 16.07% |  | 140.4
1 | 1 | 0 | 1050 | Misc. Unmetered - Continuous | 400 | 321 | 43.06 | 43.06 | 1 | 3852 | 516.72 |  | 0.44 | 0.44 | 0.44 | 321 | 43.06 | --- | -6.94 | OK | 50 | 50 | 16.12% |  | 600
1 | 1 | 0 | 1051 | Misc. Unmetered - Photocell | 1435 | 574 | 96.47 | 96.47 | 1 | 6888 | 1157.64 |  | 1.722 | 1.722 |  | 574 | 96.47 | --- | -15.46 | OK | 111.93 | 111.93 | 16.03% |  | 1343.16
1 | 1 | 0 | 1054 | Misc. Unmetered - Photocell | 4725 | 1818 | 305.59 | 305.59 | 1 | 21816 | 3667.08 |  | 5.454 | 5.454 |  | 1818 | 305.59 | --- | -49.04 | OK | 354.63 | 354.63 | 16.05% |  | 4255.56
1 | 1 | 0 | 1055 | Misc. Unmetered - Continuous | 90 | 66 | 8.85 | 8.85 | 1 | 792 | 106.2 |  | 0.09 | 0.09 | 0.09 | 66 | 8.85 | --- | -1.42 | OK | 10.27 | 10.27 | 16.05% |  | 123.24
1 | 1 | 0 | 1057 | Misc. Unmetered - Photocell | 1260 | 436 | 73.3 | 73.3 | 1 | 5232 | 879.6 |  | 1.308 | 1.308 |  | 436 | 73.3 | --- | -11.77 | OK | 85.07 | 85.07 | 16.06% |  | 1020.84
1 | 0 | -1 | 1060 | Misc. Unmetered - Photocell | 320 | 124 | 20.82 | 20.82 | 0 | 0 | 0 |  | 0.372 | 0 |  | 124 | 20.82 | --- | -3.34 | OK | 24.16 | 24.16 | 16.04% |  | 0
1 | 1 | 0 | 1062 | Misc. Unmetered - Photocell | 228 | 99 | 16.61 | 16.61 | 1 | 1188 | 199.32 |  | 0.296 | 0.296 |  | 99 | 16.61 | --- | -2.67 | OK | 19.28 | 19.28 | 16.07% |  | 231.36
1 | 1 | 0 | 1063 | Misc. Unmetered - Photocell | 510 | 200 | 33.62 | 33.62 | 1 | 2400 | 403.44 |  | 0.6 | 0.6 |  | 200 | 33.62 | --- | -5.39 | OK | 39.01 | 39.01 | 16.03% |  | 468.12
3 | 3 | 0 | 1064 | Misc. Unmetered - Photocell | 40 | 13 | 4.3479 | 4.3479 | 3 | 468 | 156.524 |  | 0.04 | 0.12 |  | 13 | 4.3479 | --- | -0.28427 | OK | 4.6322 | 4.6322 | 6.538% | Miniumum rate Applied | 166.7576
1 | 1 | 0 | 1066 | Misc. Unmetered - Photocell | 550 | 205 | 34.45 | 34.45 | 1 | 2460 | 413.4 |  | 0.55 | 0.55 |  | 205 | 34.45 | --- | -5.52 | OK | 39.97 | 39.97 | 16.02% |  | 479.64
2 | 2 | 0 | 1067 | Misc. Unmetered - Photocell | 400 | 73 | 12.29 | 12.29 | 2 | 1752 | 294.96 |  | 0.4 | 0.8 |  | 73 | 12.29 | --- | -1.97 | OK | 14.26 | 14.26 | 16.03% |  | 342.24
1 | 1 | 0 | 1068 | Misc. Unmetered - Photocell | 880 | 336 | 56.49 | 56.49 | 1 | 4032 | 677.88 |  | 0.88 | 0.88 |  | 336 | 56.49 | --- | -9.07 | OK | 65.56 | 65.56 | 16.06% |  | 786.72
1 | 1 | 0 | 1069 | Misc. Unmetered - Photocell | 5004 | 1668 | 280.38 | 280.38 | 1 | 20016 | 3364.56 |  | 5.004 | 5.004 |  | 1668 | 280.38 | --- | -44.98 | OK | 325.36 | 325.36 | 16.04% |  | 3904.32
1 | 1 | 0 | 1071 | Misc. Unmetered - Photocell | 825 | 340 | 57.15 | 57.15 | 1 | 4080 | 685.8 |  | 0.96 | 0.96 |  | 340 | 57.15 | --- | -9.17 | OK | 66.32 | 66.32 | 16.05% |  | 795.84
1 | 1 | 0 | 1073 | Misc. Unmetered - Photocell | 434 | 172 | 28.89 | 28.89 | 1 | 2064 | 346.68 |  | 0.516 | 0.516 |  | 172 | 28.89 | --- | -4.66 | OK | 33.55 | 33.55 | 16.13% |  | 402.6
1 | 1 | 0 | 1075 | Misc. Unmetered - Photocell | 1320 | 480 | 80.69 | 80.69 | 1 | 5760 | 968.28 |  | 1.44 | 1.44 |  | 480 | 80.69 | --- | -12.94 | OK | 93.63 | 93.63 | 16.04% |  | 1123.56
1 | 1 | 0 | 1076 | Misc. Unmetered - Photocell | 590 | 226 | 37.94 | 37.94 | 1 | 2712 | 455.28 |  | 0.676 | 0.676 |  | 226 | 37.94 | --- | -6.08 | OK | 44.02 | 44.02 | 16.03% |  | 528.24
4 | 2 | -2 | 1077 | Misc. Unmetered - Continuous | 700 | 561 | 75.25 | 75.25 | 2 | 13464 | 1806 |  | 0.768 | 1.536 | 1.536 | 561 | 75.25 | --- | -12.12 | OK | 87.37 | 87.37 | 16.11% |  | 2096.88
1 | 1 | 0 | 1078 | Misc. Unmetered - Continuous | 1870 | 1679 | 225.22 | 225.22 | 1 | 20148 | 2702.64 |  | 2.3 | 2.3 | 2.3 | 1679 | 225.22 | --- | -36.26 | OK | 261.48 | 261.48 | 16.1% |  | 3137.76
1 | 1 | 0 | 1079 | Misc. Unmetered - Photocell | 600 | 224 | 37.63 | 37.63 | 1 | 2688 | 451.56 |  | 0.672 | 0.672 |  | 224 | 37.63 | --- | -6.04 | OK | 43.67 | 43.67 | 16.05% |  | 524.04
1 | 1 | 0 | 1081 | Misc. Unmetered - Photocell | 102 | 37 | 6.22 | 6.22 | 1 | 444 | 74.64 |  | 0.112 | 0.112 |  | 37 | 6.22 | --- | -1.01 | OK | 7.23 | 7.23 | 16.24% |  | 86.76
1 | 1 | 0 | 1082 | Misc. Unmetered - Photocell | 1320 | 504 | 84.7 | 84.7 | 1 | 6048 | 1016.4 |  | 1.512 | 1.512 |  | 504 | 84.7 | --- | -13.58 | OK | 98.28 | 98.28 | 16.03% |  | 1179.36
1 | 1 | 0 | 1083 | Misc. Unmetered - Photocell | 450 | 165 | 27.74 | 27.74 | 1 | 1980 | 332.88 |  | 0.495 | 0.495 |  | 165 | 27.74 | --- | -4.44 | OK | 32.18 | 32.18 | 16.01% |  | 386.16
1 | 1 | 0 | 1084 | Misc. Unmetered - Photocell | 162 | 59 | 9.96 | 9.96 | 1 | 708 | 119.52 |  | 0.178 | 0.178 |  | 59 | 9.96 | --- | -1.59 | OK | 11.55 | 11.55 | 15.96% |  | 138.6
1 | 1 | 0 | 1086 | Misc. Unmetered - Photocell | 720 | 264 | 44.36 | 44.36 | 1 | 3168 | 532.32 |  | 0.792 | 0.792 |  | 264 | 44.36 | --- | -7.12 | OK | 51.48 | 51.48 | 16.05% |  | 617.76
4 | 4 | 0 | 1088 | Misc. Unmetered - Photocell | 1800 | 684 | 114.95 | 114.95 | 4 | 32832 | 5517.6 |  | 2.052 | 8.208 |  | 684 | 114.95 | --- | -18.45 | OK | 133.4 | 133.4 | 16.05% |  | 6403.2
1 | 1 | 0 | 1090 | Misc. Unmetered - Photocell | 792 | 264 | 44.36 | 44.36 | 1 | 3168 | 532.32 |  | 0.792 | 0.792 |  | 264 | 44.36 | --- | -7.12 | OK | 51.48 | 51.48 | 16.05% |  | 617.76
1 | 1 | 0 | 1091 | Misc. Unmetered - Photocell | 1520 | 793 | 115.4 | 115.4 | 1 | 9516 | 1384.8 |  | 1.52 | 1.52 |  | 793 | 115.4 | --- | -18.56 | OK | 133.96 | 133.96 | 16.08% |  | 1607.52
1 | 1 | 0 | 1092 | Misc. Unmetered - Photocell | 2400 | 58 | 37.01 | 37.01 | 1 | 696 | 444.12 |  | 2.4 | 2.4 |  | 58 | 37.01 | --- | -5.88 | OK | 42.89 | 42.89 | 15.89% |  | 514.68
1 | 1 | 0 | 1093 | Misc. Unmetered - Photocell | 120 | 44 | 7.37 | 7.37 | 1 | 528 | 88.44 |  | 0.132 | 0.132 |  | 44 | 7.37 | --- | -1.19 | OK | 8.56 | 8.56 | 16.15% |  | 102.72
1 | 1 | 0 | 1094 | Misc. Unmetered - Photocell | 385 | 128 | 30.25 | 30.25 | 1 | 1536 | 363 |  | 0.385 | 0.385 |  | 128 | 30.25 | --- | -4.86 | OK | 35.11 | 35.11 | 16.07% | -4.86 | 421.32
1 | 1 | 0 | 393 | Misc. Unmetered - Photocell | 75 | 25 | 4.3379 | 4.3379 | 1 | 300 | 52.0547 |  | 0.075 | 0.075 |  | 25 | 4.3379 | --- | -0.53211 | OK | 4.87 | 4.87 | 12.27% | Minimumrate applied | 58.44
2 | 2 | 0 | 394 | Misc. Unmetered - Photocell | 900 | 657 | 88.12 | 88.12 | 2 | 15768 | 2114.88 |  | 0.9 | 1.8 |  | 657 | 88.12 | --- | -14.2 | OK | 102.32 | 102.32 | 16.11% |  | 2455.68
3 | 1 | -2 | 395 | Misc. Unmetered - Photocell | 137 | 47 | 7.79 | 7.79 | 1 | 564 | 93.48 |  | 0.137 | 0.137 |  | 47 | 7.79 | --- | -1.25 | OK | 9.04 | 9.04 | 16.05% |  | 108.48
1 | 1 | 0 | 396 | Misc. Unmetered - Photocell | 124 | 48 | 7.66 | 7.66 | 1 | 576 | 91.92 |  | 0.124 | 0.124 |  | 48 | 7.66 | --- | -1.23 | OK | 8.89 | 8.89 | 16.06% |  | 106.68
1 | 1 | 0 | 397 | CN Rail - Switch at Parrsborro |  | 461 | 86.8368 | 86.8368 | 1 | 5530 | 1042.0414 |  | 0 | 0 |  | 461 | 86.8368 | --- | -17.0585 | OK | 103.8953 | 103.8953 | 19.64% | Calculated using Small General tariff | 1246.7437
1 | 1 | 0 | 398 | CN Rail - Switch at Parrsborro |  | 519 | 95.2268 | 95.2268 | 1 | 6223 | 1142.7214 |  | 0 | 0 |  | 519 | 95.2268 | --- | -18.5185 | OK | 113.7453 | 113.7453 | 19.45% | Calculated using Small General tariff | 1364.9437
1 | 1 | 0 | 353 | Misc. Unmetered - Photocell | 1100 | 403 | 67.77 | 67.77 | 1 | 4836 | 813.24 |  | 1.21 | 1.21 |  | 403 | 67.77 | --- | -10.86 | OK | 78.63 | 78.63 | 16.02% |  | 943.56
1 | 1 | 0 | 1095 | Misc. Unmetered - Photocell | 690 | 304 | 51.14 | 51.14 | 1 | 3648 | 613.68 |  | 0.913 | 0.913 | 0.913 | 304 | 51.14 | --- | -8.21 | OK | 59.35 | 59.35 | 16.05% |  | 712.2
1 | 1 | 0 | 1096 | Misc. Unmetered - Photocell | 2165 | 866 | 145.59 | 145.59 | 1 | 10392 | 1747.08 |  | 2.598 | 2.598 | 2.598 | 866 | 145.59 | --- | -23.35 | OK | 168.94 | 168.94 | 16.04% |  | 2027.28
1 | 0 | -1 | 1097 | Misc. Unmetered - Photocell | 300 | 115 | 19.32 | 19.32 | 0 | 0 | 0 |  | 0.344 | 0 |  | 115 | 19.32 | --- | -3.09 | OK | 22.41 | 22.41 | 15.99% |  | 0
1 | 1 | 0 | 1098 | Misc. Unmetered - Photocell | 375 | 132 | 22.18 | 22.18 | 1 | 1584 | 266.16 |  | 0.396 | 0.396 |  | 132 | 22.18 | --- | -3.55 | OK | 25.73 | 25.73 | 16.01% |  | 308.76
1 | 1 | 0 | 1099 | Misc. Unmetered - Photocell | 0 | 3 | 16.4568 | 16.4568 | 1 | 36 | 197.4814 |  | 0 | 0 |  | 3 | 16.4568 | --- | -5.5385 | OK | 21.9953 | 21.9953 | 33.65% | Fixed - Based on minimum charge | 263.9437
1 | 1 | 0 | 1100 | Misc. Unmetered - Photocell | 500 | 100 | 20.98 | 20.98 | 1 | 1200 | 251.76 |  | 0.5 | 0.5 |  | 100 | 20.98 | --- | -3.35 | OK | 24.33 | 24.33 | 15.97% |  | 291.96
1 | 1 | 0 | 1104 | Misc. Unmetered - Photocell | 1000 | 240 | 46.17 | 46.17 | 1 | 2880 | 554.04 |  | 1 | 1 |  | 240 | 46.17 | --- | -7.4 | OK | 53.57 | 53.57 | 16.03% |  | 642.84
30 | 28 | -2 | 834 | 1 - 375W Eastlink Power Supply | 595 | 344 | 47.07 | 47.07 | 28 | 115584 | 15815.52 |  |  |  |  | 344 | 47.07 | --- | -7.84 | OK | 54.91 | 54.91 | 16.66% | Adjust the rate to agreeto 2015 | 18449.76
1 | 1 | 0 | 1105 | CN Railway Switch - Londonberry |  | 129 | 33.69 | 33.69 | 1 | 1548 | 404.28 |  |  |  |  | 129 | 33.69 | --- | -3.2 | OK | 36.89 | 36.89 | 9.498% |  | 442.68
1 | 1 | 0 | 1106 | CN Railway Switch - Parrsboro |  | 5 | 13.47 | 13.47 | 1 | 60 | 161.64 |  |  |  |  | 5 | 13.47 | --- | -0.12 | OK | 13.59 | 13.59 | 0.8909% |  | 163.08
1 | 1 | 0 | 1108 | 204W Misc Unmetered Continuous | 204 | 173 | 23.19 | 23.19 | 1 | 2076 | 278.28 |  |  |  |  | 173 | 23.19 | --- | -3.73 | OK | 26.92 | 26.92 | 16.08% |  | 323.04
1 | 2 | 1 | 1109 | 660W Misc Unmetered - Photocell | 660 | 248 | 41.69 | 41.69 | 2 | 5952 | 1000.56 |  |  |  |  | 248 | 41.69 | --- | -6.7 | OK | 48.39 | 48.39 | 16.07% |  | 1161.36
1 | 1 | 0 | 1113 | 1680W Misc Unmetered - Continuous | 1680 | 1382 | 185.4 | 185.4 | 1 | 16584 | 2224.8 |  |  |  |  | 1382 | 185.4 | --- | -29.84 | OK | 215.24 | 215.24 | 16.09% |  | 2582.88
5 | 5 | 0 | 1115 | Halifax Bridge Commission - Signage | 7500 | 1095 | 146.88 | 146.88 | 5 | 65700 | 8812.8 |  |  |  |  | 1095 | 146.88 | --- | -23.65 | OK | 170.53 | 170.53 | 16.1% |  | 10231.8
10 | 10 | 0 | 1118 | 40W Traffic Camera | 40 | 15 | 17.51 | 17.51 | 10 | 1800 | 2101.2 |  |  |  |  | 15 | 17.51 | --- | --- | OK | 17.51 | 17.51 | 0% | Minimum Charge applied | 2101.2
1 | 0 | -1 | 1121 | Misc Unmetered - 180W Photocell | 180 | 66 | 11.11 | 11.11 | 0 | 0 | 0 |  |  |  |  | 66 | 11.11 | --- | -1.78 | OK | 12.89 | 12.89 | 16.02% |  | 0
1 | 1 | 0 | 1122 | Misc Unmetered - 82W | 82 | 27 | 16.4568 | 16.4568 | 1 | 324 | 197.4814 |  |  |  |  | 27 | 16.4568 | --- | -5.5385 | OK | 21.9953 | 21.9953 | 33.65% | Minimum Charge applied | 263.9437
1 | 1 | 0 | 1123 | 110W Misc Unmetered - Photocell | 110 | 37 | 6.2 | 6.2 | 1 | 444 | 74.4 |  |  |  |  | 37 | 6.2 | --- | -0.99 | OK | 7.19 | 7.19 | 15.97% |  | 86.28
1 | 1 | 0 | 1125 | 1200W Misc Unmetered Photocell | 1200 | 486 | 81.72 | 81.72 | 1 | 5832 | 980.64 |  |  |  |  | 486 | 81.72 | --- | -13.11 | OK | 94.83 | 94.83 | 16.04% |  | 1137.96
1 | 1 | 0 | 1127 | 2420W Misc Unmetered-Photocell | 2420 | 981 | 164.92 | 164.92 | 1 | 11772 | 1979.04 |  |  |  |  | 981 | 164.92 | --- | -26.44 | OK | 191.36 | 191.36 | 16.03% |  | 2296.32
1 | 1 | 0 | 1131 | Misc. Sign 425W Photocell | 425 | 163 | 27.4 | 27.4 | 1 | 1956 | 328.8 |  |  |  |  | 163 | 27.4 | --- | -4.4 | OK | 31.8 | 31.8 | 16.06% |  | 381.6
1 | 1 | 0 | 1133 | Misc. Sign 1890W - Photocell | 1890 | 693 | 116.49 | 116.49 | 1 | 8316 | 1397.88 |  |  |  |  | 693 | 116.49 | --- | -18.69 | OK | 135.18 | 135.18 | 16.04% |  | 1622.16
1 | 1 | 0 | 1140 | Misc LED Sign | 2040 | 1092 | 162 | 162 | 1 | 13104 | 1944 |  |  |  |  | 1092 | 162 | --- | -26.06 | OK | 188.06 | 188.06 | 16.09% |  | 2256.72
54 | 54 | 0 | 1144 | 82w Individual Decorative Light | 82 | 27 | 4.54 | 4.54 | 54 | 17496 | 2941.92 |  |  |  |  | 27 | 4.54 | --- | -0.73 | OK | 5.27 | 5.27 | 16.08% |  | 3414.96
1 | 1 | 0 | 1145 | 230W Misc LED Lights | 230 | 77 | 12.92 | 12.92 | 1 | 924 | 155.04 |  |  |  |  | 77 | 12.92 | --- | -2.07 | OK | 14.99 | 14.99 | 16.02% |  | 179.88
1 | 1 | 0 | 1146 | 280W Business Sign | 280 | 204 | 25.59 | 25.59 | 1 | 2448 | 307.08 |  |  |  |  | 204 | 25.59 | --- | -4.41 | OK | 30 | 30 | 17.23% |  | 360
3 | 4 | 1 | 1149 | 1 - 129W LED Street Light | 129 | 4.83 | 7.24 | 7.24 | 4 | 231.84 | 347.52 |  |  |  |  | 4.83 | 7.24 | --- | -1.16 | OK | 8.4 | 8.4 | 16.02% |  | 403.2
1 | 1 | 0 | 1150 | 200W Business Sign - Continuous | 200 | 186 | 16.4568 | 16.4568 | 1 | 2232 | 197.4814 |  |  |  |  | 186 | 16.4568 | --- | -5.5385 | OK | 21.9953 | 21.9953 | 33.65% |  | 263.9437
1 | 1 | 0 | 1151 | 2400W Misc Lights | 2400 | 840 | 141.19 | 141.19 | 1 | 10080 | 1694.28 |  |  |  |  | 840 | 141.19 | --- | -22.65 | OK | 163.84 | 163.84 | 16.04% |  | 1966.08
1 | 1 | 0 | 1152 | 8 - 250W High Pressure Sodium Lights - Photocell | 2000 | 813 | 136.68 | 136.68 | 1 | 9756 | 1640.16 |  |  |  |  | 813 | 136.68 | --- | -21.92 | OK | 158.6 | 158.6 | 16.04% |  | 1903.2
1 | 1 | 0 | 1153 | 705 Msc Sign - Photocell | 705 | 271 | 45.59 | 45.59 | 1 | 3252 | 547.08 |  |  |  |  | 271 | 45.59 | --- | -7.32 | OK | 52.91 | 52.91 | 16.06% |  | 634.92
1 | 1 | 0 | 1154 | 2 - 400W Meal Halide - Photocell | 800 | 293 | 64.1268 | 64.1268 | 1 | 3516 | 769.5214 |  |  |  |  | 293 | 64.1268 | --- | -13.1085 | OK | 77.2353 | 77.2353 | 20.44% |  | 926.8237
1 | 1 | 0 | 1157 | 4 - 15W Misc Sign | 60 | 23 | 4.3479 | 4.3479 | 1 | 276 | 52.1747 |  |  |  |  | 23 | 4.3479 | --- | -0.28427 | OK | 4.6322 | 4.6322 | 6.538% | Minimum Charge applied | 55.5859
3 | 3 | 0 | 1158 | 396W -Crosswalk Light | 396 | 148 | 24.91 | 24.91 | 3 | 5328 | 896.76 |  |  |  |  | 148 | 24.91 | --- | -4.01 | OK | 28.92 | 28.92 | 16.1% |  | 1041.12
1 | 1 | 0 | 1161 | 660W Pylon Sign | 660 | 220 | 36.97 | 36.97 | 1 | 2640 | 443.64 |  |  |  |  | 220 | 36.97 | --- | -5.94 | OK | 42.91 | 42.91 | 16.07% |  | 514.92
1 | 1 | 0 | 1162 | Misc Camera | 495 | 45 | 16.4568 | 16.4568 | 1 | 540 | 197.4814 |  |  |  |  | 45 | 16.4568 | --- | -5.5385 | OK | 21.9953 | 21.9953 | 33.65% | Minimum Charge applied | 263.9437
1 | 1 | 0 | 1163 | 300W Metal Halide Sign | 300 | 95 | 16.5 | 16.5 | 1 | 1140 | 198 |  |  |  |  | 95 | 16.5 | --- | -2.67 | OK | 19.17 | 19.17 | 16.18% |  | 230.04
1 | 1 | 0 | 1164 | 1188W Pylon Sign | 1188 | 479 | 80.5 | 80.5 | 1 | 5748 | 966 |  |  |  |  | 479 | 80.5 | --- | -12.9 | OK | 93.4 | 93.4 | 16.02% |  | 1120.8
1 | 0 | -1 | 1166 | Flow Meter | 17 | 12 | 4.3479 | 4.3479 | 0 | 0 | 0 |  |  |  |  | 12 | 4.3479 | --- | -0.28427 | OK | 4.6322 | 4.6322 | 6.538% | Minimum Charge applied | 0
1 | 1 | 0 | 1167 | Misc Wireless Camera Cont | 25 | 18 | 4.3479 | 4.3479 | 1 | 216 | 52.1747 |  |  |  |  | 18 | 4.3479 | --- | -0.28427 | OK | 4.6322 | 4.6322 | 6.538% | Minimum Charge applied | 55.5859
1 | 1 | 0 | 1168 | 38 - Induction Ligths | 3040 | 740 | 141.46 | 141.46 | 1 | 8880 | 1697.52 |  |  |  |  | 740 | 141.46 | --- | -22.65 | OK | 164.11 | 164.11 | 16.01% |  | 1969.32
1 | 1 | 0 | 1169 | 1 - Power Fence | 12 | 9 | 4.3479 | 4.3479 | 1 | 108 | 52.1747 |  |  |  |  | 9 | 4.3479 | --- | -0.28427 | OK | 4.6322 | 4.6322 | 6.538% | Minimum Charge applied | 55.5859
1 | 1 | 0 | 1170 | 1 - 1920W Led Cont | 1920 | 1402 | 188.04 | 188.04 | 1 | 16824 | 2256.48 |  |  |  |  | 1402 | 188.04 | --- | -30.29 | OK | 218.33 | 218.33 | 16.11% |  | 2619.96
1 | 1 | 0 | 1171 | 1 - 96W LED 168 Hrs | 96 | 1 | 4.3479 | 4.3479 | 1 | 12 | 52.1747 |  |  |  |  | 1 | 4.3479 | --- | -0.28427 | OK | 4.6322 | 4.6322 | 6.538% | Minimum Charge applied | 55.5859
1 | 1 | 0 | 1172 | 4858W Pylon Sign | 4858 | 2285 | 342.5 | 342.5 | 1 | 27420 | 4110 |  |  |  |  | 2285 | 342.5 | --- | -55.05 | OK | 397.55 | 397.55 | 16.07% |  | 4770.6
1 | 1 | 0 | 1173 | 12 - 12W LED Light | 144 | 48 | 8.08 | 8.08 | 1 | 576 | 96.96 |  |  |  |  | 48 | 8.08 | --- | -1.29 | OK | 9.37 | 9.37 | 15.97% |  | 112.44
1 | 1 | 0 | 1174 | 1 - 768W Misc Sign | 768 | 308 | 51.78 | 51.78 | 1 | 3696 | 621.36 |  |  |  |  | 308 | 51.78 | --- | -8.3 | OK | 60.08 | 60.08 | 16.03% |  | 720.96
1 | 1 | 0 | 1177 | 1 - 1000W MA | 1000 | 162 | 37.1 | 37.1 | 1 | 1944 | 445.2 |  |  |  |  | 162 | 37.1 | --- | -5.93 | OK | 43.03 | 43.03 | 15.98% |  | 516.36
1 | 1 | 0 | 1185 | 623W Fluorescent Sign | 623 | 208 | 34.96 | 34.96 | 1 | 2496 | 419.52 |  |  |  |  | 208 | 34.96 | --- | -5.61 | OK | 40.57 | 40.57 | 16.05% |  | 486.84
1 | 1 | 0 | 1186 | 450W LED Sign | 450 | 150 | 25.22 | 25.22 | 1 | 1800 | 302.64 |  |  |  |  | 150 | 25.22 | --- | -4.04 | OK | 29.26 | 29.26 | 16.02% |  | 351.12
1 | 1 | 0 | 1187 | 4284W Sign | 4284 | 1428 | 240.03 | 240.03 | 1 | 17136 | 2880.36 |  |  |  |  | 1428 | 240.03 | --- | -38.51 | OK | 278.54 | 278.54 | 16.04% |  | 3342.48
1 | 1 | 0 | 1188 | 3046W Sign | 3046 | 1016 | 170.72 | 170.72 | 1 | 12192 | 2048.64 |  |  |  |  | 1016 | 170.72 | --- | -27.39 | OK | 198.11 | 198.11 | 16.04% |  | 2377.32
1 | 1 | 0 | 1189 | 940W Sign | 940 | 313 | 52.63 | 52.63 | 1 | 3756 | 631.56 |  |  |  |  | 313 | 52.63 | --- | -8.45 | OK | 61.08 | 61.08 | 16.06% |  | 732.96
1 | 0 | -1 | 1190 | 128W Plyon Sign | 128 | 43 | 7.23 | 7.23 | 0 | 0 | 0 |  |  |  |  | 43 | 7.23 | --- | -1.16 | OK | 8.39 | 8.39 | 16.04% |  | 0
3 | 3 | 0 | 1191 | 240W Fire Alarm Radio | 240 | 80 | 13.45 | 13.45 | 3 | 2880 | 484.2 |  |  |  |  | 80 | 13.45 | --- | -2.15 | OK | 15.6 | 15.6 | 15.99% |  | 561.6
5 | 9 | 4 | 1192 | 60W LED Light | 60 | 44 | 3.36 | 3.36 | 9 | 4752 | 362.88 |  |  |  |  | 44 | 3.36 | --- | -0.54 | OK | 3.9 | 3.9 | 16.07% |  | 421.2
1 | 1 | 0 | 1198 | 1395W Fluorescent Sign | 1395 | 465 | 78.16 | 78.16 | 1 | 5580 | 937.92 |  |  |  |  | 465 | 78.16 | --- | -12.54 | OK | 90.7 | 90.7 | 16.04% |  | 1088.4
1 | 1 | 0 | 1199 | 2000W Cell Phone Micro Po | 2000 | 1460 | 195.83 | 195.83 | 1 | 17520 | 2349.96 |  |  |  |  | 1460 | 195.83 | --- | -31.54 | OK | 227.37 | 227.37 | 16.11% |  | 2728.44
1 | 1 | 0 | 1201 | 876W Pylon Sign | 876 | 292 | 49.08 | 49.08 | 1 | 3504 | 588.96 |  |  |  |  | 292 | 49.08 | --- | -7.86 | OK | 56.94 | 56.94 | 16.01% |  | 683.28
96 | 94 | -2 | 1203 | 134W LED Sign | 134 | 45 | 7.55 | 7.55 | 94 | 50760 | 8516.4 |  |  |  |  | 45 | 7.55 | --- | -1.22 | OK | 8.77 | 8.77 | 16.16% |  | 9892.56
1 | 1 | 0 | 1206 | 1632W Misc Unmetered | 1632 | 8 | 20.43 | 20.43 | 1 | 96 | 245.16 |  |  |  |  | 8 | 20.43 | --- | -3.23 | OK | 23.66 | 23.66 | 15.81% |  | 283.92
1 | 1 | 0 | 1207 | 11W LED Light | 11 | 4 | 1.06 | 1.06 | 1 | 48 | 12.72 |  |  |  |  | 4 | 1.06 | --- | -0.18 | OK | 1.24 | 1.24 | 16.98% |  | 14.88
1 | 1 | 0 | 1209 | Sewer Flow Meter | 105.12 | 9 | 17.9268 | 17.9268 | 1 | 108 | 215.1214 |  |  |  |  | 9 | 17.9268 | --- | -5.7585 | OK | 23.6853 | 23.6853 | 32.12% | Applied the Small General customer charge | 284.2237
1 | 1 | 0 | 1210 | 3817W Pylon Sign | 3817 | 1272 | 213.81 | 213.81 | 1 | 15264 | 2565.72 |  |  |  |  | 1272 | 213.81 | --- | -34.3 | OK | 248.11 | 248.11 | 16.04% |  | 2977.32
1 | 1 | 0 | 1211 | 442.5W Crosswalk Sign | 425 | 142 | 17.51 | 17.51 | 1 | 1704 | 210.12 |  |  |  |  | 142 | 17.51 | --- | --- | OK | 17.51 | 17.51 | 0% |  | 210.12
1 | 1 | 0 | 1212 | 6000W LED Light | 6000 | 2000 | 336.17 | 336.17 | 1 | 24000 | 4034.04 |  |  |  |  | 2000 | 336.17 | --- | -53.93 | OK | 390.1 | 390.1 | 16.04% |  | 4681.2
6 | 6 | 0 | 1213 | 97W LED Light | 97 | 71 | 9.5 | 9.5 | 6 | 5112 | 684 |  |  |  |  | 71 | 9.5 | --- | -1.53 | OK | 11.03 | 11.03 | 16.11% |  | 794.16
2 | 2 | 0 | 1215 | 720W Pylon Sign - Continu | 720 | 526 | 40.34 | 40.34 | 2 | 12624 | 968.16 |  |  |  |  | 526 | 40.34 | --- | -6.47 | OK | 46.81 | 46.81 | 16.04% |  | 1123.44
1 | 1 | 0 | 1216 | 922W Crosswalk Light | 922 | 338 | 56.96 | 56.96 | 1 | 4056 | 683.52 |  |  |  |  | 338 | 56.96 | --- | -9.14 | OK | 66.1 | 66.1 | 16.05% |  | 793.2
1 | 1 | 0 | 1218 | 875W Decorative Light | 875 | 304 | 97.92 | 97.92 | 1 | 3648 | 1175.04 |  |  |  |  | 304 | 97.92 | --- | -15.77 | OK | 113.69 | 113.69 | 16.1% |  | 1364.28
1 | 1 | 0 | 1220 | Fire Dept Pager | 25 | 1 | 2.24 | 2.24 | 1 | 12 | 26.88 |  |  |  |  | 1 | 2.24 | --- | -0.37 | OK | 2.61 | 2.61 | 16.52% |  | 31.32
1 | 1 | 0 | 1221 | 400W Continuous Crosswalk | 350 | 329 | 39.17 | 39.17 | 1 | 3948 | 470.04 |  |  |  |  | 329 | 39.17 | --- | -6.31 | OK | 45.48 | 45.48 | 16.11% |  | 545.76
1 | 1 | 0 | 1223 | 46W Business Sign | 46 | 15 | 2.53 | 2.53 | 1 | 180 | 30.36 |  |  |  |  | 15 | 2.53 | --- | -0.42 | OK | 2.95 | 2.95 | 16.6% |  | 35.4
1 | 1 | 0 | 1224 | 1800W Business Sign | 1800 | 652 | 109.59 | 109.59 | 1 | 7824 | 1315.08 |  |  |  |  | 652 | 109.59 | --- | -17.58 | OK | 127.17 | 127.17 | 16.04% |  | 1526.04
5 | 5 | 0 | 1227 | 1 - 4600W Misc Sign | 3400 | 3358 | 450.41 | 450.41 | 5 | 201480 | 27024.6 |  |  |  |  | 3358 | 450.41 | --- | -72.54 | OK | 522.95 | 522.95 | 16.11% |  | 31377
1 | 1 | 0 | 1229 | 800W Pylon Sign | 800 | 339 | 57.03 | 57.03 | 1 | 4068 | 684.36 |  |  |  |  | 339 | 57.03 | --- | -9.14 | OK | 66.17 | 66.17 | 16.03% |  | 794.04
1 | 1 | 0 | 1233 | 288W Pylon Sign | 288 | 210 | 28.19 | 28.19 | 1 | 2520 | 338.28 |  |  |  |  | 210 | 28.19 | --- | -4.55 | OK | 32.74 | 32.74 | 16.14% |  | 392.88
6 | 4 | -2 | 1234 | 1000W Crosswalk | 1000 | 271 | 51.53 | 51.53 | 4 | 13008 | 2473.44 |  |  |  |  | 271 | 51.53 | --- | -8.25 | OK | 59.78 | 59.78 | 16.01% |  | 2869.44
1 | 1 | 0 | 1236 | 696W Pylon Sign | 696 | 256 | 42.98 | 42.98 | 1 | 3072 | 515.76 |  |  |  |  | 256 | 42.98 | --- | -6.89 | OK | 49.87 | 49.87 | 16.03% |  | 598.44
1 | 0 | -1 | 331 | 180W LP Sodium Energy Onl | 70 | 80 | 13.17 | 13.17 | 0 | 0 | 0 |  |  |  |  | 80 | 13.17 | --- | --- | OK | 13.17 | 13.17 | 0% |  | 0
5 | 5 | 0 | 333 | 175W HP Sodium Energy Onl | 175 | 76 | 12.79 | 12.79 | 5 | 4560 | 767.4 |  |  |  |  | 76 | 12.79 | --- | -2.04 | OK | 14.83 | 14.83 | 15.95% |  | 889.8
1 | 1 | 0 | 1240 | 900W Decorative St Lighti | 900 | 300 | 50.42 | 50.42 | 1 | 3600 | 605.04 |  |  |  |  | 300 | 50.42 | --- | -8.1 | OK | 58.52 | 58.52 | 16.07% |  | 702.24
1 | 1 | 0 | 1243 | 1 - 518.4 W Pylon Sign | 518.4 | 71 | 16.82 | 16.82 | 1 | 852 | 201.84 |  |  |  |  | 71 | 16.82 | --- | -2.68 | OK | 19.5 | 19.5 | 15.93% |  | 234
1 | 1 | 0 | 1244 | 1 - 561.6W Pylon Sign | 561.6 | 266 | 44.74 | 44.74 | 1 | 3192 | 536.88 |  |  |  |  | 266 | 44.74 | --- | -7.19 | OK | 51.93 | 51.93 | 16.07% |  | 623.16
1 | 1 | 0 | 1247 | 324W LED Sign | 85 | 108 | 12.32 | 12.32 | 1 | 1296 | 147.84 |  |  |  |  | 108 | 12.32 | --- | -2 | OK | 14.32 | 14.32 | 16.23% |  | 171.84
1 | 1 | 0 | 1252 | 1 - 394W LED Billboard sign | 393.6 | 131 | 22.05 | 22.05 | 1 | 1572 | 264.6 |  |  |  |  | 131 | 22.05 | --- | -3.53 | OK | 25.58 | 25.58 | 16.01% |  | 306.96
1 | 1 | 0 | 1253 | 10-20 W Light | 15 | 5 | 0.84 | 0.84 | 1 | 60 | 10.08 |  |  |  |  | 5 | 0.84 | --- | -0.14 | OK | 0.98 | 0.98 | 16.67% |  | 11.76
1 | 1 | 0 | 1254 | 1-1000W LED Sign | 1000 | 304 | 55.97 | 55.97 | 1 | 3648 | 671.64 |  |  |  |  | 304 | 55.97 | --- | -9.06 | OK | 65.03 | 65.03 | 16.19% |  | 780.36
3 | 3 | 0 | 1257 | 250W Directional Light | 249.6 | 128 | 18.72 | 18.72 | 3 | 4608 | 673.92 |  |  |  |  | 128 | 18.72 | --- | -3.01 | OK | 21.73 | 21.73 | 16.08% |  | 782.28
1 | 1 | 0 | 1258 | 234W LED Sign | 234 | 78 | 13.12 | 13.12 | 1 | 936 | 157.44 |  |  |  |  | 78 | 13.12 | --- | -2.1 | OK | 15.22 | 15.22 | 16.01% |  | 182.64
1 | 1 | 0 | 1261 | 1 - 700W Road Sign | 720 | 117 | 25.89 | 25.89 | 1 | 1404 | 310.68 |  |  |  |  | 117 | 25.89 | --- | -4.15 | OK | 30.04 | 30.04 | 16.03% |  | 360.48
1 | 1 | 0 | 1262 | 1 - 320 W LED Flood Light | 320 | 107 | 17.97 | 17.97 | 1 | 1284 | 215.64 |  |  |  |  | 107 | 17.97 | --- | -2.88 | OK | 20.85 | 20.85 | 16.03% |  | 250.2
1 | 1 | 0 | 1263 | 1- 2000W Misc. Unmetered | 2000 | 122 | 41.95 | 41.95 | 1 | 1464 | 503.4 |  |  |  |  | 122 | 41.95 | --- | -6.69 | OK | 48.64 | 48.64 | 15.95% |  | 583.68
1 | 1 | 0 | 1265 | 4-145W Lights | 580 | 194 | 32.57 | 32.57 | 1 | 2328 | 390.84 |  |  |  |  | 194 | 32.57 | --- | -5.22 | OK | 37.79 | 37.79 | 16.03% |  | 453.48
1 | 1 | 0 | 1266 | 4-200W lights | 800 | 100 | 24.51 | 24.51 | 1 | 1200 | 294.12 |  |  |  |  | 100 | 24.51 | --- | -3.91 | OK | 28.42 | 28.42 | 15.95% |  | 341.04
6 | 6 | 0 | 1267 | 2-40W LED Crosswalk lights | 80 | 27 | 4.51 | 4.51 | 6 | 1944 | 324.72 |  |  |  |  | 27 | 4.51 | --- | -0.73 | OK | 5.24 | 5.24 | 16.19% |  | 377.28
1 | 1 | 0 | 1269 | 59W Security Camera | 59 | 43 | 5.77 | 5.77 | 1 | 516 | 69.24 |  |  |  |  | 43 | 5.77 | --- | -0.93 | OK | 6.7 | 6.7 | 16.12% |  | 80.4
1 | 0 | -1 | 1271 | 128 W Track and Triangular top Sign. | 128 | 43 | 7.23 | 7.23 | 0 | 0 | 0 |  |  |  |  | 43 | 7.23 | --- | -1.16 | OK | 8.39 | 8.39 | 16.04% |  | 0
8 | 6 | -2 | 1275 | 1000W Flood Light | 1000 | 333 | 55.99 | 55.99 | 6 | 23976 | 4031.28 |  |  |  |  | 333 | 55.99 | --- | -8.99 | OK | 64.98 | 64.98 | 16.06% |  | 4678.56
437 | 471 | 34 | 1277 | 1 - 305W Misc. Unmetered - Continuous | 304.7 | 222 | 29.79 | 29.79 | 471 | 1254744 | 168373.08 |  |  |  |  | 222 | 29.79 | --- | -4.8 | OK | 34.59 | 34.59 | 16.11% |  | 195502.68
1 | 1 | 0 | 1279 | 1064W Pylon message board | 1064 | 777 | 104.22 | 104.22 | 1 | 9324 | 1250.64 |  |  |  |  | 777 | 104.22 | --- | -16.79 | OK | 121.01 | 121.01 | 16.11% |  | 1452.12
1 | 1 | 0 | 1280 | 13-200W LED Luminaries | 2600 | 867 | 145.71 | 145.71 | 1 | 10404 | 1748.52 |  |  |  |  | 867 | 145.71 | --- | -23.37 | OK | 169.08 | 169.08 | 16.04% |  | 2028.96
1 | 1 | 0 | 1281 | 4-110W LED Luminaries | 440 | 147 | 24.69 | 24.69 | 1 | 1764 | 296.28 |  |  |  |  | 147 | 24.69 | --- | -3.96 | OK | 28.65 | 28.65 | 16.04% |  | 343.8
1 | 1 | 0 | 1282 | 1-720W Pylon Sign | 720 | 240 | 40.34 | 40.34 | 1 | 2880 | 484.08 |  |  |  |  | 240 | 40.34 | --- | -6.47 | OK | 46.81 | 46.81 | 16.04% |  | 561.72
1 | 1 | 0 | 1283 | 1-1920W LED Road Sign | 1920 | 934 | 138.62 | 138.62 | 1 | 11208 | 1663.44 |  |  |  |  | 934 | 138.62 | --- | -22.29 | OK | 160.91 | 160.91 | 16.08% |  | 1930.92
1 | 1 | 0 | 1286 | 67.5W Pylon Sign | 67.5 | 23 | 3.85 | 3.85 | 1 | 276 | 46.2 |  |  |  |  | 23 | 3.85 | --- | -0.62 | OK | 4.47 | 4.47 | 16.1% |  | 53.64
2 | 2 | 0 | 1288 | 30W Miscl. Unmetered | 30 | 30 | 2.95 | 2.95 | 2 | 720 | 70.8 |  |  |  |  | 30 | 2.95 | --- | -0.47 | OK | 3.42 | 3.42 | 15.93% |  | 82.08
5 | 6 | 1 | 1289 | 400W Metal Halide Photocell | 400 | 400 | 22.38 | 22.38 | 6 | 28800 | 1611.36 |  |  |  |  | 400 | 22.38 | --- | -3.59 | OK | 25.97 | 25.97 | 16.04% |  | 1869.84
1 | 1 | 0 | 1290 | 742.5W LED Electronic Sign | 742.5 | 407 | 58.46 | 58.46 | 1 | 4884 | 701.52 |  |  |  |  | 407 | 58.46 | --- | -9.41 | OK | 67.87 | 67.87 | 16.1% |  | 814.44
1 | 1 | 0 | 1292 | 1 - 1000W LED sign | 720 | 333 | 70.54 | 70.54 | 1 | 3996 | 846.48 |  |  |  |  | 333 | 70.54 | --- | -11.36 | OK | 81.9 | 81.9 | 16.1% |  | 982.8
1 | 1 | 0 | 1293 | 1123.5 W Pylon Sign | 2508 | 375 | 153.75 | 153.75 | 1 | 4500 | 1845 |  |  |  |  | 375 | 153.75 | --- | -24.88 | OK | 178.63 | 178.63 | 16.18% |  | 2143.56
1 | 1 | 0 | 1294 | 10560 W Electronic Billbaord | 10560 | 7709 | 1034.03 | 1034.03 | 1 | 92508 | 12408.36 |  |  |  |  | 7709 | 1034.03 | --- | -166.5 | OK | 1200.53 | 1200.53 | 16.1% |  | 14406.36
32 | 32 | 0 | 1299 | 1-27W LED Holiday Lights | 27 | 27 | 1.58 | 1.58 | 32 | 10368 | 606.72 |  |  |  |  | 27 | 1.58 | --- | -0.26 | OK | 1.84 | 1.84 | 16.46% |  | 706.56
1 | 1 | 0 | 1300 | 544 W Crosswalk Sign | 544 | 181 | 30.45 | 30.45 | 1 | 2172 | 365.4 |  |  |  |  | 181 | 30.45 | --- | -4.89 | OK | 35.34 | 35.34 | 16.06% |  | 424.08
1 | 1 | 0 | 1301 | 1380 LED sign board Sign | 1380 | 460 | 77.32 | 77.32 | 1 | 5520 | 927.84 |  |  |  |  | 460 | 77.32 | --- | -12.4 | OK | 89.72 | 89.72 | 16.04% |  | 1076.64
1 | 1 | 0 | 1304 | 2-38 W LED Signs | 76 | 25 | 4.22 | 4.22 | 1 | 300 | 50.64 |  |  |  |  | 25 | 4.22 | --- | -0.68 | OK | 4.9 | 4.9 | 16.11% |  | 58.8
1 | 0 | -1 | 1305 | 1584 W LED Signs | 1584 | 1156 | 155.07 | 155.07 | 0 | 0 | 0 |  |  |  |  | 1156 | 155.07 | --- | -24.98 | OK | 180.05 | 180.05 | 16.11% |  | 0
97 | 97 | 0 | 1306 | 12W Misc. Small Loads | 12 | 9 | 1.18 | 1.18 | 97 | 10476 | 1373.52 |  |  |  |  | 9 | 1.18 | --- | -0.19 | OK | 1.37 | 1.37 | 16.1% |  | 1594.68
1 | 1 | 0 | 1307 | 60W LED Cross walk signs | 60 | 20 | 3.36 | 3.36 | 1 | 240 | 40.32 |  |  |  |  | 20 | 3.36 | --- | -0.54 | OK | 3.9 | 3.9 | 16.07% |  | 46.8
1 | 1 | 0 | 1308 | 1800W 3 Sided LED Pylon Sign | 1800 | 600 | 100.85 | 100.85 | 1 | 7200 | 1210.2 |  |  |  |  | 600 | 100.85 | --- | -16.19 | OK | 117.04 | 117.04 | 16.05% |  | 1404.48
15 | 15 | 0 | 1310 | 60W LED Caster Lighting | 60 | 20 | 3.36 | 3.36 | 15 | 3600 | 604.8 |  |  |  |  | 20 | 3.36 | --- | -0.54 | OK | 3.9 | 3.9 | 16.07% |  | 702
1 | 1 | 0 | 1311 | 2400 W Misc. Small Loads | 2400 | 1752 | 234.99 | 234.99 | 1 | 21024 | 2819.88 |  |  |  |  | 1752 | 234.99 | --- | -37.85 | OK | 272.84 | 272.84 | 16.11% |  | 3274.08
1 | 1 | 0 | 1312 | 1 - 60 W Misc. Unmetered - Continous | 60 | 44 | 5.9 | 5.9 | 1 | 528 | 70.8 |  |  |  |  | 44 | 5.9 | --- | -0.95 | OK | 6.85 | 6.85 | 16.1% |  | 82.2
1 | 1 | 0 | 1314 | 1 - 748 W Misc. Load-Continous | 748 | 546 | 73.26 | 73.26 | 1 | 6552 | 879.12 |  |  |  |  | 546 | 73.26 | --- | -11.79 | OK | 85.05 | 85.05 | 16.09% |  | 1020.6
4 | 4 | 0 | 1317 | 1 - 2611W Miscl Loads | 2611 | 1046 | 164.46 | 164.46 | 4 | 50208 | 7894.08 |  |  |  |  | 1046 | 164.46 | --- | -26.43 | OK | 190.89 | 190.89 | 16.07% |  | 9162.72
1 | 1 | 0 | 1319 | 1 - 1363W Miscl Small Load | 1363.3 | 456 | 76.56 | 76.56 | 1 | 5472 | 918.72 |  |  |  |  | 456 | 76.56 | --- | -12.28 | OK | 88.84 | 88.84 | 16.04% |  | 1066.08
1 | 1 | 0 | 1320 | 400W Metal Halide Op Only | 400 | 150 | 68.42 | 68.42 | 1 | 1800 | 821.04 |  |  |  |  | 150 | 68.42 | --- | 39.16 | OK | 29.26 | 29.26 | -57.23% |  | 351.12
2 | 2 | 0 | 1321 | 1 - 698.5W Miscl Small Load | 698.5 | 510 | 68.42 | 68.42 | 2 | 12240 | 1642.08 |  |  |  |  | 510 | 68.42 | --- | -11.01 | OK | 79.43 | 79.43 | 16.09% |  | 1906.32
1 | 1 | 0 | 1322 | 30W Sign | 30 | 10 | 1.68 | 1.68 | 1 | 120 | 20.16 |  |  |  |  | 10 | 1.68 | --- | -0.27 | OK | 1.95 | 1.95 | 16.07% |  | 23.4
1 | 0 | -1 | 1323 | 1 - 1528.2 W LED Light | 1528.2 | 186 | 46.06 | 46.06 | 0 | 0 | 0 |  |  |  |  | 186 | 46.06 | --- | -7.35 | OK | 53.41 | 53.41 | 15.96% |  | 0
2 | 2 | 0 | 1324 | 1 - Misc. Crosswalk Sign - 336W | 336 | 164 | 26.69 | 26.69 | 2 | 3936 | 640.56 |  |  |  |  | 164 | 26.69 | --- | -4.29 | OK | 30.98 | 30.98 | 16.07% |  | 743.52
1 | 0 | -1 | 1325 | 122W Miscl Cont. Small Load | 122 | 89 | 11.92 | 11.92 | 0 | 0 | 0 |  |  |  |  | 89 | 11.92 | --- | -1.91 | OK | 13.83 | 13.83 | 16.02% |  | 0
1 | 1 | 0 | 1330 | 1 - 1836W Misc Unmetered Sign | 1836 | 612 | 102.86 | 102.86 | 1 | 7344 | 1234.32 |  |  |  |  | 612 | 102.86 | --- | -16.5 | OK | 119.36 | 119.36 | 16.04% |  | 1432.32
1 | 1 | 0 | 1332 | 1056W Misc Unmetered Lights | 1056 | 352 | 59.16 | 59.16 | 1 | 4224 | 709.92 |  |  |  |  | 352 | 59.16 | --- | -9.49 | OK | 68.65 | 68.65 | 16.04% |  | 823.8
1 | 1 | 0 | 1335 | 1000 W Metal Halide | 1000 | 376 | 110.41 | 110.41 | 1 | 4512 | 1324.92 |  |  |  |  | 376 | 110.41 | --- | -17.79 | OK | 128.2 | 128.2 | 16.11% |  | 1538.4
1 | 1 | 0 | 1340 | 112.6 W Miscl Loads | 45 | 83 | 11.13 | 11.13 | 1 | 996 | 133.56 |  |  |  |  | 83 | 11.13 | --- | -1.8 | OK | 12.93 | 12.93 | 16.17% |  | 155.16
1 | 1 | 0 | 1341 | 198 W Cross Walk Signs | 198 | 66 | 11.11 | 11.11 | 1 | 792 | 133.32 |  |  |  |  | 66 | 11.11 | --- | -1.78 | OK | 12.89 | 12.89 | 16.02% |  | 154.68
1 | 1 | 0 | 1342 | 1240W Sign | 1240 | 413 | 69.43 | 69.43 | 1 | 4956 | 833.16 |  |  |  |  | 413 | 69.43 | --- | -11.14 | OK | 80.57 | 80.57 | 16.04% |  | 966.84
1 | 1 | 0 | 1345 | 35 W Miscl. Loads | 30 | 22 | 2.95 | 2.95 | 1 | 264 | 35.4 |  |  |  |  | 22 | 2.95 | --- | -0.47 | OK | 3.42 | 3.42 | 15.93% |  | 41.04
1 | 1 | 0 | 1347 | 1 - 120W Radar Speed Sign | 120 | 88 | 11.79 | 11.79 | 1 | 1056 | 141.48 |  |  |  |  | 88 | 11.79 | --- | -1.9 | OK | 13.69 | 13.69 | 16.12% |  | 164.28
1 | 1 | 0 | 1348 | 1113.6 Misc. Unmetered -Photocell | 1113.6 | 371 | 62.38 | 62.38 | 1 | 4452 | 748.56 |  |  |  |  | 371 | 62.38 | --- | -10.02 | OK | 72.4 | 72.4 | 16.06% |  | 868.8
2 | 2 | 0 | 1351 | 22.8 W LED Light | 22.8 | 8 | 1.34 | 1.34 | 2 | 192 | 32.16 |  |  |  |  | 8 | 1.34 | --- | -0.22 | OK | 1.56 | 1.56 | 16.42% |  | 37.44
1 | 1 | 0 | 1353 | 240W Unmetered Misc. Load | 240 | 175 | 23.48 | 23.48 | 1 | 2100 | 281.76 |  |  |  |  | 175 | 23.48 | --- | -3.77 | OK | 27.25 | 27.25 | 16.06% |  | 327
1 | 0 | -1 | 1354 | 1000W Metal Halide St Lig | 1000 | 333 | 55.99 | 55.99 | 0 | 0 | 0 |  |  |  |  | 333 | 55.99 | --- | -8.99 | OK | 64.98 | 64.98 | 16.06% |  | 0
29 | 29 | 0 | 1355 | 150W Flood light | 150 | 50 | 8.41 | 8.41 | 29 | 17400 | 2926.68 |  |  |  |  | 50 | 8.41 | --- | -1.34 | OK | 9.75 | 9.75 | 15.93% |  | 3393
1 | 1 | 0 | 1356 | 2070W Light | 2070 | 630 | 109.65 | 109.65 | 1 | 7560 | 1315.8 |  |  |  |  | 630 | 109.65 | --- | -17.57 | OK | 127.22 | 127.22 | 16.02% |  | 1526.64
3 | 4 | 1 | 1358 | 260W Flood Light | 260 | 87 | 14.6 | 14.6 | 4 | 4176 | 700.8 |  |  |  |  | 87 | 14.6 | --- | -2.35 | OK | 16.95 | 16.95 | 16.1% |  | 813.6
1 | 2 | 1 | 1360 | 130W Flood Light | 130 | 43 | 7.25 | 7.25 | 2 | 1032 | 174 |  |  |  |  | 43 | 7.25 | --- | -1.16 | OK | 8.41 | 8.41 | 16% |  | 201.84
1 | 1 | 0 | 1361 | 3000W Pylong Sign | 300 | 100 | 16.8 | 16.8 | 1 | 1200 | 201.6 |  |  |  |  | 100 | 16.8 | --- | -2.71 | OK | 19.51 | 19.51 | 16.13% |  | 234.12
1 | 1 | 0 | 514 | 1 - 300W LED Traffic Light | 300 | 73 | 13.95 | 13.95 | 1 | 876 | 167.4 |  |  |  |  | 73 | 13.95 | --- | -2.24 | OK | 16.19 | 16.19 | 16.06% |  | 194.28
87 | 83 | -4 | 516 | 1 - 129W LED Traffic Light | 129 | 31 | 5.97 | 5.97 | 83 | 30876 | 5946.12 |  |  |  |  | 31 | 5.97 | --- | -0.95 | OK | 6.92 | 6.92 | 15.91% |  | 6892.32
27 | 8 | -19 | 835 | 44.8W Eastlink Repeater | 44.8 | 33 | 16.4568 | 16.4568 | 8 | 3168 | 1579.8513 |  |  |  |  | 33 | 16.4568 | --- | -5.5385 | OK | 21.9953 | 21.9953 | 33.65% | Fixed - Based on minimum charge | 2111.5499
1 | 1 | 0 | 628 | 65W LED Lights 600 Series | 65 | 22 | 10.86 | 10.86 | 1 | 264 | 130.32 |  |  |  |  | 22 | 10.86 | --- | -0.59 | OK | 11.45 | 11.45 | 5.433% |  | 137.4
1 | 1 | 0 | 1120 | 120W Miscellaneous Sign | 120 | 49 | 7.67 | 7.67 | 1 | 588 | 92.04 |  |  |  |  | 49 | 7.67 | --- | -1.24 | OK | 8.91 | 8.91 | 16.17% |  | 106.92
1 | 1 | 0 | 1254 | 1000W LED Sign | 1000 | 304 | 55.97 | 55.97 | 1 | 3648 | 671.64 |  |  |  |  | 304 | 55.97 | --- | -9.06 | OK | 65.03 | 65.03 | 16.19% |  | 780.36
3 | 4 | 1 | 1358 | 1-260W Flood Light | 260 | 87 | 14.6 | 14.6 | 4 | 4176 | 700.8 |  |  |  |  | 87 | 14.6 | --- | -2.35 | OK | 16.95 | 16.95 | 16.1% |  | 813.6
1 | 2 | 1 | 1360 | 130W Flood Light | 130 | 43 | 7.25 | 7.25 | 2 | 1032 | 174 |  |  |  |  | 43 | 7.25 | --- | -1.16 | OK | 8.41 | 8.41 | 16% |  | 201.84
1 | 1 | 0 | 1361 | 300W Pylon Sign | 300 | 100 | 16.8 | 16.8 | 1 | 1200 | 201.6 |  |  |  |  | 100 | 16.8 | --- | -2.71 | OK | 19.51 | 19.51 | 16.13% |  | 234.12
2 | 2 | 0 | 1367 | 50W Radar Speed Sign | 50 | 37 | 4.95 | 4.95 | 2 | 888 | 118.8 |  |  |  |  | 37 | 4.95 | --- | -0.79 | OK | 5.74 | 5.74 | 15.96% |  | 137.76
1 | 1 | 0 | 1368 | 1 1200W Misc Unmetered Photocell | 1200 | 437 | 71.14 | 71.14 | 1 | 5244 | 853.68 |  |  |  |  | 437 | 71.14 | --- | -11.42 | OK | 82.56 | 82.56 | 16.05% |  | 990.72
2 | 2 | 0 | 1370 | 120W Speed Rader | 120 | 88 | 11.79 | 11.79 | 2 | 2112 | 282.96 |  |  |  |  | 88 | 11.79 | --- | -1.9 | OK | 13.69 | 13.69 | 16.12% |  | 328.56
1 | 1 | 0 | 1371 | 240W Miscl. Load | 240 | 175 | 23.48 | 23.48 | 1 | 2100 | 281.76 |  |  |  |  | 175 | 23.48 | --- | -3.77 | OK | 27.25 | 27.25 | 16.06% |  | 327
1 | 1 | 0 | 1374 | 144W LED Pylon Sign | 144 | 35 | 6.7 | 6.7 | 1 | 420 | 80.4 |  |  |  |  | 35 | 6.7 | --- | -1.08 | OK | 7.78 | 7.78 | 16.12% |  | 93.36
1 | 3 | 2 | 1378 | 2315W Misc. Load | 2315 | 1690 | 226.68 | 226.68 | 3 | 60840 | 8160.48 |  | 2.315 | 6.945 | 6.945 | 1690 | 226.68 | --- | -36.5 | OK | 263.18 | 263.18 | 16.1% |  | 9474.48
1 | 1 | 0 | 1382 | 2760W Pylong Sign | 2760 | 682 | 128.44 | 128.44 | 1 | 8184 | 1541.28 |  | 2.76 | 2.76 | 2.76 | 682 | 128.44 | --- | -20.58 | OK | 149.02 | 149.02 | 16.02% |  | 1788.24
Unaccounted for
8974 | 9604 | 630 |  | TOTALS |  |  |  |  | 9604 | 23777024.84 | 3306091.462 | 9926.0736 |  | 2947.0285 | 2357.878 | [7 empty] | 9604 | 23777024.84 | 3840009.0008 | 16309.1661
RATE COUNT:
|  |  | 395 |  |  |  | PER MONTH = |  |  | 1981418.7367 | 276334.7946 | [13 empty] | 3840009.0008
[7 empty] | 2025 Unit Revenue |  |  | 0.13905 | [13 empty] | 0.1615 | 16.15%

## 2026 Rates
"PROPOSED SMOOTHED RATES - EFFECTIVE JANUARY 1, 2026"
Components of Small General Tariff
CALCULATION OF UNMETERED SERVICE RATES
[13 empty] | RATE INC./(DEC.): |  | 0%
Components of Misc. Small Loads Rate |  |  |  |  | RATE INC./(DEC.): |  | 10.76% |  | RATE INC./(DEC.): |  | 0%
[12 empty] | Customer Charge |  |  | 21.9953
Demand Charge |  |  | 13.6392 |  | Recreational Area Lighting Rate: |  |  |  | Large Industrial Tariff: |  |  | 1st Block Energy Charge @ 200 kW.h |  |  | 0.18789
1st Block Energy Charge @ 200 kW.h |  |  | 0.1751 | [8 empty] | All Additional kW.h Energy Charge |  |  | 0.16982
All Additional kW.h Energy Charge |  |  | 0.12269 |  | Energy Charge |  | 0.11223 |  | Energy Charge |  | 0.10058
Minimum Charge | 4.6322 | / month | 13.6392
Minimum Bill | 21.9953 | / month
10% cap unit cost
CROSSWALK SIGNS
|  | Demand | Ballast | Demand | Energy per Month |  | Demand | 1st Block | 1st Block | All Addional Energy |  | All Add. Energy Charge |  | Total Monthly Charge
Rate Code | Wattage | in KW | % | incl. Ballast | Photocell | Continuous | Charge | Energy | Energy Chg. | Photocell | Continuous | Photocell | Continuous | Photocell | Continuous | Continous ?
DEMAND & ENERGY CALCULATION ONLY FOR 100, 200 & 300 SERIES RATE CODES
100 | 100 | 0.1 | 29% | 0.129 | 43 | 94 | 1.76 | 26 | 4.55 | 17 |  | 2.09 |  | 8.4 | N/A
101 | 125 | 0.125 | 24.8% | 0.156 | 52 | 114 | 2.13 | 31 | 5.43 | 21 |  | 2.58 |  | 10.14 | N/A
102 | 175 | 0.175 | 18.29% | 0.20701 | 69 | 151 | 2.82 | 41 | 7.18 | 28 |  | 3.44 |  | 13.44 | N/A
103 | 250 | 0.25 | 16.4% | 0.291 | 97 | 212 | 3.97 | 58 | 10.16 | 39 |  | 4.78 |  | 18.91 | N/A
104 | 400 | 0.4 | 15.5% | 0.462 | 154 | 337 | 6.3 | 92 | 16.11 | 62 |  | 7.61 |  | 30.02 | 52.47
105 | 700 | 0.7 | 11.4% | 0.7798 | 260 | 569 | 10.64 | 156 | 27.32 | 104 |  | 12.76 |  | 50.72 | 88.63
106 | 1000 | 1 | 8.9% | 1.089 | 363 | 795 | 14.85 | 218 | 38.17 | 145 |  | 17.79 |  | 70.81 | 123.81
107 | 250 | 0.25 | 16.4% | 0.291 | 97 | 212 | 3.97 | 58 | 10.16 | 39 |  | 4.78 |  | N/A | 33.02 | yes
110 | 48 | 0.048 | 90% | 0.0912 | 30 | 67 | 1.24 | 18 | 3.15 | 12 |  | 1.47 |  | 5.86 | 10.4
111 | 96 | 0.096 | 165% | 0.2544 | 85 | 186 | 3.47 | 51 | 8.93 | 34 |  | 4.17 |  | 16.57 | 28.96
112 | 144 | 0.144 | 142% | 0.34848 | 116 | 254 | 4.75 | 70 | 12.26 | 46 |  | 5.64 |  | 22.65 | 39.58
113 | 288 | 0.288 | 131% | 0.66528 | 222 | 486 | 9.07 | 133 | 23.29 | 89 |  | 10.92 |  | 43.28 | 75.67
114 | 96 | 0.096 | 46.88% | 0.141 | 47 | 103 | 1.92 | 28 | 4.9 | 19 |  | 2.33 |  | 9.15 | 16.02
115 | 72 | 0.072 | 150% | 0.18 | 60 | 131 | 2.46 | 36 | 6.3 | 24 |  | 2.94 |  | 11.7 | 20.42
116 | 192 | 0.192 | 160% | 0.4992 | 166 | 364 | 6.81 | 100 | 17.51 | 66 |  | 8.1 |  | 32.42 | 56.71
117 | 288 | 0.288 | 131% | 0.66528 | 222 | 486 | 9.07 | 133 | 23.29 | 89 |  | 10.92 |  | 43.28 | 75.67 | yes
118 | 48 | 0.048 | 87.5% | 0.09 | 30 | 66 | 1.23 | 18 | 3.15 | 12 |  | 1.47 |  | 5.85 | 10.27 | yes
119 | 192 | 0.192 | 160% | 0.4992 | 166 | 364 | 6.81 | 100 | 17.51 | 66 |  | 8.1 |  | 32.42 | 56.71 | yes
120 | 192 | 0.192 | 81% | 0.34752 | 116 | 254 | 4.74 | 70 | 12.26 | 46 |  | 5.64 |  | 22.64 | 39.57 | yes
121 | 250 | 0.25 | 20% | 0.3 | 100 | 219 | 4.09 | 60 | 10.51 | 40 |  | 4.91 |  | 19.51 | 34.11
122 | 400 | 0.4 | 12.5% | 0.45 | 150 | 329 | 6.14 | 90 | 15.76 | 60 |  | 7.36 |  | 29.26 | 51.22
123 | 70 | 0.07 | 37% | 0.0959 | 32 | 70 | 1.31 | 19 | 3.33 | 13 |  | 1.59 |  | 6.23 | 10.9
124 | 100 | 0.1 | 35% | 0.135 | 45 | 99 | 1.84 | 27 | 4.73 | 18 |  | 2.21 |  | 8.78 | 15.4
125 | 150 | 0.15 | 30% | 0.195 | 65 | 142 | 2.66 | 39 | 6.83 | 26 |  | 3.19 |  | 12.68 | 22.13
126 | 100 | 0.1 | 35% | 0.135 | 45 | 99 | 1.84 | 27 | 4.73 | 18 |  | 2.21 |  | 8.78 | 15.4 | yes
130 | 135 | 0.135 | 33.33% | 0.18 | 60 | 131 | 2.45 | 36 | 6.3 | 24 |  | 2.94 |  | 11.69 | 20.41
131 | 180 | 0.18 | 33.33% | 0.23999 | 80 | 175 | 3.27 | 48 | 8.4 | 32 |  | 3.93 |  | 15.6 | 27.25
132 | 90 | 0.09 | 50% | 0.135 | 45 | 99 | 1.84 | 27 | 4.73 | 18 |  | 2.21 |  | 8.78 | 15.4
140 | 400 | 0.4 | 12.5% | 0.45 | 150 | 329 | 6.14 | 90 | 15.76 | 60 |  | 7.36 |  | 29.26 | 51.22
141 | 1000 | 1 | 8% | 1.08 | 360 | 788 | 14.73 | 216 | 37.82 | 144 |  | 17.67 |  | 70.22 | 122.73
142 | 250 | 0.25 | 20% | 0.3 | 100 | 219 | 4.09 | 60 | 10.51 | 40 |  | 4.91 |  | 19.51 | 34.11
143 | 150 | 0.15 | 33.33% | 0.19999 | 67 | 146 | 2.73 | 40 | 7 | 27 |  | 3.31 |  | 13.04 | 22.74
144 | 100 | 0.1 | 50% | 0.15 | 50 | 110 | 2.05 | 30 | 5.25 | 20 |  | 2.45 |  | 9.75 | 17.12
150 | 840 | 0.84 | 0% | 0.84 | 280 | 613 | 11.46 | 168 | 29.42 | 112 |  | 13.74 |  | 54.62 | 95.48 | yes
201 | 125 | 0.125 | 24.8% | 0.156 | 52 | 114 | 2.13 | 31 | 5.43 | 21 |  | 2.58 |  | 10.14 | 17.74
202 | 175 | 0.175 | 18.29% | 0.20701 | 69 | 151 | 2.82 | 41 | 7.18 | 28 |  | 3.44 |  | 13.44 | 23.5
203 | 250 | 0.25 | 16.4% | 0.291 | 97 | 212 | 3.97 | 58 | 10.16 | 39 |  | 4.78 |  | 18.91 | 33.02
204 | 400 | 0.4 | 15.5% | 0.462 | 154 | 337 | 6.3 | 92 | 16.11 | 62 |  | 7.61 |  | 30.02 | 52.47
205 | 700 | 0.7 | 11.4% | 0.7798 | 260 | 569 | 10.64 | 156 | 27.32 | 104 |  | 12.76 |  | 50.72 | 88.63
206 | 1000 | 1 | 8.9% | 1.089 | 363 | 795 | 14.85 | 218 | 38.17 | 145 |  | 17.79 |  | 70.81 | 123.81
213 | 340 | 0.34 | 96% | 0.6664 | 222 | 486 | 9.09 | 133 | 23.29 | 89 |  | 10.92 |  | 43.3 | 75.69
214 | 110 | 0.11 | 28% | 0.1408 | 47 | 103 | 1.92 | 28 | 4.9 | 19 |  | 2.33 |  | 9.15 | 16.02
215 | 85 | 0.085 | 110% | 0.1785 | 60 | 130 | 2.43 | 36 | 6.3 | 24 |  | 2.94 |  | 11.67 | 20.26
216 | 240 | 0.24 | 108% | 0.4992 | 166 | 364 | 6.81 | 100 | 17.51 | 66 |  | 8.1 |  | 32.42 | 56.71
217 | 60 | 0.06 | 145% | 0.147 | 49 | 107 | 2 | 29 | 5.08 | 20 |  | 2.45 |  | 9.53 | 16.65
218 | 120 | 0.12 | 113% | 0.2556 | 85 | 187 | 3.49 | 51 | 8.93 | 34 |  | 4.17 |  | 16.59 | 29.11
221 | 250 | 0.25 | 20% | 0.3 | 100 | 219 | 4.09 | 60 | 10.51 | 40 |  | 4.91 |  | 19.51 | 34.11
222 | 70 | 0.07 | 37% | 0.0959 | 32 | 70 | 1.31 | 19 | 3.33 | 13 |  | 1.59 |  | 6.23 | 10.9
223 | 100 | 0.1 | 35% | 0.135 | 45 | 99 | 1.84 | 27 | 4.73 | 18 |  | 2.21 |  | 8.78 | 15.4
224 | 150 | 0.15 | 30% | 0.195 | 65 | 142 | 2.66 | 39 | 6.83 | 26 |  | 3.19 |  | 12.68 | 22.13
231 | 180 | 0.18 | 33.33% | 0.23999 | 80 | 175 | 3.27 | 48 | 8.4 | 32 |  | 3.93 |  | 15.6 | 27.25
300 | 100 | 0.1 | 7% | 0.107 | 36 | 78 | 1.46 | 21 | 3.68 | 15 |  | 1.84 |  | 6.98 | 12.13 | yes
301 | 125 | 0.125 | 24.8% | 0.156 | 52 | 114 | 2.13 | 31 | 5.43 | 21 |  | 2.58 |  | 10.14 | 17.74
302 | 175 | 0.175 | 18.29% | 0.20701 | 69 | 151 | 2.82 | 41 | 7.18 | 28 |  | 3.44 |  | 13.44 | 23.5
303 | 250 | 0.25 | 16.4% | 0.291 | 97 | 212 | 3.97 | 58 | 10.16 | 39 |  | 4.78 |  | 18.91 | 33.02
304 | 400 | 0.4 | 15.5% | 0.462 | 154 | 337 | 6.3 | 92 | 16.11 | 62 |  | 7.61 |  | 30.02 | 52.47
305 | 700 | 0.7 | 11.4% | 0.7798 | 260 | 569 | 10.64 | 156 | 27.32 | 104 |  | 12.76 |  | 50.72 | 88.63
306 | 1000 | 1 | 8.9% | 1.089 | 363 | 795 | 14.85 | 218 | 38.17 | 145 |  | 17.79 |  | 70.81 | 123.81
310 | 60 | 0.06 | 50% | 0.09 | 30 | 66 | 1.23 | 18 | 3.15 | 12 |  | 1.47 |  | 5.85 | 10.27
311 | 240 | 0.24 | 108% | 0.4992 | 166 | 364 | 6.81 | 100 | 17.51 | 66 |  | 8.1 |  | 32.42 | 56.71
312 | 170 | 0.17 | 105% | 0.3485 | 116 | 254 | 4.75 | 70 | 12.26 | 46 |  | 5.64 |  | 22.65 | 39.58
313 | 340 | 0.34 | 96% | 0.6664 | 222 | 486 | 9.09 | 133 | 23.29 | 89 |  | 10.92 |  | 43.3 | 75.69
314 | 110 | 0.11 | 28% | 0.1408 | 47 | 103 | 1.92 | 28 | 4.9 | 19 |  | 2.33 |  | 9.15 | 16.02
315 | 85 | 0.085 | 110% | 0.1785 | 60 | 130 | 2.43 | 36 | 6.3 | 24 |  | 2.94 |  | 11.67 | 20.26
321 | 250 | 0.25 | 20% | 0.3 | 100 | 219 | 4.09 | 60 | 10.51 | 40 |  | 4.91 |  | 19.51 | 34.11
322 | 70 | 0.07 | 37% | 0.0959 | 32 | 70 | 1.31 | 19 | 3.33 | 13 |  | 1.59 |  | 6.23 | 10.9
323 | 100 | 0.1 | 35% | 0.135 | 45 | 99 | 1.84 | 27 | 4.73 | 18 |  | 2.21 |  | 8.78 | 15.4
324 | 150 | 0.15 | 30% | 0.195 | 65 | 142 | 2.66 | 39 | 6.83 | 26 |  | 3.19 |  | 12.68 | 22.13
326 | 400 | 0.4 | 12.5% | 0.45 | 150 | 329 | 6.14 | 90 | 15.76 | 60 |  | 7.36 |  | 29.26 | 51.22
327 | 500 | 0.5 | 10% | 0.55 | 183 | 402 | 7.5 | 110 | 19.26 | 73 |  | 8.96 |  | 35.72 | 62.59
328 | 1000 | 1 | 9% | 1.09 | 363 | 796 | 14.87 | 218 | 38.17 | 145 |  | 17.79 |  | 70.83 | 123.95
330 | 140 | 0.14 | 0% | 0.14 | 47 | 102 | 1.91 | 28 | 4.9 | 19 |  | 2.33 |  | 9.14 | 15.89
331 | 180 | 0.18 | 33.33% | 0.23999 | 80 | 175 | 3.27 | 48 | 8.4 | 32 |  | 3.93 |  | 15.6 | 27.25
341 | 1000 | 1 | 8% | 1.08 | 360 | 788 | 14.73 | 216 | 37.82 | 144 |  | 17.67 |  | 70.22 | 122.73
342 | 400 | 0.4 | 12.5% | 0.45 | 150 | 329 | 6.14 | 90 | 15.76 | 60 |  | 7.36 |  | 29.26 | 51.22
343 | 250 | 0.25 | 20% | 0.3 | 100 | 219 | 4.09 | 60 | 10.51 | 40 |  | 4.91 |  | 19.51 | 34.11
344 | 175 | 0.175 | 28.57% | 0.225 | 75 | 164 | 3.07 | 45 | 7.88 | 30 |  | 3.68 |  | 14.63 | 25.55
345 | 150 | 0.15 | 33.33% | 0.19999 | 67 | 146 | 2.73 | 40 | 7 | 27 |  | 3.31 |  | 13.04 | 22.74
346 | 100 | 0.1 | 50% | 0.15 | 50 | 110 | 2.05 | 30 | 5.25 | 20 |  | 2.45 |  | 9.75 | 17.12
350 | 384 | 0.384 | 119% | 0.84096 | 280 | 614 | 11.47 | 168 | 29.42 | 112 |  | 13.74 |  | 54.63 | 95.61
351 | 400 | 0.4 | 33.33% | 0.53332 | 178 | 389 | 7.27 | 107 | 18.74 | 71 |  | 8.71 |  | 34.72 | 60.61
| 56 | 0.056 | 0% | 0.056 | 0 | 41 | 0.76 | 0 | 0 | 0 | 41 | 0 | 5.03 | 0.76 | 5.79
| 700 | 0.7 | 0% | 0.7 | 233 | 511 | 9.55 | 140 | 24.51 | 93 | 371 | 11.41 | 45.52 | 45.47 | 79.58 | yes
352 | [5 empty] | 511 | [8 empty] | 80.34 | yes
| 105 | 0.105 | 14% | 0.1197 | 40 | N/A | 1.63 | 24 | 4.2 | 16 |  | 1.96 |  | 7.79 | N/A
| 150 | 0.15 | 6.5% | 0.15975 | 53 | N/A | 2.18 | 32 | 5.6 | 21 |  | 2.58 |  | 10.36 | N/A
| 138 | 0.138 | 0% | 0.138 | 0 | N/A | 1.88 | 0 | 0 | 0 |  | 0 |  | 1.88 | N/A
360 |  |  |  |  | 93 | [8 empty] | 20.03
| 175 | 0.175 | 0% | 0.175 | 58 | N/A | 2.39 | 35 | 6.13 | 23 | N/A | 2.82 | N/A | 11.34 | N/A
| 120 | 0.12 | 0% | 0.12 | 12 | N/A | 1.64 | 12 | 2.1 | 0 | N/A | 0 | N/A | 3.74 | N/A
361 |  |  |  |  | 70 | [8 empty] | 15.08
362 | 350 | 0.35 | 10% | 0.385 | 128 | N/A | 5.25 | 77 | 13.48 | 51 | N/A | 6.26 | N/A | 24.99 | N/A
| 500 | 0.5 | 10% | 0.55 | 183 | N/A | 7.5 | 110 | 19.26 | 73 | N/A | 8.96 | N/A | 35.72 | N/A
| 350 | 0.35 | 10% | 0.385 | 128 | N/A | 5.25 | 77 | 13.48 | 51 | N/A | 6.26 | N/A | 24.99 | N/A
| 276 | 0.276 | 10% | 0.3036 | 0 | N/A | 4.14 | 0 | 0 | 0 | N/A | 0 | N/A | 4.14 | N/A
363 |  |  |  |  | 311 | [8 empty] | 64.85
364 | 912 | 0.912 | 10% | 1.0032 | 334 | N/A | 13.68 | 201 | 35.2 | 133 | N/A | 16.32 | N/A | 65.2 | N/A
365 | 701 | 0.701 | 17.4% | 0.82297 | 265 | N/A | 11.22 | 165 | 28.89 | 100 | N/A | 12.27 | N/A | 52.38 | N/A
366 | 650 | 0.65 | 10% | 0.715 | 238 | N/A | 9.75 | 143 | 25.04 | 95 | N/A | 11.66 | N/A | 46.45 | N/A
367 | 590 | 0.59 | 10% | 0.649 | 216 | N/A | 8.85 | 130 | 22.76 | 86 | N/A | 10.55 | N/A | 42.16 | N/A
368 | 250 | 0.25 | 10% | 0.275 | 92 | N/A | 3.75 | 55 | 9.63 | 37 | N/A | 4.54 | N/A | 17.92 | N/A
369 | 175 | 0.175 | 10% | 0.1925 | 64 | N/A | 2.63 | 39 | 6.83 | 25 | N/A | 3.07 | N/A | 12.53 | N/A
370 | 1500 | 1.5 | 0% | 1.5 | 150 | 1095 | 20.46 | 150 | 26.27 | 0 | 945 | 0 | 115.94 | 46.73 | N/A
371 | 1500 | 1.5 | 0% | 1.5 | 200 | 1095 | 20.46 | 200 | 35.02 | 0 |  | 0 |  | 55.48 | N/A
372 | 1500 | 1.5 | 0% | 1.5 | 150 | 1095 | 20.46 | 150 | 26.27 | 0 | 945 | 0 | 115.94 | 46.73 | N/A
373 | 480 | 0.48 | 0% | 0.48 | 8 | 350 | 6.55 | 8 | 1.4 | 0 | 342 | 0 | 41.96 | 7.95 | N/A
374 | 330 | 0.33 | 0% | 0.33 | 120 | 241 | 4.5 | 66 | 11.56 | 54 | 175 | 6.63 | 21.47 | 22.69 | N/A
375 | 36 | 0.036 | 0% | 0.036 | 12 | 26 | 0.49 | 7 | 1.23 | 5 | 19 | 0.61 | 2.33 | 2.33 | N/A
|  |  |  | 1st Block | Additional
| Annual | Monthly | Customer | Energy | Energy | Monthly
| Energy | Energy | Charge | Charge | Charge | Charge
7.74
376 | 8525 | 710 | 21.9953 | 37.58 | 86.61 | 146.1853 |  |  | 0.088 |  |  |  |  | 146.1853 | 146.1853
0.0582
377 | 2190 | 183 | 21.9953 | 34.38 | 0 | 56.3753
378-2005 | 2500 | 2.5 | 0% | 2.5 | 833 | 1825 | 19.35 | 500 | 44 | 333 | 1325 | 19.38 | 77.12 | 82.73 | 140.47 | yes
| 2500 | 2.5 | 0% | 2.5 | 833 | 1825 | 34.1 | 500 | 87.55 | 333 | 1325 | 40.86 | 162.56 | 162.51 | 284.21 | yes
|  |  |  | 1st Block | Additional
| Annual | Monthly | Customer | Energy | Energy | Monthly
| Energy | Energy | Charge | Charge | Charge | Charge
379 | 4745 | 395 | 21.9953 | 37.58 | 33.11 | 92.6853 | [8 empty] | 92.6853 | yes
|  |  |  | 1st Block | Additional
| Annual | Monthly | Customer | Energy | Energy | Monthly
| Energy | Energy | Charge | Charge | Charge | Charge
380 | 3285 | 274 | 21.9953 | 37.58 | 12.57 | 72.1453 | [8 empty] | 72.1453 | yes
| 175 | 0.175 | 25% | 0.21875 | 73 | 160 | 2.98 | 44 | 7.7 | 29 | 116 | 3.56 | 14.23 | 14.24 | N/A
| 250 | 0.25 | 20% | 0.3 | 100 | 219 | 4.09 | 60 | 10.51 | 40 | 159 | 4.91 | 19.51 | 19.51 | N/A
| 138 | 0.138 | 10% | 0.1518 | 46 | 111 | 2.07 | 30 | 5.25 | 16 | 81 | 1.96 | 9.94 | 9.28 | N/A
381 | 563 |  |  |  | 219 | [8 empty] | 43.03 | 43.03 | yes
|  |  |  | 1st Block | Additional
| Annual | Monthly | Customer | Energy | Energy | Monthly
| Energy | Energy | Charge | Charge | Charge | Charge
382 | 7300 | 608 | 21.9953 | 37.58 | 69.29 | 128.8653 | [8 empty] | 128.8653 | yes
|  |  |  | 1st Block | Additional
| Annual | Monthly | Customer | Energy | Energy | Monthly
| Energy | Energy | Charge | Charge | Charge | Charge
383 | 10950 | 913 | 21.9953 | 37.58 | 121.08 | 180.6553 | [8 empty] | 180.6553 | yes
|  |  |  | 1st Block | Additional
| Annual | Monthly | Customer | Energy | Energy | Monthly
| Energy | Energy | Charge | Charge | Charge | Charge
384 | 16425 | 1369 | 21.9953 | 37.58 | 198.52 | 258.0953 | [8 empty] | 258.0953 | yes
|  |  |  | 1st Block | Additional
| Annual | Monthly | Customer | Energy | Energy | Monthly
| Energy | Energy | Charge | Charge | Charge | Charge
385 | 11315 | 943 | 21.9953 | 37.58 | 126.18 | 185.7553 | [8 empty] | 185.7553
| 2600 | 2.6 | 0% | 2.6 | 867 | 1898 | 35.46 | 520 | 91.05 | 347 | 1378 | 42.57 | 169.07 | 169.08 | 295.58
| 320 | 0.32 | 0% | 0.32 | 97 | 234 | 4.36 | 64 | 11.21 | 33 | 170 | 4.05 | 20.86 | 19.62 | 36.43
386 |  | 2.92 |  |  |  | 1995 | [8 empty] | 315.2 | yes
| 1300 | 1.3 | 0% | 1.3 | 433 | 949 | 17.73 | 260 | 45.53 | 173 | 689 | 21.23 | 84.53 | 84.49 | 147.79
| 160 | 0.16 | 0% | 0.16 | 49 | 117 | 2.18 | 32 | 5.6 | 17 | 85 | 2.09 | 10.43 | 9.87 | 18.21
387 | 1460 | 1.46 |  |  |  | 998 | [8 empty] | 157.66 | yes
388 | 150 | 0.15 | 0% | 0.15 | 50 | 110 | 2.05 | 30 | 5.25 | 20 | 80 | 2.45 | 9.82 | 9.75 | 17.12 | yes
389 | 1500 | 1.5 | 0% | 1.5 | 151 | 1095 | 20.46 | 151 | 26.44 | 0 | 944 | 0 | 115.82 | 46.9 | 162.72
390 | 325 | 0.325 | 10% | 0.3575 | 119 | 261 | 4.88 | 72 | 12.61 | 47 | 189 | 5.77 | 23.19 | 23.26 | 40.68 | yes
391 | 348 | 0.348 | 0% | 0.348 | 116 | 254 | 4.75 | 70 | 12.26 | 46 | 184 | 5.64 | 22.57 | 22.65 | 39.58 | yes
392 |  | 0 | 0% | 0 | 0 | 0 | 0 | 0 | 0 | 0 | 0 | 0 | 0 | 0 | 21.9953 | yes
399 | 2400 | 2.4 | 7.5% | 2.58 | 314 | 1883 | 35.19 | 314 | 54.98 | 0 | 1569 | 0 | 192.5 | 90.17 | N/A
|  |  |  | 1st Block | Additional
| Annual | Monthly | Customer | Energy | Energy | Monthly | Annual
Rate Code | Energy | Energy | Charge | Charge | Charge | Charge | Charge
397 | 5529.75 | 461 | 21.9953 | 37.58 | 44.32 | 103.8953 | 1246.7437 | [7 empty] | 103.8953 | yes
|  |  |  | 1st Block | Additional
| Annual | Monthly | Customer | Energy | Energy | Monthly | Annual
Rate Code | Energy | Energy | Charge | Charge | Charge | Charge | Charge
398 | 6223.25 | 519 | 21.9953 | 37.58 | 54.17 | 113.7453 | 1364.9437 | [7 empty] | 113.7453 | yes
DEMAND & ENERGY CALCULATION ONLY FOR 400 SERIES & Kentville Electric RATE CODES
400 | 100 | 0.1 | 0% | 0.1 | 15 | 73 | 1.36 | 15 | 2.63 | 0 | 58 | 0 | 7.12 | 3.99 | 11.11
401 | 100 | 0.1 | 0% | 0.1 | 30 | 73 | 1.36 | 20 | 3.5 | 10 | 53 | 1.23 | 6.5 | 6.09 | 11.36
402 | 100 | 0.1 | 23% | 0.123 | 37 | 90 | 1.68 | 25 | 4.38 | 12 | 65 | 1.47 | 7.97 | 7.53 | 14.03 | yes
441 | 1000 | 1 | 0% | 1 | 333 | 730 | 13.64 | 200 | 35.02 | 133 | 530 | 16.32 | 65.03 | 64.98 | 113.69
444
Kentville Electric Unmetered Service Rates
449
450
451
452 | 1000 | 1 | 9% | 1.09 | 363 | 796 | 14.87 | 218 | 38.17 | 145 | 578 | 17.79 | 70.91 | 70.83 | 123.95
453 | [13 empty] | 34.76
454 | [13 empty] | 44.37
455
456
457
458
459
460
461
462 | [13 empty] | 6.84
463
464 | [13 empty] | 17.41
465 | [13 empty] | 8.56
470
471
472 | [13 empty] | 83.6901
473 | 175 | 0.175 | 18.29% | 0.20701 | 69 | 151 | 2.82 | 41 | 7.18 | 28 | 110 | 3.44 | 13.5 | 13.44 | 23.5
474 | 125 | 0.125 | 24.8% | 0.156 | 52 | 114 | 2.13 | 31 | 5.43 | 21 | 83 | 2.58 | 10.18 | 10.14 | 17.74
475 | 70 | 0.07 | 37% | 0.0959 | 32 | 70 | 1.31 | 19 | 3.33 | 13 | 51 | 1.59 | 6.26 | 6.23 | 10.9
476
477
478 |  |  |  |  | 1938
DEMAND & ENERGY CALCULATION ONLY FOR 500 SERIES (Traffic Control Lights)
500 | 210 | 0.21 | 0% | 0.21 | 51 | 153 | 2.86 | 42 | 7.35 | 9 | 111 | 1.1 | 13.62 | 11.31 | 23.83
501 | 23 | 0.023 | 0% | 0.023 | 6 | 17 | 0.31 | 5 | 0.88 | 1 | 12 | 0.12 | 1.47 | 1.31 | 2.66
502 | 27 | 0.027 | 0% | 0.027 | 7 | 20 | 0.37 | 5 | 0.88 | 2 | 15 | 0.25 | 1.84 | 1.5 | 3.09
503 | 33 | 0.033 | 0% | 0.033 | 8 | 24 | 0.45 | 7 | 1.23 | 1 | 17 | 0.12 | 2.09 | 1.8 | 3.77
504 | 39 | 0.039 | 0% | 0.039 | 9 | 28 | 0.53 | 8 | 1.4 | 1 | 20 | 0.12 | 2.45 | 2.05 | 4.38
505 | 50 | 0.05 | 0% | 0.05 | 12 | 37 | 0.68 | 10 | 1.75 | 2 | 27 | 0.25 | 3.31 | 2.68 | 5.74
506 | 200 | 0.2 | 0% | 0.2 | 49 | 146 | 2.73 | 40 | 7 | 9 | 106 | 1.1 | 13.01 | 10.83 | 22.74
507 | 860 | 0.86 | 0% | 0.86 | 209 | 628 | 11.73 | 172 | 30.12 | 37 | 456 | 4.54 | 55.95 | 46.39 | 97.8
508 | 20 | 0.02 | 0% | 0.02 | 5 | 15 | 0.27 | 4 | 0.7 | 1 | 11 | 0.12 | 1.35 | 1.09 | 2.32
509 | 45 | 0.045 | 0% | 0.045 | 11 | 33 | 0.61 | 9 | 1.58 | 2 | 24 | 0.25 | 2.94 | 2.44 | 5.13
510 | 7 | 0.007 | 0% | 0.007 | 2 | 5 | 0.1 | 1 | 0.18 | 1 | 4 | 0.12 | 0.49 | 0.4 | 0.77
511 | 17 | 0.017 | 0% | 0.017 | 4 | 12 | 0.23 | 3 | 0.53 | 1 | 9 | 0.12 | 1.1 | 0.88 | 1.86 | yes
512 | 25 | 0.025 | 0% | 0.025 | 6 | 18 | 0.34 | 5 | 0.88 | 1 | 13 | 0.12 | 1.59 | 1.34 | 2.81 | yes
513 | 60 | 0.06 | 0% | 0.06 | 22 | 44 | 0.82 | 12 | 2.1 | 10 | 32 | 1.23 | 3.93 | 4.15 | 6.85
NEW LED TRAFFIC CONTROL SIGNALS
520 | 7 | 0.007 | 0% | 0.007 | 3 | 5 | 0.1 | 1 | 0.18 | 2 | 4 | 0.25 | 0.49 | 0.53 | 0.77
521 | 7 | 0.007 | 0% | 0.007 | 2 | 5 | 0.1 | 1 | 0.18 | 1 | 4 | 0.12 | 0.49 | 0.4 | 0.77
522 | 10 | 0.01 | 0% | 0.01 | 4 | 7 | 0.14 | 2 | 0.35 | 2 | 5 | 0.25 | 0.61 | 0.74 | 1.1
523 | 10 | 0.01 | 0% | 0.01 | 2 | 7 | 0.14 | 2 | 0.35 | 0 | 5 | 0 | 0.61 | 0.49 | 1.1
524 | 12 | 0.012 | 0% | 0.012 | 3 | 9 | 0.16 | 2 | 0.35 | 1 | 7 | 0.12 | 0.86 | 0.63 | 1.37
525 | 14.5 | 0.0145 | 0% | 0.0145 | 1 | 11 | 0.2 | 1 | 0.18 | 0 | 10 | 0 | 1.23 | 0.38 | 1.61
526 | 20 | 0.02 | 0% | 0.02 | 9 | 15 | 0.27 | 4 | 0.7 | 5 | 11 | 0.61 | 1.35 | 1.58 | 2.32
527 | 22 | 0.022 | 0% | 0.022 | 2 | 16 | 0.3 | 2 | 0.35 | 0 | 14 | 0 | 1.72 | 0.65 | 2.37
528 | 6 | 0.006 | 0% | 0.006 | 0 | 4 | 0.08 | 0 | 0 | 0 | 4 | 0 | 0.49 | N/A | 0.57 | yes
529 | 9 | 0.009 | 0% | 0.009 | 2 | 7 | 0.12 | 2 | 0.35 | 0 | 5 | 0 | 0.61 | 0.47 | 1.08 | yes
530 Non-Cont. LED TCS | 4.6 | 0.0046 | 0% | 0.0046 | 1 | 3 | 0.06 | 1 | 0.18 | 0 | 2 | 0 | 0.25 | 0.24 | 0.49 | yes
531 Cont. LED TCS | 7.5 | 0.0075 | 0% | 0.0075 | 2 | 5 | 0.1 | 2 | 0.35 | 0 | 3 | 0 | 0.37 | 0.45 | 0.82 | yes
14.13
DEMAND & ENERGY CALCULATION ONLY FOR 600 SERIES (Miscellaneous Lighting)
600 | 116 | 0.116 | 0% | 0.116 | 39 | 85 | 1.58 | 23 | 4.03 | 16 | 62 | 1.96 | 7.61 | 7.57 | 13.22 | yes
601 | 500 | 0.5 | 0% | 0.5 | 167 | 365 | 6.82 | 100 | 17.51 | 67 | 265 | 8.22 | 32.51 | 32.55 | 56.84
602 | 400 | 0.4 | 15.5% | 0.462 | 154 | 337 | 6.3 | 92 | 16.11 | 62 | 245 | 7.61 | 30.06 | 30.02 | 52.47 | yes
603 | 100 | 0.1 | 0% | 0.1 | 33 | 73 | 1.36 | 20 | 3.5 | 13 | 53 | 1.59 | 6.5 | 6.45 | 11.36
604 | 276 | 0.276 | 0% | 0.276 | 92 | 201 | 3.76 | 55 | 9.63 | 37 | 146 | 4.54 | 17.91 | 17.93 | 31.3
605 | 10 | 0.01 | 0% | 0.01 | 3 | 7 | 0.14 | 2 | 0.35 | 1 | 5 | 0.12 | 0.61 | 0.61 | 1.1
606 | 480 | 0.48 | 0% | 0.48 | 87 | 350 | 6.55 | 87 | 15.23 | 0 | 263 | 0 | 32.27 | 21.78 | 54.05
607 | 4440 | 4.44 | 0% | 4.44 | 1480 | 3241 | 60.56 | 888 | 155.49 | 592 | 2353 | 72.63 | 288.69 | 288.68 | 504.74
608 | 138 | 0.138 | 0% | 0.138 | 46 | 101 | 1.88 | 28 | 4.9 | 18 | 73 | 2.21 | 8.96 | 8.99 | 15.74
609 | 175 | 0.175 | 0% | 0.175 | 58 | 128 | 2.39 | 35 | 6.13 | 23 | 93 | 2.82 | 11.41 | 11.34 | 19.93
610 | 244 | 0.244 | 0% | 0.244 | 81 | 178 | 3.33 | 49 | 8.58 | 32 | 129 | 3.93 | 15.83 | 15.84 | 27.74
DEMAND & ENERGY CALCULATION ONLY FOR 700 SERIES (Police Sirens)
700 |  |  |  |  | 13 | [8 empty] | 4.6322
701 |  |  |  |  | 0 | [8 empty] | 21.9953
702 |  |  |  |  | 0 | [8 empty] | 26.69
703 |  |  |  |  | 0
704 |  |  |  |  | 0 | [8 empty] | 4.6322
705 |  |  |  |  | 44 | [8 empty] | 6.14
DEMAND & ENERGY CALCULATION ONLY FOR 800 SERIES (CATV Power Supply)
801 | 100 | 0.1 | 0% | 0.1 | 33 | 73 | 1.36 | 20 | 3.5 | 13 | 53 | 1.59 | 6.5 | 6.45 | 11.36 | yes
802 | 150 | 0.15 | 0% | 0.15 | 50 | 110 | 2.05 | 30 | 5.25 | 20 | 80 | 2.45 | 9.82 | 9.75 | 17.12 | yes
803 | 200 | 0.2 | 0% | 0.2 | 67 | 146 | 2.73 | 40 | 7 | 27 | 106 | 3.31 | 13.01 | 13.04 | 22.74 | yes
804 | 250 | 0.25 | 0% | 0.25 | 83 | 183 | 3.41 | 50 | 8.76 | 33 | 133 | 4.05 | 16.32 | 16.22 | 28.49
805 | 300 | 0.3 | 0% | 0.3 | 100 | 219 | 4.09 | 60 | 10.51 | 40 | 159 | 4.91 | 19.51 | 19.51 | 34.11 | yes
806 | 350 | 0.35 | 0% | 0.35 | 117 | 256 | 4.77 | 70 | 12.26 | 47 | 186 | 5.77 | 22.82 | 22.8 | 39.85
807 | 400 | 0.4 | 0% | 0.4 | 133 | 292 | 5.46 | 80 | 14.01 | 53 | 212 | 6.5 | 26.01 | 25.97 | 45.48 | yes
808 | 450 | 0.45 | 0% | 0.45 | 150 | 329 | 6.14 | 90 | 15.76 | 60 | 239 | 7.36 | 29.32 | 29.26 | 51.22
809 | 500 | 0.5 | 0% | 0.5 | 167 | 365 | 6.82 | 100 | 17.51 | 67 | 265 | 8.22 | 32.51 | 32.55 | 56.84 | yes
810 | 550 | 0.55 | 0% | 0.55 | 183 | 402 | 7.5 | 110 | 19.26 | 73 | 292 | 8.96 | 35.83 | 35.72 | 62.59
811 | 600 | 0.6 | 0% | 0.6 | 200 | 438 | 8.18 | 120 | 21.01 | 80 | 318 | 9.82 | 39.02 | 39.01 | 68.21 | yes
812 | 650 | 0.65 | 0% | 0.65 | 217 | 475 | 8.87 | 130 | 22.76 | 87 | 345 | 10.67 | 42.33 | 42.3 | 73.96
813 | 700 | 0.7 | 0% | 0.7 | 233 | 511 | 9.55 | 140 | 24.51 | 93 | 371 | 11.41 | 45.52 | 45.47 | 79.58 | yes
820 | 420 | 0.42 | 0% | 0.42 | 89 | 307 | 5.73 | 84 | 14.71 | 5 | 223 | 0.61 | 27.36 | 21.05 | 47.8
821 | 960 | 0.96 | 0% | 0.96 | 230 | 701 | 13.09 | 192 | 33.62 | 38 | 509 | 4.66 | 62.45 | 51.37 | 109.16
822 | 900 | 0.9 | 0% | 0.9 | 270 | 657 | 12.28 | 180 | 31.52 | 90 | 477 | 11.04 | 58.52 | 54.84 | 102.32
823 | 38.4 | 0.0384 | 0% | 0.0384 | 13 | 28 | 0.52 | 8 | 1.4 | 5 | 20 | 0.61 | 2.45 | 2.53 | 4.37 | yes
824 | 0 | 0 | 0% | 0 | 0 | 0 | 0 | 0 | 0 | 0 | 0 | 0 | 0 | 21.9953 | 0
825 | 3248 | 3.248 | 0% | 3.248 | 401 | 2371 | 44.3 | 376 | 65.84 | 25 | 1995 | 3.07 | 244.76 | 113.21 | 354.9
826 | 450 | 0.45 | 0% | 0.45 | 96 | 329 | 6.14 | 90 | 15.76 | 6 | 239 | 0.74 | 29.32 | 22.64 | 51.22
827 | 600 | 0.6 | 0% | 0.6 | 128 | 365 | 8.18 | 120 | 21.01 | 8 | 245 | 0.98 | 30.06 | 30.17 | 59.25 | yes
| 300 | 0.3 | 0% | 0.3 | 1 | 219 | 4.09 | 1 | 0.18 | 0 | 218 | 0 | 26.75 | 4.27 | 31.02
| 100 | 0.1 | 0% | 0.1 | 0 | 73 | 1.36 | 0 | 0 | 0 | 73 | 0 | 8.96 | 1.36 | 10.32
| 2000 | 2 | 0% | 2 | 243 | 1460 | 27.28 | 243 | 42.55 | 0 | 1217 | 0 | 149.31 | 69.83 | 219.14
828 | 2400 |  |  |  | 244 | [8 empty] | 75.46
829 | 4.4 | 0.0044 | 0% | 0.0044 | 1 | 3 | 0.06 | 1 | 0.18 | 0 | 2 | 0 | 0.25 | 0.24 | 0.49 | yes
| 746 | 0.746 | 0% | 0.746 | 23 | 545 | 10.17 | 23 | 4.03 | 0 | 522 | 0 | 64.04 | 14.2 | 78.24
| 125 | 0.125 | 0% | 0.125 | 38 | 91 | 1.7 | 25 | 4.38 | 13 | 66 | 1.59 | 8.1 | 7.67 | 14.18
830 | 871 |  |  |  | 61 | [8 empty] | 21.87 |  | yes
| 302.4 | 0.3024 | 15% | 0.34776 | 116 | 254 | 4.74 | 70 | 12.26 | 46 | 184 | 5.64 | 22.57 | 22.64 | 39.57
| 300 | 0.3 | 15% | 0.345 | 126 | 252 | 4.71 | 69 | 12.08 | 57 | 183 | 6.99 | 22.45 | 23.78 | 39.24
| 2538 | 2.538 | 0% | 2.538 | 756 | 1853 | 34.62 | 508 | 88.95 | 248 | 1345 | 30.43 | 165.02 | 154 | 288.59
831 | 3140.4 |  |  |  | 998 | [8 empty] | 217.35
| 3 | 0.003 | 10% | 0.0033 | 1 | 2 | 0.05 | 1 | 0.18 | 0 | 1 | 0 | 0.12 | 0.23 | 0.35
| 100 | 0.1 | 10% | 0.11 | 37 | 80 | 1.5 | 22 | 3.85 | 15 | 58 | 1.84 | 7.12 | 7.19 | 12.47
832 | 103 |  |  |  |  | 82 | [8 empty] | 12.82 | yes
833 | 35 | 0.035 | 0% | 0.035 | 12 | 26 | 0.48 | 7 | 1.23 | 5 | 19 | 0.61 | 2.33 | 2.32 | 4.04 | yes
DEMAND & ENERGY CALCULATION ONLY FOR 900 SERIES RATE CODES
|  | Demand | Ballast | Demand | Energy per Month |  | Demand | 1st Block | 1st Block | All Addional Energy |  | All Add. Energy Charge |  | Total Monthly Charge
Rate Code | Wattage | in KW | % | incl. Ballast | Photocell | Continuous | Charge | Energy | Energy Chg. | Photocell | Continuous | Photocell | Continuous | Photocell | Continuous
901 | 2800 | 2.8 | 0% | 2.8 | 933 | 2044 | 38.19 | 560 | 98.06 | 373 | 1484 | 45.76 | 182.07 | 182.01 | 318.32
902 | 192 | 0.192 | 0% | 0.192 | 64 | 140 | 2.62 | 38 | 6.65 | 26 | 102 | 3.19 | 12.51 | 12.46 | 21.78 | yes
903 | 175 | 0.175 | 0% | 0.175 | 58 | 128 | 2.39 | 35 | 6.13 | 23 | 93 | 2.82 | 11.41 | 11.34 | 19.93
904 | 250 | 0.25 | 0% | 0.25 | 83 | 183 | 3.41 | 50 | 8.76 | 33 | 133 | 4.05 | 16.32 | 16.22 | 28.49
905 | 885 | 0.885 | 0% | 0.885 | 295 | 646 | 12.07 | 177 | 30.99 | 118 | 469 | 14.48 | 57.54 | 57.54 | 100.6 | yes
906 | 768 | 0.768 | 0% | 0.768 | 140 | 561 | 10.47 | 140 | 24.51 | 0 | 421 | 0 | 51.65 | 34.98 | 86.63
907 | 885 | 0.885 | 0% | 0.885 | 295 | 646 | 12.07 | 177 | 30.99 | 118 | 469 | 14.48 | 57.54 | 57.54 | 100.6
908 | 800 | 0.8 | 0% | 0.8 | 267 | 584 | 10.91 | 160 | 28.02 | 107 | 424 | 13.13 | 52.02 | 52.06 | 90.95
909 | 420 | 0.42 | 0% | 0.42 | 13 | 307 | 5.73 | 13 | 2.28 | 0 | 294 | 0 | 36.07 | 8.01 | 44.08
910 | 660 | 0.66 | 0% | 0.66 | 220 | 482 | 9 | 132 | 23.11 | 88 | 350 | 10.8 | 42.94 | 42.91 | 75.05 | yes
911 | 75 | 0.075 | 0% | 0.075 | 25 | 55 | 1.02 | 15 | 2.63 | 10 | 40 | 1.23 | 4.91 | 4.88 | 8.56 | yes
912 | 400 | 0.4 | 0% | 0.4 | 133 | 292 | 5.46 | 80 | 14.01 | 53 | 212 | 6.5 | 26.01 | 8.4884 | 45.48 | yes
913 | 33800 | 33.8 | 0% | 33.8 | 11267 | 24674 | 461 | 6760 | 1183.68 | 4507 | 17914 | 552.96 | 2197.85 | 2197.64 | 3842.53
914 | 40 | 0.04 | 20% | 0.048 | 16 | 35 | 0.65 | 10 | 1.75 | 6 | 25 | 0.74 | 3.07 | 3.14 | 5.47
915 | 40 | 0.04 | 20% | 0.048 | 16 | 35 | 0.65 | 10 | 1.75 | 6 | 25 | 0.74 | 3.07 | 3.14 | 5.47 | yes
916 | 215 | 0.215 | 0% | 0.215 | 72 | 157 | 2.93 | 43 | 7.53 | 29 | 114 | 3.56 | 13.99 | 14.02 | 24.45
917 | 110 | 0.11 | 18.2% | 0.13002 | 23 | 95 | 1.77 | 23 | 4.03 | 0 | 72 | 0 | 8.83 | 5.8 | 14.63
918 | 80 | 0.08 | 12.5% | 0.09 | 30 | 66 | 1.23 | 18 | 3.15 | 12 | 48 | 1.47 | 5.89 | 5.85 | 10.27
919 | 110 | 0.11 | 18% | 0.1298 | 43 | 95 | 1.77 | 26 | 4.55 | 17 | 69 | 2.09 | 8.47 | 8.41 | 14.79
920 | 360 | 0.36 | 0% | 0.36 | 88 | 263 | 4.91 | 72 | 12.61 | 16 | 191 | 1.96 | 23.43 | 19.48 | 40.95
921 | 4582 | 4.582 | 0% | 4.582 | 830 | 3345 | 62.49 | 830 | 145.33 | 0 | 2515 | 0 | 308.56 | 207.82 | 516.38
922 | 150 | 0.15 | 16% | 0.174 | 58 | 127 | 2.37 | 35 | 6.13 | 23 | 92 | 2.82 | 11.29 | 11.32 | 19.79
923 | 3510 | 3.51 | 0% | 3.51 | 1170 | 2562 | 47.87 | 702 | 122.92 | 468 | 1860 | 57.42 | 228.2 | 228.21 | 398.99
924 | 205 | 0.205 | 15.6% | 0.23698 | 79 | 173 | 3.23 | 47 | 8.23 | 32 | 126 | 3.93 | 15.46 | 15.39 | 26.92
925 | 2040 | 2.04 | 0% | 2.04 | 680 | 1489 | 27.82 | 408 | 71.44 | 272 | 1081 | 33.37 | 132.63 | 132.63 | 231.89
926 | 330 | 0.33 | 15.45% | 0.38099 | 127 | 278 | 5.2 | 76 | 13.31 | 51 | 202 | 6.26 | 24.78 | 24.77 | 43.29
927 | 2190 | 2.19 | 0% | 2.19 | 730 | 1599 | 29.87 | 438 | 76.69 | 292 | 1161 | 35.83 | 142.44 | 142.39 | 249
928 | 2850 | 2.85 | 0% | 2.85 | 950 | 2081 | 38.87 | 570 | 99.81 | 380 | 1511 | 46.62 | 185.38 | 185.3 | 324.06
929 | 550 | 0.55 | 0% | 0.55 | 183 | 402 | 7.5 | 110 | 19.26 | 73 | 292 | 8.96 | 35.83 | 35.72 | 62.59
930 | 70 | 0.07 | 25% | 0.0875 | 29 | 64 | 1.19 | 18 | 3.15 | 11 | 46 | 1.35 | 5.64 | 5.69 | 9.98
931 | 132 | 0.132 | 10% | 0.1452 | 53 | 106 | 1.98 | 29 | 5.08 | 24 | 77 | 2.94 | 9.45 | 10 | 16.51
932 | 180 | 0.18 | 15% | 0.207 | 69 | 151 | 2.82 | 41 | 7.18 | 28 | 110 | 3.44 | 13.5 | 13.44 | 23.5
933 | 1000 | 1 | 0% | 1 | 333 | 730 | 13.64 | 200 | 35.02 | 133 | 530 | 16.32 | 65.03 | 64.98 | 113.69
934 | 55 | 0.055 | 40% | 0.077 | 26 | 56 | 1.05 | 15 | 2.63 | 11 | 41 | 1.35 | 5.03 | 5.03 | 8.71 | yes
935 | 1000 | 1 | 10% | 1.1 | 367 | 803 | 15 | 220 | 38.52 | 147 | 583 | 18.04 | 71.53 | 71.56 | 125.05
936 | 125 |  | 0% | 0 | 0 | 0 | 0 | 0 | 0 | 0 | 0 | 0 | 0 | 9.8765 | 0
937 | 528 | 0.528 | 0% | 0.528 | 176 | 385 | 7.2 | 106 | 18.56 | 70 | 279 | 8.59 | 34.23 | 34.35 | 59.99
938 | 360 | 0.36 | 0% | 0.36 | 120 | 263 | 4.91 | 72 | 12.61 | 48 | 191 | 5.89 | 23.43 | 23.41 | 40.95
939 | 150 | 0.15 | 0% | 0.15 | 50 | 110 | 2.05 | 30 | 5.25 | 20 | 80 | 2.45 | 9.82 | 9.75 | 17.12 | yes
940 | 675 | 0.675 | 0% | 0.675 | 225 | 493 | 9.21 | 135 | 23.64 | 90 | 358 | 11.04 | 43.92 | 43.89 | 76.77
941 | 7440 | 7.44 | 0% | 7.44 | 2480 | 5431 | 101.48 | 1488 | 260.55 | 992 | 3943 | 121.71 | 483.76 | 483.74 | 845.79
942 | 2200 | 2.2 | 0% | 2.2 | 733 | 1606 | 30.01 | 440 | 77.04 | 293 | 1166 | 35.95 | 143.06 | 143 | 250.11
943 | 1290 | 1.29 | 0% | 1.29 | 430 | 942 | 17.59 | 258 | 45.18 | 172 | 684 | 21.1 | 83.92 | 83.87 | 146.69
944 | 200 | 0.2 | 0% | 0.2 | 67 | 146 | 2.73 | 40 | 7 | 27 | 106 | 3.31 | 13.01 | 13.04 | 22.74
945 | 1380 | 1.38 | 0% | 1.38 | 2 | 1007 | 18.82 | 2 | 0.35 | 0 | 1005 | 0 | 123.3 | 19.17 | 142.47
946 | 1800 | 1.8 | 10% | 1.98 | 660 | 1445 | 27.01 | 396 | 69.34 | 264 | 1049 | 32.39 | 128.7 | 128.74 | 225.05
947 | 300 | 0.3 | 0% | 0.3 | 4 | 219 | 4.09 | 4 | 0.7 | 0 | 215 | 0 | 26.38 | 4.79 | 31.17
948 | 1344 | 1.344 | 0% | 1.344 | 448 | 981 | 18.33 | 269 | 47.1 | 179 | 712 | 21.96 | 87.35 | 87.39 | 152.78
949 | 75 | 0.075 | 0% | 0.075 | 25 | 55 | 1.02 | 15 | 2.63 | 10 | 40 | 1.23 | 4.91 | 4.88 | 8.56
950 | 1440 | 1.44 | 0% | 1.44 | 480 | 1051 | 19.64 | 288 | 50.43 | 192 | 763 | 23.56 | 93.61 | 93.63 | 163.68 | yes
951 | 2000 | 2 | 0% | 2 | 667 | 1460 | 27.28 | 400 | 70.04 | 267 | 1060 | 32.76 | 130.05 | 130.08 | 227.37
952 | 1119 | 1.119 | 0% | 1.119 | 0 | 0 | 15.26 | 0 | 0 | 0 | 0 | 0 | 0 | 15.26 | 15.26
953 | 1548 | 1.548 | 0% | 1.548 | 516 | 1130 | 21.11 | 310 | 54.28 | 206 | 820 | 25.27 | 100.6 | 100.66 | 175.99 | yes
954 | 175 |  | 0% | 0 | 0 | 0 | 0 | 0 | 0 | 0 | 0 | 0 | 0 | 8.1301 | 0
955 | 100 |  | 0% | 0 | 0 | 0 | 0 | 0 | 0 | 0 | 0 | 0 | 0 | 8.2048 | 0
956 | 250 | 0.25 | 0% | 0.25 | 83 | 183 | 3.41 | 50 | 8.76 | 33 | 133 | 4.05 | 16.32 | 16.22 | 28.49 | yes
957 | 90 | 0.09 | 10% | 0.099 | 33 | 72 | 1.35 | 20 | 3.5 | 13 | 52 | 1.59 | 6.38 | 6.44 | 11.23
958 | 850 | 0.85 | 0% | 0.85 | 283 | 621 | 11.59 | 170 | 29.77 | 113 | 451 | 13.86 | 55.33 | 55.22 | 96.69
959 | 980 | 0.98 | 0% | 0.98 | 327 | 715 | 13.37 | 196 | 34.32 | 131 | 519 | 16.07 | 63.68 | 63.76 | 111.37
960 | 2400 | 2.4 | 0% | 2.4 | 800 | 1752 | 32.73 | 480 | 84.05 | 320 | 1272 | 39.26 | 156.06 | 156.04 | 272.84 | yes
961 | 5 | 0.005 | 0% | 0.005 | 2 | 4 | 0.07 | 1 | 0.18 | 1 | 3 | 0.12 | 0.37 | 0.37 | 0.62
962 | 100 | 0.1 | 0% | 0.1 | 0 | 73 | 1.36 | 0 | 0 | 0 | 73 | 0 | 8.96 | 1.36 | 10.32
963 | 249 | 0.249 | 0% | 0.249 | 1 | 182 | 3.4 | 1 | 0.18 | 0 | 181 | 0 | 22.21 | 3.58 | 25.79
964 | 319 | 0.319 | 10% | 0.3509 | 117 | 256 | 4.79 | 70 | 12.26 | 47 | 186 | 5.77 | 22.82 | 22.82 | 39.87
965 | 2420 | 2.42 | 0% | 2.42 | 807 | 1767 | 33.01 | 484 | 84.75 | 323 | 1283 | 39.63 | 157.41 | 157.39 | 275.17
966 | 6500 | 6.5 | 0% | 6.5 | 845 | 4745 | 88.65 | 845 | 147.96 | 0 | 3900 | 0 | 478.49 | 236.61 | 715.1
967 | 2500 | 2.5 | 0% | 2.5 | 833 | 1320 | 34.1 | 500 | 87.55 | 333 | 820 | 40.86 | 100.6 | 162.51 | 222.25 | yes
968 | 473 | 0.473 | 0% | 0.473 | 158 | 345 | 6.45 | 95 | 16.63 | 63 | 250 | 7.73 | 30.67 | 30.81 | 53.75
969 | 1488 | 1.488 | 0% | 1.488 | 496 | 1086 | 20.3 | 298 | 52.18 | 198 | 788 | 24.29 | 96.68 | 96.77 | 169.16
970 | 3200 | 3.2 | 0% | 3.2 | 1067 | 2336 | 43.65 | 640 | 112.06 | 427 | 1696 | 52.39 | 208.08 | 208.1 | 363.79
971 | 49 | 0.049 | 0% | 0.049 | 16 | 36 | 0.67 | 10 | 1.75 | 6 | 26 | 0.74 | 3.19 | 3.16 | 5.61
972 | 25 | 0.025 | 0% | 0.025 | 8 | 18 | 0.34 | 5 | 0.88 | 3 | 13 | 0.37 | 1.59 | 1.59 | 2.81
973 | 180 | 0.18 | 10% | 0.198 | 66 | 145 | 2.7 | 40 | 7 | 26 | 105 | 3.19 | 12.88 | 12.89 | 22.58
974 | 700 | 0.7 | 9.5% | 0.7665 | 256 | 560 | 10.45 | 153 | 26.79 | 103 | 407 | 12.64 | 49.93 | 49.88 | 87.17
975 | 324 | 0.324 | 0% | 0.324 | 108 | 237 | 4.42 | 65 | 11.38 | 43 | 172 | 5.28 | 21.1 | 21.08 | 36.9
976 | 300 | 0.3 | 0% | 0.3 | 46 | 219 | 4.09 | 46 | 8.05 | 0 | 173 | 0 | 21.23 | 12.14 | 33.37
977 | 50 | 0.05 | 0% | 0.05 | 17 | 37 | 0.68 | 10 | 1.75 | 7 | 27 | 0.86 | 3.31 | 3.29 | 5.74 | yes
978 | 648 | 0.648 | 0% | 0.648 | 126 | 473 | 8.84 | 126 | 22.06 | 0 | 347 | 0 | 42.57 | 30.9 | 73.47
979 | 1100 | 1.1 | 0% | 1.1 | 367 | 803 | 15 | 220 | 38.52 | 147 | 583 | 18.04 | 71.53 | 71.56 | 125.05
980 | 2148 | 2.148 | 0% | 2.148 | 716 | 1568 | 29.3 | 430 | 75.29 | 286 | 1138 | 35.09 | 139.62 | 139.68 | 244.21
981 | 216 | 0.216 | 0% | 0.216 | 72 | 158 | 2.95 | 43 | 7.53 | 29 | 115 | 3.56 | 14.11 | 14.04 | 24.59 | yes
982 | 400 | 0.4 | 0% | 0.4 | 85 | 292 | 5.46 | 80 | 14.01 | 5 | 212 | 0.61 | 26.01 | 20.08 | 45.48
983 | 420 | 0.42 | 0% | 0.42 | 140 | 307 | 5.73 | 84 | 14.71 | 56 | 223 | 6.87 | 27.36 | 27.31 | 47.8
984 | 746 | 0.746 | 0% | 0.746 | 42 | 545 | 10.17 | 42 | 7.35 | 0 | 503 | 0 | 61.71 | 17.52 | 79.23
985 | 1200 | 1.2 | 0% | 1.2 | 400 | 876 | 16.37 | 240 | 42.02 | 160 | 636 | 19.63 | 78.03 | 78.02 | 136.42
986 | 2300 | 2.3 | 0% | 2.3 | 10 | 1679 | 31.37 | 10 | 1.75 | 0 | 1669 | 0 | 204.77 | 33.12 | 237.89
987 | 1990 | 1.99 | 0% | 1.99 | 663 | 1453 | 27.14 | 398 | 69.69 | 265 | 1055 | 32.51 | 129.44 | 129.34 | 226.27 | yes
988 | 160 | 0.16 | 10% | 0.176 | 27 | 128 | 2.4 | 27 | 4.73 | 0 | 101 | 0 | 12.39 | 7.13 | 19.52
989 | 624 | 0.624 | 0% | 0.624 | 208 | 456 | 8.51 | 125 | 21.89 | 83 | 331 | 10.18 | 40.61 | 40.58 | 71.01
990 | 745 | 0.745 | 0% | 0.745 | 218 | 544 | 10.16 | 149 | 26.09 | 69 | 395 | 8.47 | 48.46 | 44.72 | 84.71
991 | 5000 | 5 | 0% | 5 | 1667 | 3650 | 68.2 | 1000 | 175.1 | 667 | 2650 | 81.83 | 325.13 | 325.13 | 568.43
992 | 100 | 0.1 | 0% | 0.1 | 33 | 73 | 1.36 | 20 | 3.5 | 13 | 53 | 1.59 | 6.5 | 6.45 | 11.36 | yes
993 | 200 | 0.2 | 0% | 0.2 | 40 | 146 | 2.73 | 40 | 7 | 0 | 106 | 0 | 13.01 | 9.73 | 22.74
994 | 1650 | 1.65 | 0% | 1.65 | 550 | 1205 | 22.5 | 330 | 57.78 | 220 | 875 | 26.99 | 107.35 | 107.27 | 187.63
995 | 336 | 0.336 | 0% | 0.336 | 112 | 245 | 4.58 | 67 | 11.73 | 45 | 178 | 5.52 | 21.84 | 21.83 | 38.15 | yes
996 | 336 | 0.336 | 0% | 0.336 | 112 | 245 | 4.58 | 67 | 11.73 | 45 | 178 | 5.52 | 21.84 | 21.83 | 38.15
997 | 500 | 0.5 | 0% | 0.5 | 167 | 365 | 6.82 | 100 | 17.51 | 67 | 265 | 8.22 | 32.51 | 32.55 | 56.84
998 | 764 | 0.764 | 17.25% | 0.89579 | 299 | 654 | 12.22 | 179 | 31.34 | 120 | 475 | 14.72 | 58.28 | 58.28 | 101.84
999 | 144 | 0.144 | 0% | 0.144 | 48 | 105 | 1.96 | 29 | 5.08 | 19 | 76 | 2.33 | 9.32 | 9.37 | 16.36 | yes
1000 | 86 | 0.086 | 36% | 0.11696 | 39 | 85 | 1.6 | 23 | 4.03 | 16 | 62 | 1.96 | 7.61 | 7.59 | 13.24
1001 | 720 | 0.72 | 25% | 0.9 | 300 | 657 | 12.28 | 180 | 31.52 | 120 | 477 | 14.72 | 58.52 | 58.52 | 102.32 | yes
1002 | 11104 | 11.104 | 10% | 12.2144 | 4087 | 8917 | 166.59 | 2443 | 427.77 | 1644 | 6474 | 201.7 | 794.29 | 796.06 | 1388.65
1003 | 825 | 0.825 | 20% | 0.99 | 330 | 723 | 13.5 | 198 | 34.67 | 132 | 525 | 16.19 | 64.41 | 64.36 | 112.58
1004 | 720 | 0.72 | 10% | 0.792 | 264 | 578 | 10.8 | 158 | 27.67 | 106 | 420 | 13.01 | 51.53 | 51.48 | 90
1005 | 680 | 0.68 | 10% | 0.748 | 249 | 546 | 10.2 | 150 | 26.27 | 99 | 396 | 12.15 | 48.58 | 48.62 | 85.05
1006 | 700 | 0.7 | 9.9% | 0.7693 | 256 | 562 | 10.49 | 154 | 26.97 | 102 | 408 | 12.51 | 50.06 | 49.97 | 87.52
1007 | 690 | 0.69 | 13.19% | 0.78101 | 260 | 570 | 10.65 | 156 | 27.32 | 104 | 414 | 12.76 | 50.79 | 50.73 | 88.76
1008 | 550 | 0.55 | 10% | 0.605 | 3 | 442 | 8.25 | 3 | 0.53 | 0 | 439 | 0 | 53.86 | 8.78 | 62.64
1009 | 200 | 0.2 | 10% | 0.22 | 73 | 161 | 3 | 44 | 7.7 | 29 | 117 | 3.56 | 14.35 | 14.26 | 25.05
1010 | 603 | 0.603 | 15% | 0.69345 | 253 | 380 | 9.46 | 139 | 24.34 | 114 | 241 | 13.99 | 29.57 | 47.79 | 63.37 | yes
1011 | 35 | 0.035 | 0% | 0.035 | 12 | 26 | 0.48 | 7 | 1.23 | 5 | 19 | 0.61 | 2.33 | 2.32 | 4.04
1012 | 408 | 0.408 | 10% | 0.4488 | 150 | 328 | 6.12 | 90 | 15.76 | 60 | 238 | 7.36 | 29.2 | 29.24 | 51.08
1013 | 395 | 0.395 | 10% | 0.4345 | 145 | 317 | 5.93 | 87 | 15.23 | 58 | 230 | 7.12 | 28.22 | 28.28 | 49.38
1014 | 180 | 0.18 | 10% | 0.198 | 66 | 145 | 2.7 | 40 | 7 | 26 | 105 | 3.19 | 12.88 | 12.89 | 22.58
1015 | 5844 | 5.844 | 28.6% | 7.5154 | 2505 | 5486 | 102.5 | 1503 | 263.18 | 1002 | 3983 | 122.93 | 488.67 | 488.61 | 854.35
1016 | 875 | 0.875 | 28.5% | 1.1244 | 375 | 821 | 15.34 | 225 | 39.4 | 150 | 596 | 18.4 | 73.12 | 73.14 | 127.86
1017 | 100 | 0.1 | 10% | 0.11 | 37 | 80 | 1.5 | 22 | 3.85 | 15 | 58 | 1.84 | 7.12 | 7.19 | 12.47
1018 | 300 | 0.3 | 10% | 0.33 | 120 | 241 | 4.5 | 66 | 11.56 | 54 | 175 | 6.63 | 21.47 | 22.69 | 37.53
1019 | 228 | 0.228 | 10% | 0.2508 | 84 | 183 | 3.42 | 50 | 8.76 | 34 | 133 | 4.17 | 16.32 | 16.35 | 28.5 | yes
1020 | 320 | 0.32 | 10% | 0.352 | 117 | 257 | 4.8 | 70 | 12.26 | 47 | 187 | 5.77 | 22.94 | 22.83 | 40
1021 | 1955 | 1.955 | 0% | 1.955 | 652 | 1427 | 26.66 | 391 | 68.46 | 261 | 1036 | 32.02 | 127.11 | 127.14 | 222.23
1022 | 75 | 0.075 | 20% | 0.09 | 30 | 66 | 1.23 | 18 | 3.15 | 12 | 48 | 1.47 | 5.89 | 5.85 | 10.27
1023 | 1640 | 1.64 | 0% | 1.64 | 546 | 1197 | 22.37 | 328 | 57.43 | 218 | 869 | 26.75 | 106.62 | 106.55 | 186.42
1024 | 390 | 0.39 | 10% | 0.429 | 143 | 313 | 5.85 | 86 | 15.06 | 57 | 227 | 6.99 | 27.85 | 27.9 | 48.76
1025 | 300 | 0.3 | 10% | 0.33 | 110 | 241 | 4.5 | 66 | 11.56 | 44 | 175 | 5.4 | 21.47 | 21.46 | 37.53
1026 | 440 | 0.44 | 10% | 0.484 | 161 | 353 | 6.6 | 97 | 16.98 | 64 | 256 | 7.85 | 31.41 | 31.43 | 54.99
1027 | 210 | 0.21 | 10% | 0.231 | 42 | 169 | 3.15 | 42 | 7.35 | 0 | 127 | 0 | 15.58 | 10.5 | 26.08
1028 | 840 | 0.84 | 10% | 0.924 | 308 | 675 | 12.6 | 185 | 32.39 | 123 | 490 | 15.09 | 60.12 | 60.08 | 105.11
1029 | 80 | 0.08 | 10% | 0.088 | 16 | 64 | 1.2 | 16 | 2.8 | 0 | 48 | 0 | 5.89 | 4 | 9.89
1030 | 1032 | 1.032 | 10% | 1.1352 | 378 | 829 | 15.48 | 227 | 39.75 | 151 | 602 | 18.53 | 73.86 | 73.76 | 129.09
1031 | 516 | 0.516 | 10% | 0.5676 | 189 | 414 | 7.74 | 114 | 19.96 | 75 | 300 | 9.2 | 36.81 | 36.9 | 64.51
1032 | 216 | 0.216 | 10% | 0.2376 | 79 | 173 | 3.24 | 48 | 8.4 | 31 | 125 | 3.8 | 15.34 | 15.44 | 26.98 | yes
1033 | 375 | 0.375 | 10% | 0.4125 | 138 | 301 | 5.63 | 83 | 14.53 | 55 | 218 | 6.75 | 26.75 | 26.91 | 46.91
1034 | 560 | 0.56 | 10% | 0.616 | 205 | 450 | 8.4 | 123 | 21.54 | 82 | 327 | 10.06 | 40.12 | 40 | 70.06
1035 | 350 | 0.35 | 0% | 0.35 | 128 | 256 | 4.77 | 70 | 12.26 | 58 | 186 | 7.12 | 22.82 | 24.15 | 39.85
1036 | 300 | 0.3 | 14.67% | 0.34401 | 115 | 251 | 4.69 | 69 | 12.08 | 46 | 182 | 5.64 | 22.33 | 22.41 | 39.1
1037 | 585 | 0.585 | 33.33% | 0.77998 | 260 | 569 | 10.64 | 156 | 27.32 | 104 | 413 | 12.76 | 50.67 | 50.72 | 88.63
1038 | 360 | 0.36 | 11.11% | 0.4 | 133 | 292 | 5.46 | 80 | 14.01 | 53 | 212 | 6.5 | 26.01 | 25.97 | 45.48
1039 | 672 | 0.672 | 19.05% | 0.80002 | 267 | 584 | 10.91 | 160 | 28.02 | 107 | 424 | 13.13 | 52.02 | 52.06 | 90.95
1040 | 140 | 0.14 | 20% | 0.168 | 56 | 123 | 2.29 | 34 | 5.95 | 22 | 89 | 2.7 | 10.92 | 10.94 | 19.16
1041 | 570 | 0.57 | 10% | 0.627 | 209 | 458 | 8.55 | 125 | 21.89 | 84 | 333 | 10.31 | 40.86 | 40.75 | 71.3 | yes
1042 | 1320 | 1.32 | 4.7% | 1.382 | 461 | 1009 | 18.85 | 276 | 48.33 | 185 | 733 | 22.7 | 89.93 | 89.88 | 157.11
1043 | 1300 | 1.3 | 35.17% | 1.7572 | 586 | 1283 | 23.97 | 351 | 61.46 | 235 | 932 | 28.83 | 114.35 | 114.26 | 199.78
1044 | 340 | 0.34 | 8.82% | 0.36999 | 123 | 270 | 5.05 | 74 | 12.96 | 49 | 196 | 6.01 | 24.05 | 24.02 | 42.06
1045 | 720 | 0.72 | 14.44% | 0.82397 | 275 | 601 | 11.24 | 165 | 28.89 | 110 | 436 | 13.5 | 53.49 | 53.63 | 93.62
1046 | 360 | 0.36 | 14.44% | 0.41198 | 137 | 301 | 5.62 | 82 | 14.36 | 55 | 219 | 6.75 | 26.87 | 26.73 | 46.85
1047 |  | 0 | 0% | 0 | 0 | 0 | 0 | 0 | 0 | 0 | 0 | 0 | 0 | 17.9378 | 0
1048 | 320 | 0.32 | 11.5% | 0.3568 | 119 | 260 | 4.87 | 71 | 12.43 | 48 | 189 | 5.89 | 23.19 | 23.19 | 40.49
1049 | 150 | 0.15 | 20% | 0.18 | 60 | 131 | 2.46 | 36 | 6.3 | 24 | 95 | 2.94 | 11.66 | 11.7 | 20.42
1050 | 400 | 0.4 | 10% | 0.44 | 147 | 321 | 6 | 88 | 15.41 | 59 | 233 | 7.24 | 28.59 | 28.65 | 50 | yes
| 380 | 0.38 | 21.58% | 0.462 | 154 | 337 | 6.3 | 92 | 16.11 | 62 | 245 | 7.61 | 30.06 | 30.02 | 52.47
| 510 | 0.51 | 17.65% | 0.60001 | 200 | 438 | 8.18 | 120 | 21.01 | 80 | 318 | 9.82 | 39.02 | 39.01 | 68.21
| 145 | 0.145 | 19.31% | 0.173 | 58 | 126 | 2.36 | 35 | 6.13 | 23 | 91 | 2.82 | 11.16 | 11.31 | 19.65
| 400 | 0.4 | 21.75% | 0.487 | 162 | 356 | 6.64 | 97 | 16.98 | 65 | 259 | 7.97 | 31.78 | 31.59 | 55.4
1051 | 1435 |  |  |  | 574 | [8 empty] | 111.93
1052 | 180 | 0.18 | 21.67% | 0.21901 | 73 | 160 | 2.99 | 44 | 7.7 | 29 | 116 | 3.56 | 14.23 | 14.25 | 24.92 | yes
| 3960 | 3.96 | 14.55% | 4.5362 | 1512 | 3311 | 61.87 | 907 | 158.82 | 605 | 2404 | 74.23 | 294.94 | 294.92 | 515.63
| 765 | 0.765 | 20% | 0.918 | 306 | 670 | 12.52 | 184 | 32.22 | 122 | 486 | 14.97 | 59.63 | 59.71 | 104.37
1054 | 4725 |  |  |  | 1818 | [8 empty] | 354.63
1055 | 90 | 0.09 | 0% | 0.09 | 30 | 66 | 1.23 | 18 | 3.15 | 12 | 48 | 1.47 | 5.89 | 5.85 | 10.27 | yes
1056 | 4608 | 4.608 | 0% | 4.608 | 1536 | 3364 | 62.85 | 922 | 161.44 | 614 | 2442 | 75.33 | 299.61 | 299.62 | 523.9
1057 | 1260 | 1.26 | 3.8% | 1.3079 | 436 | 955 | 17.84 | 262 | 45.88 | 174 | 693 | 21.35 | 85.02 | 85.07 | 148.74
1058 | 3432 | 3.432 | 0% | 3.432 | 1144 | 2505 | 46.81 | 686 | 120.12 | 458 | 1819 | 56.19 | 223.17 | 223.12 | 390.1
1059 | 660 | 0.66 | 14.55% | 0.75603 | 252 | 552 | 10.31 | 151 | 26.44 | 101 | 401 | 12.39 | 49.2 | 49.14 | 85.95
1060 | 320 | 0.32 | 16.25% | 0.372 | 124 | 272 | 5.07 | 74 | 12.96 | 50 | 198 | 6.13 | 24.29 | 24.16 | 42.32
1061 | 950 | 0.95 | 21.58% | 1.155 | 385 | 843 | 15.75 | 231 | 40.45 | 154 | 612 | 18.89 | 75.09 | 75.09 | 131.29
1062 | 228 | 0.228 | 30% | 0.2964 | 99 | 216 | 4.04 | 59 | 10.33 | 40 | 157 | 4.91 | 19.26 | 19.28 | 33.63
1063 | 510 | 0.51 | 17.65% | 0.60001 | 200 | 438 | 8.18 | 120 | 21.01 | 80 | 318 | 9.82 | 39.02 | 39.01 | 68.21
1064 | 40 | 0.04 | 0% | 0.04 | 13 | 29 | 0.55 | 8 | 1.4 | 5 | 21 | 0.61 | 2.58 | 2.56 | 4.53
1065 | 440 | 0.44 | 22.73% | 0.54001 | 180 | 394 | 7.37 | 108 | 18.91 | 72 | 286 | 8.83 | 35.09 | 35.11 | 61.37
1066 | 550 | 0.55 | 11.64% | 0.61402 | 205 | 448 | 8.37 | 123 | 21.54 | 82 | 325 | 10.06 | 39.87 | 39.97 | 69.78
1067 | 200 | 0.2 | 10% | 0.22 | 73 | 161 | 3 | 44 | 7.7 | 29 | 117 | 3.56 | 14.35 | 14.26 | 25.05
1068 | 880 | 0.88 | 14.55% | 1.008 | 336 | 736 | 13.75 | 202 | 35.37 | 134 | 534 | 16.44 | 65.52 | 65.56 | 114.64
1069 | 5004 | 5.004 | 0% | 5.004 | 1668 | 3653 | 68.25 | 1001 | 175.28 | 667 | 2652 | 81.83 | 325.37 | 325.36 | 568.9
1070 | 720 | 0.72 | 10.83% | 0.79798 | 266 | 583 | 10.88 | 160 | 28.02 | 106 | 423 | 13.01 | 51.9 | 51.91 | 90.8
1071 | 825 | 0.825 | 23.64% | 1.02 | 340 | 745 | 13.91 | 204 | 35.72 | 136 | 541 | 16.69 | 66.37 | 66.32 | 116
1072 | 624 | 0.624 | 16.67% | 0.72802 | 243 | 531 | 9.93 | 146 | 25.56 | 97 | 385 | 11.9 | 47.24 | 47.39 | 82.73
| 84 | 0.084 | 0% | 0.084 | 28 | 61 | 1.15 | 17 | 2.98 | 11 | 44 | 1.35 | 5.4 | 5.48 | 9.53
| 350 | 0.35 | 23.43% | 0.432 | 144 | 315 | 5.89 | 86 | 15.06 | 58 | 229 | 7.12 | 28.1 | 28.07 | 49.05
1073 | 434 |  |  |  | 172 | [8 empty] | 33.55
1075 | 1320 | 1.32 | 9.09% | 1.44 | 480 | 1051 | 19.64 | 288 | 50.43 | 192 | 763 | 23.56 | 93.61 | 93.63 | 163.68
| 120 | 0.12 | 14.55% | 0.13746 | 46 | 100 | 1.87 | 27 | 4.73 | 19 | 73 | 2.33 | 8.96 | 8.93 | 15.56
| 300 | 0.3 | 14.55% | 0.34365 | 115 | 251 | 4.69 | 69 | 12.08 | 46 | 182 | 5.64 | 22.33 | 22.41 | 39.1
| 170 | 0.17 | 14.55% | 0.19474 | 65 | 142 | 2.66 | 39 | 6.83 | 26 | 103 | 3.19 | 12.64 | 12.68 | 22.13
1076 | 590 |  |  |  | 226 | [8 empty] | 44.02
1077 | 700 | 0.7 | 9.71% | 0.76797 | 256 | 561 | 10.47 | 154 | 26.97 | 102 | 407 | 12.51 | 49.93 | 49.95 | 87.37
1078 | 1870 | 1.87 | 23% | 2.3001 | 767 | 1679 | 31.37 | 460 | 80.55 | 307 | 1219 | 37.67 | 149.56 | 149.59 | 261.48
1079 | 600 | 0.6 | 12% | 0.672 | 224 | 491 | 9.17 | 134 | 23.46 | 90 | 357 | 11.04 | 43.8 | 43.67 | 76.43
1080 | 384 | 0.384 | 20.3% | 0.46195 | 154 | 337 | 6.3 | 92 | 16.11 | 62 | 245 | 7.61 | 30.06 | 30.02 | 52.47
| 52 | 0.052 | 10% | 0.0572 | 19 | 42 | 0.78 | 11 | 1.93 | 8 | 31 | 0.98 | 3.8 | 3.69 | 6.51
| 50 | 0.05 | 10% | 0.055 | 18 | 40 | 0.75 | 11 | 1.93 | 7 | 29 | 0.86 | 3.56 | 3.54 | 6.24
1081 | 102 |  |  |  | 37 | [8 empty] | 7.23
1082 | 1320 | 1.32 | 14.55% | 1.5121 | 504 | 1104 | 20.62 | 302 | 52.88 | 202 | 802 | 24.78 | 98.4 | 98.28 | 171.9
1083 | 450 | 0.45 | 10% | 0.495 | 165 | 361 | 6.75 | 99 | 17.33 | 66 | 262 | 8.1 | 32.14 | 32.18 | 56.22
1084 | 162 | 0.162 | 10% | 0.1782 | 59 | 130 | 2.43 | 36 | 6.3 | 23 | 94 | 2.82 | 11.53 | 11.55 | 20.26
1085 | 425 | 0.425 | 10% | 0.4675 | 156 | 341 | 6.38 | 94 | 16.46 | 62 | 247 | 7.61 | 30.3 | 30.45 | 53.14
1086 | 720 | 0.72 | 10% | 0.792 | 264 | 578 | 10.8 | 158 | 27.67 | 106 | 420 | 13.01 | 51.53 | 51.48 | 90
1087 | 1200 | 1.2 | 20% | 1.44 | 480 | 1051 | 19.64 | 288 | 50.43 | 192 | 763 | 23.56 | 93.61 | 93.63 | 163.68
1088 | 1800 | 1.8 | 14% | 2.052 | 684 | 1498 | 27.99 | 410 | 71.79 | 274 | 1088 | 33.62 | 133.49 | 133.4 | 233.27
1089 | 1800 | 1.8 | 0% | 1.8 | 600 | 1314 | 24.55 | 360 | 63.04 | 240 | 954 | 29.45 | 117.05 | 117.04 | 204.64
1090 | 792 | 0.792 | 0% | 0.792 | 264 | 578 | 10.8 | 158 | 27.67 | 106 | 420 | 13.01 | 51.53 | 51.48 | 90
| 800 | 0.8 | 0% | 0.8 | 267 | 584 | 10.91 | 160 | 28.02 | 107 | 424 | 13.13 | 52.02 | 52.06 | 90.95
| 720 | 0.72 | 0% | 0.72 | 240 | 526 | 9.82 | 144 | 25.21 | 96 | 382 | 11.78 | 46.87 | 46.81 | 81.9 | yes
1091 | 1520 |  |  |  |  | 793 | [8 empty] | 133.96
1092 | 2400 | 2.4 | 0% | 2.4 | 58 | 1752 | 32.73 | 58 | 10.16 | 0 | 1694 | 0 | 207.83 | 42.89 | 250.72
1093 | 120 | 0.12 | 10% | 0.132 | 44 | 96 | 1.8 | 26 | 4.55 | 18 | 70 | 2.21 | 8.59 | 8.56 | 14.94
1094 | 540 | 0.54 | 0% | 0.54 | 180 | 394 | 7.37 | 108 | 18.91 | 72 | 286 | 8.83 | 35.09 | 35.11 | 61.37
393 | 75 | 0.075 | 0% | 0.075 | 25 | 55 | 1.02 | 15 | 2.63 | 10 | 40 | 1.23 | 4.91 | 4.88 | 8.56
394 | 900 | 0.9 | 0% | 0.9 | 300 | 657 | 12.28 | 180 | 31.52 | 120 | 477 | 14.72 | 58.52 | 58.52 | 102.32 | yes
| 12 | 0.012 | 0% | 0.012 | 4 | 9 | 0.16 | 2 | 0.35 | 2 | 7 | 0.25 | 0.86 | 0.76 | 1.37 | yes
395 | 125 | 0.125 | 0% | 0.125 | 38 | 91 | 1.7 | 25 | 4.38 | 13 | 66 | 1.59 | 8.1 | 7.67 | 14.18
[5 empty] | 47 |  | 0 | 0 | 0 | 47 | 0 | 5.77 | 0 | 9.04 | 0
| 24 | 0.024 | 0% | 0.024 | 8 | 18 | 0.33 | 5 | 0.88 | 3 | 13 | 0.37 | 1.59 | 1.58 | 2.8 | yes
| 100 | 0.1 | 0% | 0.1 | 30 | 73 | 1.36 | 20 | 3.5 | 10 | 53 | 1.23 | 6.5 | 6.09 | 11.36
396 |  |  |  |  | 48 |  | 0 | 0 | 0 | 48 | 0 | 5.89 | 0 | 8.89 | 0
| 800 | 0.8 | 10% | 0.88 | 293 | 642 | 12 | 176 | 30.82 | 117 | 466 | 14.35 | 57.17 | 57.17 | 99.99
| 300 | 0.3 | 10% | 0.33 | 110 | 241 | 4.5 | 66 | 11.56 | 44 | 175 | 5.4 | 21.47 | 21.46 | 37.53
353 | 1100 |  |  |  | 403 |  | 0 | 0 | 0 | 403 | 0 | 49.44 | 0 | 78.63 | 0
| 650 | 0.65 | 0% | 0.65 | 217 | 475 | 8.87 | 130 | 22.76 | 87 | 345 | 10.67 | 42.33 | 42.3 | 73.96
| 160 | 0.16 | 0% | 0.16 | 65 | 117 | 2.18 | 32 | 5.6 | 33 | 85 | 4.05 | 10.43 | 11.83 | 18.21
387 | 810 |  |  |  |  | 540 | 0 | 0 | 0 | 0 | 540 | 0 | 66.25 | 0 | 85.79 | yes
| 871 | 0.871 | 0% | 0.871 | 290 | 636 | 11.88 | 174 | 30.47 | 116 | 462 | 14.23 | 56.68 | 56.58 | 99.03
| 160 | 0.16 | 0% | 0.16 | 64 | 117 | 2.18 | 32 | 5.6 | 32 | 85 | 3.93 | 10.43 | 11.71 | 18.21
378 | 1031 |  |  |  |  | 700 | 0 | 0 | 0 | 0 | 700 | 0 | 85.88 | 0 | 110.74 | yes
| 660 | 0.66 | 21.74% | 0.80348 | 268 | 587 | 10.96 | 161 | 28.19 | 107 | 426 | 13.13 | 52.27 | 52.28 | 91.42
| 60 | 0.06 | 21.74% | 0.073044 | 24 | 53 | 1 | 15 | 2.63 | 9 | 38 | 1.1 | 4.66 | 4.73 | 8.29
| 30 | 0.03 | 21.74% | 0.036522 | 12 | 27 | 0.5 | 7 | 1.23 | 5 | 20 | 0.61 | 2.45 | 2.34 | 4.18
1095 | 690 |  |  |  | 304 |  | 0 | 0 | 0 | 304 | 0 | 37.3 | 0 | 59.35 | 0
| 2090 | 2.09 | 20% | 2.508 | 836 | 1831 | 34.21 | 502 | 87.9 | 334 | 1329 | 40.98 | 163.05 | 163.09 | 285.16
| 75 | 0.075 | 20% | 0.09 | 30 | 66 | 1.23 | 18 | 3.15 | 12 | 48 | 1.47 | 5.89 | 5.85 | 10.27
1096 | 2165 |  |  |  | 866 |  | 0 | 0 | 0 | 866 | 0 | 106.25 | 0 | 168.94 | 0
1097 | 300 | 0.3 | 14.67% | 0.34401 | 115 | 251 | 4.69 | 69 | 12.08 | 46 | 182 | 5.64 | 22.33 | 22.41 | 39.1
1098 | 375 | 0.375 | 5.6% | 0.396 | 132 | 289 | 5.4 | 79 | 13.83 | 53 | 210 | 6.5 | 25.76 | 25.73 | 44.99
1099 | 0 | 0 | 0% | 0 | 0 | 0 | 0 | 0 | 0 | 0 | 0 | 0 | 0 | 21.9953 | 0
1100 | 500 | 0.5 | 0% | 0.5 | 100 | 365 | 6.82 | 100 | 17.51 | 0 | 265 | 0 | 32.51 | 24.33 | 56.84
1101 | 2486 | 2.486 | 0% | 2.486 | 829 | 1815 | 33.91 | 497 | 87.02 | 332 | 1318 | 40.73 | 161.7 | 161.66 | 282.63 | yes
1102 | 5.4 | 0.0054 | 0% | 0.0054 | 2 | 4 | 0.07 | 1 | 0.18 | 1 | 3 | 0.12 | 0.37 | 0.37 | 0.62 | yes
1103 | 280 | 0.28 | 0% | 0.28 | 93 | 204 | 3.82 | 56 | 9.81 | 37 | 148 | 4.54 | 18.16 | 21.9953 | 31.79
1104 | 1000 | 1 | 0% | 1 | 240 | 730 | 13.64 | 200 | 35.02 | 40 | 530 | 4.91 | 65.03 | 53.57 | 113.69
834 | 595 | 0.595 | 0% | 0.595 | 143 | 344 | 8.12 | 119 | 20.84 | 24 | 225 | 2.94 | 27.6 | 31.9 | 54.91 | yes
1109 | 660 | 0.66 | 12.7% | 0.74382 | 248 | 543 | 10.15 | 149 | 26.09 | 99 | 394 | 12.15 | 48.34 | 48.39 | 84.58
1108 | 204 | 0.204 | 16.05% | 0.23674 | 79 | 173 | 3.23 | 47 | 8.23 | 32 | 126 | 3.93 | 15.46 | 15.39 | 26.92 | yes
1106 | 64.97 | 5 | 12.65 | 0.94 | 0 | 13.59
1105 | 1547.6 | 129 | 12.65 | 24.24 | 0 | 36.89
1110 | 20 | 0.02 | 0% | 0.02 | 7 | 15 | 0.27 | 4 | 0.7 | 3 | 11 | 0.37 | 1.35 | 21.9953 | 13.89 | yes
| 1200 | 1.2 | 0% | 1.2 | 400 | 876 | 16.37 | 240 | 42.02 | 160 | 636 | 19.63 | 78.03 | 78.02 | 136.42
| 360 | 0.36 | 0% | 0.36 | 263 | 263 | 4.91 | 72 | 12.61 | 191 | 191 | 23.43 | 23.43 | 40.95 | 40.95
1111 |  |  |  |  | 663 | [8 empty] | 118.97
1112 | 660 | 0.66 | 0% | 0.66 | 220 | 482 | 9 | 132 | 23.11 | 88 | 350 | 10.8 | 42.94 | 42.91 | 75.05 | yes
1113 | 1680 | 1.68 | 12.69% | 1.8932 | 631 | 1382 | 25.82 | 379 | 66.36 | 252 | 1003 | 30.92 | 123.06 | 123.1 | 215.24 | yes
1114 | 700 | 0.7 | 10% | 0.77 | 257 | 562 | 10.5 | 154 | 26.97 | 103 | 408 | 12.64 | 50.06 | 50.11 | 87.53 | yes
| 3500 | 3.5 | 0% | 3.5 | 2555 | 2555 | 47.74 | 700 | 122.57 | 1855 | 1855 | 227.59 | 227.59 | 397.9 | 397.9
| 1000 | 1 | 0% | 1 | 304 | 730 | 13.64 | 200 | 35.02 | 104 | 530 | 12.76 | 65.03 | 61.42 | 113.69
| 500 | 0.5 | 0% | 0.5 | 213 | 365 | 6.82 | 100 | 17.51 | 113 | 265 | 13.86 | 32.51 | 38.19 | 56.84
1115 | 5000 |  |  |  | 517 | 1095 | [7 empty] | 99.61 | 170.53
1116 | 935 | 0.935 | 16.04% | 1.085 | 362 | 792 | 14.8 | 217 | 38 | 145 | 575 | 17.79 | 70.55 | 70.59 | 123.35
| 360 | 0.36 | 13.9% | 0.41004 | 137 | 299 | 5.59 | 82 | 14.36 | 55 | 217 | 6.75 | 26.62 | 26.7 | 46.57
| 70 | 0.07 | 18.6% | 0.08302 | 28 | 61 | 1.13 | 17 | 2.98 | 11 | 44 | 1.35 | 5.4 | 5.46 | 9.51
| 80 | 0.08 | 18.4% | 0.09472 | 32 | 69 | 1.29 | 19 | 3.33 | 13 | 50 | 1.59 | 6.13 | 6.21 | 10.75
| 1200 | 1.2 | 17.8% | 1.4136 | 471 | 1032 | 19.28 | 283 | 49.55 | 188 | 749 | 23.07 | 91.89 | 91.9 | 160.72
1117 | 1710 |  |  |  | 668 | [8 empty] | 130.27
1118 | 40 | 0.04 | 10% | 0.044 | 15 | 32 | 0.6 | 176 | 30.82 | 117 | 466 | 14.35 | 57.17 | 17.51 | 88.59
1119 | 3234 | 3.234 | 0% | 3.234 | 202 | 2361 | 44.11 | 202 | 35.37 | 0 | 2159 | 0 | 264.88 | 79.48 | 344.36
1120 | 120 | 0.12 | 21.67% | 0.146 | 49 | 107 | 1.99 | 29 | 5.08 | 20 | 78 | 2.45 | 9.57 | 9.52 | 16.64
1121 | 180 | 0.18 | 10% | 0.198 | 66 | 145 | 2.7 | 40 | 7 | 26 | 105 | 3.19 | 12.88 | 12.89 | 22.58
1122 | 82 | 0.082 | 0% | 0.082 | 27 | 60 | 1.12 | 16 | 2.8 | 11 | 44 | 1.35 | 5.4 | 21.9953 | 9.32
1123 | 110 | 0.11 | 0% | 0.11 | 37 | 80 | 1.5 | 22 | 3.85 | 15 | 58 | 1.84 | 7.12 | 7.19 | 12.47
1124 | 1200 | 1.2 | 5% | 1.26 | 420 | 920 | 17.19 | 252 | 44.13 | 168 | 668 | 20.61 | 81.96 | 81.93 | 143.28
1125 | 1200 | 1.2 | 21.6% | 1.4592 | 486 | 1065 | 19.9 | 292 | 51.13 | 194 | 773 | 23.8 | 94.84 | 94.83 | 165.87
1126 | 440.5 | 0.4405 | 21.6% | 0.53565 | 179 | 391 | 7.31 | 107 | 18.74 | 72 | 284 | 8.83 | 34.84 | 34.88 | 60.89
1127 | 2420 | 2.42 | 21.6% | 2.9427 | 981 | 2148 | 40.14 | 589 | 103.13 | 392 | 1559 | 48.09 | 191.27 | 191.36 | 334.54
1128 | 860 | 0.86 | 17.21% | 1.008 | 336 | 736 | 13.75 | 202 | 35.37 | 134 | 534 | 16.44 | 65.52 | 65.56 | 114.64
1129 | 4380 | 4.38 | 17.81% | 5.16 | 1720 | 3767 | 70.38 | 1032 | 180.7 | 688 | 2735 | 84.41 | 335.55 | 335.49 | 586.63
1130 | 1530 | 1.53 | 15% | 1.7595 | 587 | 1284 | 24 | 352 | 61.64 | 235 | 932 | 28.83 | 114.35 | 114.47 | 199.99
1131 | 425 | 0.425 | 15% | 0.48875 | 163 | 357 | 6.67 | 98 | 17.16 | 65 | 259 | 7.97 | 31.78 | 31.8 | 55.61
1132 | 240 | 0.24 | 10% | 0.264 | 88 | 193 | 3.6 | 53 | 9.28 | 35 | 140 | 4.29 | 17.18 | 17.17 | 30.06
1133 | 1890 | 1.89 | 10% | 2.079 | 693 | 1518 | 28.36 | 416 | 72.84 | 277 | 1102 | 33.98 | 135.2 | 135.18 | 236.4
1134 | 84 | 0.084 | 10% | 0.0924 | 31 | 67 | 1.26 | 18 | 3.15 | 13 | 49 | 1.59 | 6.01 | 6 | 21.9953
1135 | 420 | 0.42 | 10% | 0.462 | 98 | 337 | 6.3 | 92 | 16.11 | 6 | 245 | 0.74 | 30.06 | 23.15 | 52.47
| 1242 | 1.242 | 0% | 1.242 | 18 |  | 16.94 | 18 | 3.15 | 0 | -18 | 0 | -2.21 | 20.09 | 17.88
| 120 | 0.12 | 0% | 0.12 | 88 |  | 1.64 | 24 | 4.2 | 64 | -24 | 7.85 | -2.94 | 13.69 | 2.9
1136 | 1362 |  |  |  | 106 |  | 0 |  | 0 |  |  |  |  | 33.78 | 20.78
1137 | 17 | 0.017 | 0% | 0.017 | 12 | 12 | 0.23 | 3 | 0.53 | 9 | 9 | 1.1 | 1.1 | 1.86 | 1.86
1138 | 2316 | 2.316 | 10% | 2.5476 | 849 | 1860 | 34.75 | 510 | 89.3 | 339 | 1350 | 41.59 | 165.63 | 165.64 | 289.68
1139 | 1440 | 1.44 | 0% | 1.44 | 1051 | 1051 | 19.64 | 288 | 50.43 | 763 | 763 | 93.61 | 93.61 | 163.68 | 163.68
| 1920 | 1.92 | 10% | 2.112 | 1028 | 1542 | 28.81 | 422 | 73.89 | 606 | 1120 | 74.35 | 137.41 | 177.05 | 240.11
| 120 | 0.12 | 10% | 0.132 | 64 | 96 | 1.8 | 26 | 4.55 | 38 | 70 | 4.66 | 8.59 | 11.01 | 14.94
1140 | 2040 |  |  |  | 1092 | [8 empty] | 188.06
1141 | 2090 | 2.09 | 20.57% | 2.52 | 840 | 1840 | 34.37 | 504 | 88.25 | 336 | 1336 | 41.22 | 163.91 | 163.84 | 286.53
1142 | 2316 | 2.316 | 0% | 2.316 | 1691 | 1691 | 31.59 | 463 | 81.07 | 1228 | 1228 | 150.66 | 150.66 | 263.32 | 263.32
| 25 | 0.025 | 0% | 0.025 | 18 | 18 | 0.34 | 5 | 0.88 | 13 | 13 | 1.59 | 1.59 | 6.5 | 2.81
| 75 | 0.075 | 0% | 0.075 | 41 | 55 | 1.02 | 15 | 2.63 | 26 | 40 | 3.19 | 4.91
1143 |  |  |  |  | 59 | [7 empty] | 6.5
1144 | 82 | 0.082 | 0% | 0.082 | 27 | 60 | 1.12 | 16 | 2.8 | 11 | 44 | 1.35 | 5.4 | 5.27 | 9.32
1145 | 230 | 0.23 | 0% | 0.23 | 77 | 168 | 3.14 | 46 | 8.05 | 31 | 122 | 3.8 | 14.97 | 14.99 | 26.16
1146 | 280 | 0.28 | 0% | 0.28 | 93 | 204 | 3.82 | 56 | 9.81 | 37 | 148 | 4.54 | 18.16 | 18.17 | 30
1147 | 450 | 0.45 | 5% | 0.4725 | 158 | 345 | 6.44 | 95 | 16.63 | 63 | 250 | 7.73 | 30.67 | 30.8 | 53.74
1148 | 800 | 0.8 | 5% | 0.84 | 280 | 613 | 11.46 | 168 | 29.42 | 112 | 445 | 13.74 | 54.6 | 54.62 | 95.48
1149 | 129 | 0.129 | 0% | 0.129 | 43 | 94 | 1.76 | 26 | 4.55 | 17 | 68 | 2.09 | 8.34 | 8.4 | 14.65
| 120 | 0.12 | 25% | 0.15 | 50 | 110 | 2.05 | 30 | 5.25 | 20 | 80 | 2.45 | 9.82 | 9.75 | 17.12
| 80 | 0.08 | 30% | 0.104 | 35 | 76 | 1.42 | 21 | 3.68 | 14 | 55 | 1.72 | 6.75 | 6.82 | 11.85
1150 | 200 |  |  |  | 85 | [8 empty] | 21.9953
1151 | 2400 | 2.4 | 5% | 2.52 | 840 | 1840 | 34.37 | 504 | 88.25 | 336 | 1336 | 41.22 | 163.91 | 163.84 | 286.53
1152 | 2000 | 2 | 22% | 2.44 | 813 | 1781 | 33.28 | 488 | 85.45 | 325 | 1293 | 39.87 | 158.64 | 158.6 | 277.37
| 455 | 0.455 | 17.65% | 0.53531 | 178 | 391 | 7.3 | 107 | 18.74 | 71 | 284 | 8.71 | 34.84 | 34.75 | 60.88
| 250 | 0.25 | 11.75% | 0.27937 | 93 | 204 | 3.81 | 56 | 9.81 | 37 | 148 | 4.54 | 18.16 | 18.16 | 31.78
1153 | 705 |  |  |  | 271 | [8 empty] | 52.91
|  |  |  | 1st Block | Additional
| Annual | Monthly | Customer | Energy | Energy | Monthly | Annual
Rate Code | Energy | Energy | Charge | Charge | Charge | Charge | Charge
1154 | 3650 | 304 | 21.9953 | 37.58 | 17.66 | 77.2353 | 926.8237
1155 | 84 | 0.084 | 5% | 0.0882 | 5 | 64 | 1.2 | 5 | 0.88 | 0 | 59 | 0 | 7.24 | 2.08 | 9.32
1156 | 1000 | 1 | 12.75% | 1.1275 | 376 | 823 | 15.38 | 226 | 39.57 | 150 | 597 | 18.4 | 73.25 | 73.35 | 128.2
1157 | 60 | 0.06 | 13% | 0.0678 | 23 | 49 | 0.92 | 14 | 2.45 | 9 | 35 | 1.1 | 4.29 | 4.47 | 7.66
| 350 | 0.35 | 14.3% | 0.40005 | 133 | 292 | 5.46 | 80 | 14.01 | 53 | 212 | 6.5 | 26.01 | 25.97 | 45.48
| 46 | 0.046 | 0% | 0.046 | 15 | 34 | 0.63 | 9 | 1.58 | 6 | 25 | 0.74 | 3.07 | 2.95 | 5.28
1158 | 396 |  |  |  | 148 | [8 empty] | 28.92
1159 | 1200 | 1.2 | 10% | 1.32 | 120 | 964 | 18 | 120 | 21.01 | 0 | 844 | 0 | 103.55 | 39.01 | 142.56
1160 | 450 | 0.45 | 0% | 0.45 | 150 | 329 | 6.14 | 90 | 15.76 | 60 | 239 | 7.36 | 29.32 | 29.26 | 51.22
1161 | 660 | 0.66 | 0% | 0.66 | 220 | 482 | 9 | 132 | 23.11 | 88 | 350 | 10.8 | 42.94 | 42.91 | 75.05
1162 | 495 | 0.495 | 0% | 0.495 | 45 | 361 | 6.75 | 45 | 7.88 | 0 | 316 | 0 | 38.77 | 21.9953 | 53.4
1163 | 300 | 0.3 | 4% | 0.312 | 95 | 228 | 4.26 | 62 | 10.86 | 33 | 166 | 4.05 | 20.37 | 19.17 | 35.49
1164 | 1188 | 1.188 | 20.91% | 1.4364 | 479 | 1049 | 19.59 | 287 | 50.25 | 192 | 762 | 23.56 | 93.49 | 93.4 | 163.33
1165 | 96 | 0.096 | 0% | 0.096 | 32 | 70 | 1.31 | 19 | 3.33 | 13 | 51 | 1.59 | 6.26 | 6.23 | 10.9
1166 | 17 | 0.017 | 0% | 0.017 | 6 | 12 | 0.23 | 3 | 0.53 | 3 | 9 | 0.37 | 1.1 | 1.13 | 1.86
1167 | 25 | 0.025 | 0% | 0.025 | 8 | 18 | 0.34 | 5 | 0.88 | 3 | 13 | 0.37 | 1.59 | 1.59 | 2.81
1168 | 3040 | 3.04 | 0% | 3.04 | 740 | 2219 | 41.46 | 608 | 106.46 | 132 | 1611 | 16.19 | 197.65 | 164.11 | 345.57
1169 | 12 | 0.012 | 0% | 0.012 | 4 | 9 | 0.16 | 2 | 0.35 | 2 | 7 | 0.25 | 0.86 | 0.76 | 2.96
1170 | 1920 | 1.92 | 0% | 1.92 | 467 | 1402 | 26.19 | 384 | 67.24 | 83 | 1018 | 10.18 | 124.9 | 103.61 | 218.33
1171 | 96 | 0.096 | 0% | 0.096 | 23 | 1 | 1.31 | 19 | 3.33 | 4 | -18 | 0.49 | -2.21 | 5.13 | 2.43
| 420 | 0.42 | 0% | 0.42 | 140 | 307 | 5.73 | 84 | 14.71 | 56 | 223 | 6.87 | 27.36 | 27.31 | 47.8
| 1260 | 1.26 | 0% | 1.26 | 420 | 920 | 17.19 | 252 | 44.13 | 168 | 668 | 20.61 | 81.96 | 81.93 | 143.28
| 1498 | 1.498 | 0% | 1.498 | 499 | 1094 | 20.43 | 300 | 52.53 | 199 | 794 | 24.42 | 97.41 | 97.38 | 170.37
| 1680 | 1.68 | 0% | 1.68 | 560 | 1226 | 22.91 | 336 | 58.83 | 224 | 890 | 27.48 | 109.19 | 109.22 | 190.93
1172 | 4858 |  |  |  |  | 2285 | [8 empty] | 397.55
1173 | 144 | 0.144 | 0% | 0.144 | 48 | 105 | 1.96 | 29 | 5.08 | 19 | 76 | 2.33 | 9.32 | 9.37 | 16.36
1174 | 768 | 0.768 | 20.31% | 0.92398 | 308 | 675 | 12.6 | 185 | 32.39 | 123 | 490 | 15.09 | 60.12 | 60.08 | 105.11
1175 | 840 | 0.84 | 0% | 0.84 | 280 | 613 | 11.46 | 168 | 29.42 | 112 | 445 | 13.74 | 54.6 | 54.62 | 95.48
| 480 | 0.48 | 18.18% | 0.56726 | 189 | 414 | 7.74 | 113 | 19.79 | 76 | 301 | 9.32 | 36.93 | 36.85 | 64.46
| 1680 | 1.68 | 0% | 1.68 | 560 | 1226 | 22.91 | 336 | 58.83 | 224 | 890 | 27.48 | 109.19 | 109.22 | 190.93
1176 | 2160 |  |  |  |  | 1640 | [7 empty] | 146.07 | 255.39
1177 | 1000 | 1 | 7.5% | 1.075 | 162 | 785 | 14.66 | 162 | 28.37 | 0 | 623 | 0 | 76.44 | 43.03 | 119.47
| 175 | 0.175 | 8.6% | 0.19005 | 63 | 139 | 2.59 | 38 | 6.65 | 25 | 101 | 3.07 | 12.39 | 12.31 | 21.63
| 185 | 0.185 | 0% | 0.185 | 62 | 135 | 2.52 | 37 | 6.48 | 25 | 98 | 3.07 | 12.02 | 12.07 | 21.02
1178 | [5 empty] | 274 | [8 empty] | 42.65
STND1 | FIXED CHARGE |  | 300 | [10 empty] | 300
STND3 | FIXED CHARGE |  | 300 | [10 empty] | 300
STND4 | FIXED CHARGE |  | 645 | [10 empty] | 645
|  |  | 28 d. Month | 29 d. Month | 30 d. Month | 31 d. Month
| Demand | 5.8
| Hrs./ day | 24
| Days/ Mo. |  | 28 | 29 | 30 | 31
| kW.h |  | 3898 | 4037 | 4176 | 4315
| Tnfr. Loss |  | 1.75% | 1.75% | 1.75% | 1.75%
| Adj. kW.h |  | 3966 | 4108 | 4249 | 4391
STND2 | Eng. Chg. |  | 398.8977 | 413.18 | 427.3617 | 441.6439 | [7 empty] | 413.18
|  | Demand | Ballast | Demand | Energy per Month |  | Demand | 1st Block | 1st Block | All Addional Energy |  | All Add. Energy Charge |  | Total Monthly Charge
Rate Code | Wattage | in KW | % | incl. Ballast | Photocell | Continuous | Charge | Energy | Energy Chg. | Photocell | Continuous | Photocell | Continuous | Photocell | Continuous
XMAS | 11900 | 11.9 | 0% | 11.9 | 1428 |  | 27.05 | 1428 | 250.04 | 0 |  | 0 |  | 277.09
XMAS1 | 19.95 | 0.01995 | 0% | 0.01995 | 2 |  | 0.05 | 2 | 0.35 | 0 |  | 0 |  | 0.4
XMAS2 | 0 | 0 | 0% | 0 | 1 |  | 0 | 0 | 0 | 1 |  | 0.12 |  | 0.12
XMSCW | 5275 | 5.275 | 0% | 5.275 | 390 |  | 7.39 | 108 | 18.91 | 282 |  | 34.6 |  | 60.9
XMSCS | 3325 | 3.325 | 0% | 3.325 | 246 |  | 4.66 | 68 | 11.91 | 178 |  | 21.84 |  | 38.41
XMSCB | 2275 | 2.275 | 0% | 2.275 | 137 |  | 5.17 | 76 | 13.31 | 61 |  | 7.48 |  | 25.96
1179 | 100 | 0.1 | 0% | 0.1 | 33 | 73 | 1.36 | 20 | 3.5 | 13 | 53 | 1.59 | 6.5 | 6.45 | 11.36
1180 | 2140 | 2.14 | 0% | 2.14 | 713 | 1562 | 29.19 | 428 | 74.94 | 285 | 1134 | 34.97 | 139.13 | 139.1 | 243.26
1181 | 90 | 0.09 | 0% | 0.09 | 30 | 66 | 1.23 | 18 | 3.15 | 12 | 48 | 1.47 | 5.89 | 5.85 | 10.27
| 800 | 0.8 | 0% | 0.8 | 267 | 584 | 10.91 | 160 | 28.02 | 107 | 424 | 13.13 | 52.02 | 52.06 | 90.95
| 375 | 0.375 | 0% | 0.375 | 125 | 274 | 5.11 | 75 | 13.13 | 50 | 199 | 6.13 | 24.42 | 24.37 | 42.66
1182 | 1175 |  |  |  | 392 | 858 | [7 empty] | 76.43 | 133.61
1183 | 80 | 0.08 | 0% | 0.08 | 17 | 58 | 1.09 | 16 | 2.8 | 1 | 42 | 0.12 | 5.15 | 4.01 | 9.04
1184 | 165 | 0.165 | 0% | 0.165 | 55 | 120 | 2.25 | 33 | 5.78 | 22 | 87 | 2.7 | 10.67 | 10.73 | 18.7
555 | 35 | 0.035 | 0% | 0.035 | 12 | 26 | 0.48 | 7 | 1.23 | 5 | 19 | 0.61 | 2.33 | 2.32 | 4.04
556 | 51 | 0.051 | 0% | 0.051 | 17 | 37 | 0.7 | 10 | 1.75 | 7 | 27 | 0.86 | 3.31 | 3.31 | 5.76
557 | 172 | 0.172 | 0% | 0.172 | 57 | 126 | 2.35 | 34 | 5.95 | 23 | 92 | 2.82 | 11.29 | 11.12 | 19.59
558 | 91 | 0.091 | 0% | 0.091 | 30 | 66 | 1.24 | 18 | 3.15 | 12 | 48 | 1.47 | 5.89 | 5.86 | 10.28
1185 | 623 | 0.623 | 0% | 0.623 | 208 | 455 | 8.5 | 125 | 21.89 | 83 | 330 | 10.18 | 40.49 | 40.57 | 70.88
1186 | 450 | 0.45 | 0% | 0.45 | 150 | 329 | 6.14 | 90 | 15.76 | 60 | 239 | 7.36 | 29.32 | 29.26 | 51.22
| 1880 | 1.88 | 0% | 1.88 | 627 | 1372 | 25.64 | 376 | 65.84 | 251 | 996 | 30.79 | 122.2 | 122.27 | 213.68
| 2404 | 2.404 | 0% | 2.404 | 801 | 1755 | 32.79 | 481 | 84.22 | 320 | 1274 | 39.26 | 156.31 | 156.27 | 273.32
1187 | 4284 |  |  |  |  | 3127 | [7 empty] | 278.54 | 487
| 1880 | 1.88 | 0% | 1.88 | 627 | 1372 | 25.64 | 376 | 65.84 | 251 | 996 | 30.79 | 122.2 | 122.27 | 213.68
| 1166 | 1.166 | 0% | 1.166 | 389 | 851 | 15.9 | 233 | 40.8 | 156 | 618 | 19.14 | 75.82 | 75.84 | 132.52
1188 | 3046 |  |  |  |  | 2223 | [7 empty] | 198.11 | 346.2
1189 | 940 | 0.94 | 0% | 0.94 | 313 | 686 | 12.82 | 188 | 32.92 | 125 | 498 | 15.34 | 61.1 | 61.08 | 106.84
1190 | 128 | 0.128 | 0% | 0.128 | 43 | 93 | 1.75 | 26 | 4.55 | 17 | 67 | 2.09 | 8.22 | 8.39 | 14.52
1191 | 240 | 0.24 | 0% | 0.24 | 80 | 175 | 3.27 | 48 | 8.4 | 32 | 127 | 3.93 | 15.58 | 15.6 | 27.25
1192 | 60 | 0.06 | 0% | 0.06 | 20 | 44 | 0.82 | 12 | 2.1 | 8 | 32 | 0.98 | 3.93 | 3.9 | 6.85
1193 | 4140 | 4.14 | 0% | 4.14 | 630 | 3022 | 56.47 | 630 | 110.31 | 0 | 2392 | 0 | 293.47 | 166.78 | 460.25
1194 | 595 | 0.595 | 17.65% | 0.70002 | 233 | 511 | 9.55 | 140 | 24.51 | 93 | 371 | 11.41 | 45.52 | 45.47 | 79.58
1195 | 760 | 0.76 | 3% | 0.7828 | 261 | 571 | 10.68 | 157 | 27.49 | 104 | 414 | 12.76 | 50.79 | 50.93 | 88.96
1196 | 11395 | 11.395 | 0% | 11.395 | 3798 | 8318 | 155.42 | 2279 | 399.05 | 1519 | 6039 | 186.36 | 740.92 | 740.83 | 1295.39
1197 | 1636 | 1.636 | 0% | 1.636 | 545 | 1194 | 22.31 | 327 | 57.26 | 218 | 867 | 26.75 | 106.37 | 106.32 | 185.94
1198 | 1395 | 1.395 | 0% | 1.395 | 465 | 1018 | 19.03 | 279 | 48.85 | 186 | 739 | 22.82 | 90.67 | 90.7 | 158.55
1199 | 2000 | 2 | 0% | 2 | 667 | 1460 | 27.28 | 400 | 70.04 | 267 | 1060 | 32.76 | 130.05 | 130.08 | 227.37
1200 | 2600 | 2.6 | 0% | 2.6 | 867 | 1898 | 35.46 | 520 | 91.05 | 347 | 1378 | 42.57 | 169.07 | 169.08 | 295.58
1201 | 876 | 0.876 | 0% | 0.876 | 292 | 639 | 11.95 | 175 | 30.64 | 117 | 464 | 14.35 | 56.93 | 56.94 | 99.52
1202 | 20 | 0.02 | 0% | 0.02 | 7 | 15 | 0.27 | 4 | 0.7 | 3 | 11 | 0.37 | 1.35 | 1.34 | 2.32
1203 | 134 | 0.134 | 0% | 0.134 | 45 | 98 | 1.83 | 27 | 4.73 | 18 | 71 | 2.21 | 8.71 | 8.77 | 15.27
1204 | 3817 | 3.817 | 0% | 3.817 | 1272 | 2786 | 52.06 | 763 | 133.6 | 509 | 2023 | 62.45 | 248.2 | 248.11 | 433.86
1205 | 40 | 0.04 | 0% | 0.04 | 13 | 29 | 0.55 | 8 | 1.4 | 5 | 21 | 0.61 | 2.58 | 2.56 | 4.53
1206 | 1632 | 1.632 | 0% | 1.632 | 8 | 1191 | 22.26 | 8 | 1.4 | 0 | 1183 | 0 | 145.14 | 23.66 | 168.8
1207 | 11 | 0.011 | 0% | 0.011 | 4 | 8 | 0.15 | 2 | 0.35 | 2 | 6 | 0.25 | 0.74 | 0.75 | 1.24
1208 | 3957 | 3.957 | 0% | 3.957 | 1319 | 2889 | 53.97 | 791 | 138.5 | 528 | 2098 | 64.78 | 257.4 | 257.25 | 449.87
|  |  |  | 1st Block | Additional
| Annual | Monthly | Customer | Energy | Energy | Monthly | Annual
Rate Code | Energy | Energy | Charge | Charge | Charge | Charge | Charge
1209 | 105.12 | 9 | 21.9953 | 1.69 | 0 | 23.6853 | 284.2237 | [6 empty] | 23.6853 | 23.6853
1210 | 3817 | 3.817 | 0% | 3.817 | 1272 | 2786 | 52.06 | 763 | 133.6 | 509 | 2023 | 62.45 | 248.2 | 248.11 | 433.86
1211 | 425 | 0.425 | 0% | 0.425 | 142 | 310 | 5.8 | 85 | 14.88 | 57 | 225 | 6.99 | 27.6 | 17.51 | 48.28
1212 | 6000 | 6 | 0% | 6 | 2000 | 4380 | 81.83 | 1200 | 210.12 | 800 | 3180 | 98.15 | 390.15 | 390.1 | 682.1
1213 | 97 | 0.097 | 0% | 0.097 | 32 | 71 | 1.32 | 19 | 3.33 | 13 | 52 | 1.59 | 6.38 | 6.24 | 11.03
1214 | 918 | 0.918 | 0% | 0.918 | 306 | 670 | 12.52 | 184 | 32.22 | 122 | 486 | 14.97 | 59.63 | 59.71 | 104.37
1215 | 720 | 0.72 | 0% | 0.72 | 240 | 526 | 9.82 | 144 | 25.21 | 96 | 382 | 11.78 | 46.87 | 46.81 | 81.9
| 72 | 0.072 | 0% | 0.072 | 22 | 53 | 0.98 | 14 | 2.45 | 8 | 39 | 0.98 | 4.78 | 4.41 | 8.21
| 350 | 0.35 | 14.29% | 0.4 | 133 | 292 | 5.46 | 80 | 14.01 | 53 | 212 | 6.5 | 26.01 | 25.97 | 45.48
| 500 | 0.5 | 10% | 0.55 | 183 | 402 | 7.5 | 110 | 19.26 | 73 | 292 | 8.96 | 35.83 | 35.72 | 62.59
1216 | 922 |  |  |  | 338 | 747 |  |  |  | 134 | 543 | 16.44 | 66.62 | 66.1 | 116.28
1217 | 805 | 0.805 | 0% | 0.805 | 122 | 588 | 10.98 | 122 | 21.36 | 0 | 466 | 0 | 57.17 | 32.34 | 89.51
562 | 150 | 0.15 | 0% | 0.15 | 50 | 110 | 2.05 | 30 | 5.25 | 20 | 80 | 2.45 | 9.82 | 9.75 | 17.12
563 | 60 | 0.06 | 0% | 0.06 | 20 | 44 | 0.82 | 12 | 2.1 | 8 | 32 | 0.98 | 3.93 | 3.9 | 6.85
1218 | 875 | 0.875 | 14.3% | 1.0001 | 304 | 730 | 13.64 | 200 | 35.02 | 104 | 530 | 12.76 | 65.03 | 61.42 | 113.69
1219 | 50 | 0.05 | 0% | 0.05 | 17 | 37 | 0.68 | 10 | 1.75 | 7 | 27 | 0.86 | 3.31 | 3.29 | 5.74
564 | 28 | 0.028 | 0% | 0.028 | 9 | 20 | 0.38 | 6 | 1.05 | 3 | 14 | 0.37 | 1.72 | 1.8 | 3.15
565 | 86 | 0.086 | 0% | 0.086 | 29 | 63 | 1.17 | 17 | 2.98 | 12 | 46 | 1.47 | 5.64 | 5.62 | 9.79
566 | 93 | 0.093 | 0% | 0.093 | 31 | 68 | 1.27 | 19 | 3.33 | 12 | 49 | 1.47 | 6.01 | 6.07 | 10.61
567 | 100 | 0.1 | 0% | 0.1 | 33 | 73 | 1.36 | 20 | 3.5 | 13 | 53 | 1.59 | 6.5 | 6.45 | 11.36
568 | 116 | 0.116 | 0% | 0.116 | 39 | 85 | 1.58 | 23 | 4.03 | 16 | 62 | 1.96 | 7.61 | 7.57 | 13.22
569 | 143 | 0.143 | 0% | 0.143 | 48 | 104 | 1.95 | 29 | 5.08 | 19 | 75 | 2.33 | 9.2 | 9.36 | 16.23
570 | 200 | 0.2 | 0% | 0.2 | 67 | 146 | 2.73 | 40 | 7 | 27 | 106 | 3.31 | 13.01 | 13.04 | 22.74
571 | 201 | 0.201 | 0% | 0.201 | 67 | 147 | 2.74 | 40 | 7 | 27 | 107 | 3.31 | 13.13 | 13.05 | 22.87
572 | 250 | 0.25 | 0% | 0.25 | 83 | 183 | 3.41 | 50 | 8.76 | 33 | 133 | 4.05 | 16.32 | 16.22 | 28.49
1220 | 25 | 0.025 | 0% | 0.025 | 1 | 18 | 0.34 | 1 | 0.18 | 0 | 17 | 0 | 2.09 | 0.52 | 2.61
| 350 | 0.35 | 14.3% | 0.40005 | 133 | 292 | 5.46 | 80 | 14.01 | 53 | 212 | 6.5 | 26.01 | 25.97 | 45.48
| 50 | 0.05 | 0% | 0.05 | 17 | 37 | 0.68 | 10 | 1.75 | 7 | 27 | 0.86 | 3.31 | 3.29 | 5.74
1221 | 400 |  |  |  |  | 329 | [7 empty] | 29.26 | 51.22
1222 | 2800 | 2.8 | 0% | 2.8 | 933 | 2044 | 38.19 | 560 | 98.06 | 373 | 1484 | 45.76 | 182.07 | 182.01 | 318.32
1223 | 46 | 0.046 | 0% | 0.046 | 15 | 34 | 0.63 | 9 | 1.58 | 6 | 25 | 0.74 | 3.07 | 2.95 | 5.28
1224 | 1800 | 1.8 | 8.7% | 1.9566 | 652 | 1428 | 26.69 | 391 | 68.46 | 261 | 1037 | 32.02 | 127.23 | 127.17 | 222.38
1225 | 20.27 | 0.02027 | 0% | 0.02027 | 7 | 15 | 0.28 | 4 | 0.7 | 3 | 11 | 0.37 | 1.35 | 1.35 | 2.33
1226 | 1219 | 1.219 | 0% | 1.219 | 406 | 890 | 16.63 | 244 | 42.72 | 162 | 646 | 19.88 | 79.26 | 79.23 | 138.61
| 3400 | 3.4 | 0% | 3.4 | 1133 | 2482 | 46.37 | 680 | 119.07 | 453 | 1802 | 55.58 | 221.09 | 221.02 | 386.53
| 1200 | 1.2 | 0% | 1.2 | 400 | 876 | 16.37 | 240 | 42.02 | 160 | 636 | 19.63 | 78.03 | 78.02 | 136.42
1227 | 4600 |  |  |  |  | 3358 | [7 empty] | 299.04 | 522.95
| 1000 | 1 | 0% | 1 | 333 | 730 | 13.64 | 200 | 35.02 | 133 | 530 | 16.32 | 65.03 | 64.98 | 64.98
| 1200 | 1.2 | 0% | 1.2 | 400 | 876 | 16.37 | 240 | 42.02 | 160 | 636 | 19.63 | 78.03 | 78.02 | 78.02
1228 | 2200 |  |  |  | 733 | 1606 | [7 empty] | 143 | 143
1229 | 800 | 0.8 | 27.27% | 1.0182 | 339 | 743 | 13.89 | 204 | 35.72 | 135 | 539 | 16.56 | 66.13 | 66.17 | 115.74
1230 | 150 | 0.15 | 0% | 0.15 | 37 | 110 | 2.05 | 30 | 5.25 | 7 | 80 | 0.86 | 9.82 | 8.16 | 17.12
|  |  |  | 1st Block | Additional
| Annual | Monthly | Customer | Energy | Energy | Monthly | Annual
Rate Code | Energy | Energy | Charge | Charge | Charge | Charge | Charge
1231 | 255 | 21 | 21.9953 | 3.95 | 0 | 25.9453 | 311.3437 | [6 empty] | 25.9453 | 25.9453
1232 | 1800 | 1.8 | 0% | 1.8 | 600 | 1314 | 24.55 | 360 | 63.04 | 240 | 954 | 29.45 | 117.05 | 117.04 | 204.64
1233 | 288 | 0.288 | 0% | 0.288 | 71 | 210 | 3.93 | 58 | 10.16 | 13 | 152 | 1.59 | 18.65 | 15.68 | 32.74
1234 | 1000 | 1 | 10% | 1.1 | 271 | 803 | 15 | 220 | 38.52 | 51 | 583 | 6.26 | 71.53 | 59.78 | 125.05
573 | 52 | 0.052 | 0% | 0.052 | 17 | 38 | 0.71 | 10 | 1.75 | 7 | 28 | 0.86 | 3.44 | 3.32 | 5.9
574 | 140 | 0.14 | 0% | 0.14 | 47 | 102 | 1.91 | 28 | 4.9 | 19 | 74 | 2.33 | 9.08 | 9.14 | 15.89
575 | 185 | 0.185 | 0% | 0.185 | 62 | 135 | 2.52 | 37 | 6.48 | 25 | 98 | 3.07 | 12.02 | 12.07 | 21.02
1235 | 1219 | 1.219 | 0% | 1.219 | 406 | 890 | 16.63 | 244 | 42.72 | 162 | 646 | 19.88 | 79.26 | 79.23 | 138.61
530 | 4.6 | 0.0046 | 0% | 0.0046 | 2 | 3 | 0.06 | 1 | 0.18 | 1 | 2 | 0.12 | 0.25 | 0.36 | 0.49 |  | 530 | 3 | 0.27
531 | 7.5 | 0.0075 | 0% | 0.0075 | 3 | 5 | 0.1 | 2 | 0.35 | 1 | 3 | 0.12 | 0.37 | 0.57 | 0.82 |  | 531 | 5 | 0.45
1236 | 696 | 0.696 | 10% | 0.7656 | 256 | 559 | 10.44 | 153 | 26.79 | 103 | 406 | 12.64 | 49.81 | 49.87 | 87.04
1237 | 77.8 | 0.0778 | 0% | 0.0778 | 19 | 57 | 1.06 | 16 | 2.8 | 3 | 41 | 0.37 | 5.03 | 4.23 | 8.89
576 | 95 | 0.095 | 0% | 0.095 | 32 | 69 | 1.3 | 19 | 3.33 | 13 | 50 | 1.59 | 6.13 | 6.22 | 10.76
577 | 155 | 0.155 | 0% | 0.155 | 52 | 113 | 2.11 | 31 | 5.43 | 21 | 82 | 2.58 | 10.06 | 10.12 | 17.6
307 | 70 | 0.07 | 29.12% | 0.090384 | 30 | 66 | 1.23 | 18 | 3.15 | 12 | 48 | 1.47 | 5.89 | 5.85 | 10.27
308 | 100 | 0.1 | 29.12% | 0.12912 | 43 | 94 | 1.76 | 26 | 4.55 | 17 | 68 | 2.09 | 8.34 | 8.4 | 14.65
331 | 70 | 0.07 | 30.45% | 0.091315 | 30 | 67 | 1.25 | 18 | 3.15 | 12 | 49 | 1.47 | 6.01 | 5.87 | 10.41
333 | 175 | 0.175 | 30% | 0.2275 | 76 | 166 | 3.1 | 46 | 8.05 | 30 | 120 | 3.68 | 14.72 | 14.83 | 25.87
1238 | 104 | 0.104 | 0% | 0.104 | 35 | 76 | 1.42 | 21 | 3.68 | 14 | 55 | 1.72 | 6.75 | 6.82 | 11.85
1239 | 720 | 0.72 | 0% | 0.72 | 240 | 526 | 9.82 | 144 | 25.21 | 96 | 382 | 11.78 | 46.87 | 46.81 | 81.9
1240 | 900 | 0.9 | 0% | 0.9 | 300 | 657 | 12.28 | 180 | 31.52 | 120 | 477 | 14.72 | 58.52 | 58.52 | 102.32
1241 | 810 | 0.81 | 0% | 0.81 | 159 | 591 | 11.05 | 159 | 27.84 | 0 | 432 | 0 | 53 | 38.89 | 91.89
1242 | 250 | 0.25 | 0% | 0.25 | 83 | 183 | 3.41 | 50 | 8.76 | 33 | 133 | 4.05 | 16.32 | 16.22 | 28.49
578 | 75 | 0.075 | 0% | 0.075 | 25 | 55 | 1.02 | 15 | 2.63 | 10 | 40 | 1.23 | 4.91 | 4.88 | 8.56
536 | 105 | 0.105 | 0% | 0.105 | 35 | 77 | 1.43 | 21 | 3.68 | 14 | 56 | 1.72 | 6.87 | 6.82 | 11.98
579 | 138 | 0.138 | 0% | 0.138 | 46 | 101 | 1.88 | 28 | 4.9 | 18 | 73 | 2.21 | 8.96 | 8.99 | 15.74
580 | 140 | 0.14 | 0% | 0.14 | 47 | 102 | 1.91 | 28 | 4.9 | 19 | 74 | 2.33 | 9.08 | 9.14 | 15.89
581 | 185 | 0.185 | 0% | 0.185 | 62 | 135 | 2.52 | 37 | 6.48 | 25 | 98 | 3.07 | 12.02 | 12.07 | 21.02
1243 | 518.4 | 0.5184 | 0% | 0.5184 | 71 | 378 | 7.07 | 71 | 12.43 | 0 | 307 | 0 | 37.67 | 19.5 | 57.17
1244 | 561.6 | 0.5616 | 42.35% | 0.79943 | 266 | 584 | 10.9 | 160 | 28.02 | 106 | 424 | 13.01 | 52.02 | 51.93 | 90.94
1245 | 256 | 0.256 | 0% | 0.256 | 93 | 187 | 3.49 | 51 | 8.93 | 42 | 136 | 5.15 | 16.69 | 17.57 | 29.11
1246 | 85 | 0.085 | 0% | 0.085 | 62 | 62 | 1.16 | 17 | 2.98 | 45 | 45 | 5.52 | 5.52 | 9.66 | 9.66
582 | 54 | 0.054 | 0% | 0.054 | 18 | 39 | 0.74 | 11 | 1.93 | 7 | 28 | 0.86 | 3.44 | 3.53 | 6.11
583 | 175 | 0.175 | 0% | 0.175 | 58 | 128 | 2.39 | 35 | 6.13 | 23 | 93 | 2.82 | 11.41 | 11.34 | 19.93
1247 | 85 | 0.085 | 0% | 0.085 | 100 | 62 | 1.16 | 17 | 2.98 | 83 | 45 | 10.18 | 5.52 | 14.32 | 9.66
1248 | 516 | 0.516 | 0% | 0.516 | 172 | 377 | 7.04 | 103 | 18.04 | 69 | 274 | 8.47 | 33.62 | 33.55 | 58.7
1249 | 12000 | 12 | 0% | 12 | 8760 | 8760 | 163.67 | 2400 | 420.24 | 6360 | 6360 | 780.3 | 780.3 | 1364.21 | 1364.21
549 | 80 | 0.08 | 0% | 0.08 | 27 | 58 | 1.09 | 16 | 2.8 | 11 | 42 | 1.35 | 5.15 | 5.24 | 9.04
582 | 54 | 0.054 | 0% | 0.054 | 18 | 39 | 0.74 | 11 | 1.93 | 7 | 28 | 0.86 | 3.44 | 3.53 | 6.11
584 | 46 | 0.046 | 0% | 0.046 | 15 | 34 | 0.63 | 9 | 1.58 | 6 | 25 | 0.74 | 3.07 | 2.95 | 5.28
585 | 69 | 0.069 | 0% | 0.069 | 23 | 50 | 0.94 | 14 | 2.45 | 9 | 36 | 1.1 | 4.42 | 4.49 | 7.81
586 | 108 | 0.108 | 0% | 0.108 | 36 | 79 | 1.47 | 22 | 3.85 | 14 | 57 | 1.72 | 6.99 | 7.04 | 12.31
587 | 158 | 0.158 | 0% | 0.158 | 53 | 115 | 2.15 | 32 | 5.6 | 21 | 83 | 2.58 | 10.18 | 10.33 | 17.93
588 | 45 | 0.045 | 0% | 0.045 | 15 | 33 | 0.61 | 9 | 1.58 | 6 | 24 | 0.74 | 2.94 | 2.93 | 5.13
1250 | 1800 | 1.8 | 0% | 1.8 | 1314 | 1314 | 24.55 | 360 | 63.04 | 954 | 954 | 117.05 | 117.05 | 204.64 | 204.64
1251 | 110 | 0.11 | 0% | 0.11 | 80 | 80 | 1.5 | 22 | 3.85 | 58 | 58 | 7.12 | 7.12 | 12.47 | 12.47
520 | 5 | 0.005 | 0% | 0.005 | 4 | 4 | 0.07 | 1 | 0.18 | 3 | 3 | 0.37 | 0.37 | 0.62 | 0.62
521 | 10 | 0.01 | 0% | 0.01 | 4 | 7 | 0.14 | 2 | 0.35 | 2 | 5 | 0.25 | 0.61 | 0.74 | 1.1
522 | 22 | 0.022 | 0% | 0.022 | 2 | 16 | 0.3 | 2 | 0.35 | 0 | 14 | 0 | 1.72 | 0.65 | 2.37
523 | 12 | 0.012 | 0% | 0.012 | 3 | 9 | 0.16 | 2 | 0.35 | 1 | 7 | 0.12 | 0.86 | 0.63 | 1.37
524 | 13 | 0.013 | 0% | 0.013 | 1 | 9 | 0.18 | 1 | 0.18 | 0 | 8 | 0 | 0.98 | 0.36 | 1.34
525 | 6 | 0.006 | 0% | 0.006 | 1 | 4 | 0.08 | 1 | 0.18 | 0 | 3 | 0 | 0.37 | 0.26 | 0.63
526 | 10 | 0.01 | 0% | 0.01 | 3 | 7 | 0.14 | 2 | 0.35 | 1 | 5 | 0.12 | 0.61 | 0.61 | 1.1
527 | 5 | 0.005 | 0% | 0.005 | 4 | 4 | 0.07 | 1 | 0.18 | 3 | 3 | 0.37 | 0.37 | 0.62 | 0.62
1252 | 393.6 | 0.3936 | 0% | 0.3936 | 131 | 287 | 5.37 | 79 | 13.83 | 52 | 208 | 6.38 | 25.52 | 25.58 | 44.72
1231 | 48.6 | 0.0486 | 0% | 0.0486 | 16 | 35 | 0.66 | 10 | 1.75 | 6 | 25 | 0.74 | 3.07 | 3.15 | 5.48
1253 | 15 | 0.015 | 0% | 0.015 | 5 | 11 | 0.2 | 3 | 0.53 | 2 | 8 | 0.25 | 0.98 | 0.98 | 1.71
1254 | 1000 | 1 | 0% | 1 | 304 | 730 | 13.64 | 200 | 35.02 | 104 | 530 | 12.76 | 65.03 | 61.42 | 65.03
1255 | 440 | 0.44 | 0% | 0.44 | 147 | 321 | 6 | 88 | 15.41 | 59 | 233 | 7.24 | 28.59 | 28.65 | 50
1256 | 9.2 | 0.0092 | 0% | 0.0092 | 7 | 7 | 0.13 | 2 | 0.35 | 5 | 5 | 0.61 | 0.61 | 1.09 | 1.09
1257 | 249.6 | 0.2496 | 0% | 0.2496 | 128 | 182 | 3.4 | 50 | 8.76 | 78 | 132 | 9.57 | 16.19 | 21.73 | 28.35
590 | 90 | 0.09 | 0% | 0.09 | 30 | 66 | 1.23 | 18 | 3.15 | 12 | 48 | 1.47 | 5.89 | 5.85 | 10.27
| 174 | 0.174 | 0% | 0.174 | 58 | 127 | 2.37 | 35 | 6.13 | 23 | 92 | 2.82 | 11.29 | 11.32 | 19.79
| 60 | 0.06 | 0% | 0.06 | 20 | 44 | 0.82 | 12 | 2.1 | 8 | 32 | 0.98 | 3.93 | 3.9 | 6.85
1258 | 234 |  |  |  | 78 | [8 empty] | 15.22 | 26.64
1259 | 1440 | 1.44 | 0% | 1.44 | 1051 | 1051 | 19.64 | 288 | 50.43 | 763 | 763 | 93.61 | 93.61 | 163.68 | 163.68
1260 | 1800 | 1.8 | 0% | 1.8 | 600 | 1314 | 24.55 | 360 | 63.04 | 240 | 954 | 29.45 | 117.05 | 117.04 | 204.64
1261 | 700 | 0.7 | 0% | 0.7 | 117 | 511 | 9.55 | 117 | 20.49 | 0 | 394 | 0 | 48.34 | 30.04 | 78.38
1262 | 320 | 0.32 | 0% | 0.32 | 107 | 234 | 4.36 | 64 | 11.21 | 43 | 170 | 5.28 | 20.86 | 20.85 | 36.43
1263 | 2000 | 2 | 0% | 2 | 122 | 1460 | 27.28 | 122 | 21.36 | 0 | 1338 | 0 | 164.16 | 48.64 | 212.8
200 | 100 | 0.1 | 29% | 0.129 | 43 | 94 | 1.76 | 26 | 4.55 | 17 | 68 | 2.09 | 8.34 | 8.4 | 14.65
1264 | 189 | 0.189 | 0% | 0.189 | 37 | 138 | 2.58 | 37 | 6.48 | 0 | 101 | 0 | 12.39 | 9.06 | 21.45
1265 | 580 | 0.58 | 0% | 0.58 | 194 | 423 | 7.91 | 116 | 20.31 | 78 | 307 | 9.57 | 37.67 | 37.79 | 65.89
1266 | 800 | 0.8 | 0% | 0.8 | 100 | 584 | 10.91 | 100 | 17.51 | 0 | 484 | 0 | 59.38 | 28.42 | 87.8
1267 | 80 | 0.08 | 0% | 0.08 | 27 | 58 | 1.09 | 16 | 2.8 | 11 | 42 | 1.35 | 5.15 | 5.24 | 9.04
1268 | 912 | 0.912 | 0% | 0.912 | 555 | 666 | 12.44 | 182 | 31.87 | 373 | 484 | 45.76 | 59.38 | 90.07 | 103.69
514 | 300 | 0.3 | 0% | 0.3 | 73 | 219 | 4.09 | 60 | 10.51 | 13 | 159 | 1.59 | 19.51 | 16.19 | 34.11
516 | 129 | 0.129 | 0% | 0.129 | 31 | 94 | 1.76 | 26 | 4.55 | 5 | 68 | 0.61 | 8.34 | 6.92 | 14.65
835 | 44.8 | 0.0448 | 0% | 0.0448 | 15 | 33 | 0.61 | 9 | 0 | 6 | 24 | 0.74 | 0 | 1.35 | 0.61
1269 | 59 | 0.059 | 0% | 0.059 | 43 | 43 | 0.8 | 12 | 2.1 | 31 | 31 | 3.8 | 3.8 | 6.7 | 6.7
1270 | 232.49 | 0.23249 | 0% | 0.23249 | 85 | 170 | 3.17 | 46 | 8.05 | 39 | 124 | 4.78 | 15.21 | 16 | 26.43
1271 | 128 | 0.128 | 0% | 0.128 | 43 | 93 | 1.75 | 26 | 4.55 | 17 | 67 | 2.09 | 8.22 | 8.39 | 14.52
1272 | 900 | 0.9 | 0% | 0.9 | 274 | 657 | 12.28 | 180 | 31.52 | 94 | 477 | 11.53 | 58.52 | 55.33 | 102.32
1273 | 460 | 0.46 | 0% | 0.46 | 336 | 336 | 6.27 | 92 | 16.11 | 244 | 244 | 29.94 | 29.94 | 52.32 | 52.32
1274 | 216 | 0.216 | 0% | 0.216 | 66 | 158 | 2.95 | 43 | 7.53 | 23 | 115 | 2.82 | 14.11 | 13.3 | 24.59
1275 | 1000 | 1 | 0% | 1 | 333 | 730 | 13.64 | 200 | 35.02 | 133 | 530 | 16.32 | 65.03 | 64.98 | 113.69
1276 | 1138.5 | 1.1385 | 0% | 1.1385 | 380 | 831 | 15.53 | 228 | 39.92 | 152 | 603 | 18.65 | 73.98 | 74.1 | 129.43
1277 | 304.7 | 0.3047 | 0% | 0.3047 | 222 | 222 | 4.16 | 61 | 10.68 | 161 | 161 | 19.75 | 19.75 | 34.59 | 34.59
1278 | 14400 | 14.4 | 0% | 14.4 | 10512 | 10512 | 196.4 | 2880 | 504.29 | 7632 | 7632 | 936.36 | 936.36 | 1637.05 | 1637.05
1279 | 1064 | 1.064 | 0% | 1.064 | 777 | 777 | 14.51 | 213 | 37.3 | 564 | 564 | 69.2 | 69.2 | 121.01 | 121.01
1280 | 2600 | 2.6 | 0% | 2.6 | 867 | 1898 | 35.46 | 520 | 91.05 | 347 | 1378 | 42.57 | 169.07 | 169.08 | 295.58
1281 | 440 | 0.44 | 0% | 0.44 | 147 | 321 | 6 | 88 | 15.41 | 59 | 233 | 7.24 | 28.59 | 28.65 | 50
1282 | 720 | 0.72 | 0% | 0.72 | 240 | 526 | 9.82 | 144 | 25.21 | 96 | 382 | 11.78 | 46.87 | 46.81 | 81.9
1283 | 1920 | 1.92 | 0% | 1.92 | 934 | 1402 | 26.19 | 384 | 67.24 | 550 | 1018 | 67.48 | 124.9 | 160.91 | 218.33
1284 | 1800 | 1.8 | 0% | 1.8 | 1314 | 1314 | 24.55 | 360 | 63.04 | 954 | 954 | 117.05 | 117.05 | 204.64 | 204.64
1285 | 34 | 0.034 | 0% | 0.034 | 12 | 25 | 0.46 | 7 | 1.23 | 5 | 18 | 0.61 | 2.21 | 2.3 | 3.9
1286 | 67.5 | 0.0675 | 0% | 0.0675 | 23 | 49 | 0.92 | 14 | 2.45 | 9 | 35 | 1.1 | 4.29 | 4.47 | 7.66
1287 | 150 | 0.15 | 0% | 0.15 | 50 | 110 | 2.05 | 30 | 5.25 | 20 | 80 | 2.45 | 9.82 | 9.75 | 17.12
1288 | 30 | 0.03 | 0% | 0.03 | 22 | 22 | 0.41 | 6 | 1.05 | 16 | 16 | 1.96 | 1.96 | 3.42 | 3.42
1289 | 400 | 0.4 | 0% | 0.4 | 133 | 292 | 5.46 | 80 | 14.01 | 53 | 212 | 6.5 | 26.01 | 25.97 | 45.48
1290 | 742.5 | 0.7425 | 0% | 0.7425 | 407 | 542 | 10.13 | 149 | 26.09 | 258 | 393 | 31.65 | 48.22 | 67.87 | 84.44
1291 | 544 | 0.544 | 0% | 0.544 | 298 | 397 | 7.42 | 109 | 19.09 | 189 | 288 | 23.19 | 35.33 | 49.7 | 61.84
1292 | 720 | 0.72 | 0% | 0.72 | 333 | 526 | 9.82 | 144 | 25.21 | 189 | 382 | 23.19 | 46.87 | 58.22 | 81.9
1293 | 2508 | 2.508 | 0% | 2.508 | 375 | 1831 | 34.21 | 375 | 65.66 | 0 | 1456 | 0 | 178.63 | 99.87 | 278.5
1294 | 10560 | 10.56 | 0% | 10.56 | 7709 | 7709 | 144.03 | 2112 | 369.81 | 5597 | 5597 | 686.69 | 686.69 | 1200.53 | 1200.53
1295 | 7200 | 7.2 | 0% | 7.2 | 3942 | 5256 | 98.2 | 1440 | 252.14 | 2502 | 3816 | 306.97 | 468.18 | 657.31 | 818.52
1296 | 1050 | 1.05 | 0% | 1.05 | 575 | 767 | 14.32 | 210 | 36.77 | 365 | 557 | 44.78 | 68.34 | 95.87 | 119.43
1297 | 380 | 0.38 | 0% | 0.38 | 208 | 277 | 5.18 | 76 | 13.31 | 132 | 201 | 16.19 | 24.66 | 34.68 | 43.15
1298 | 336 | 0.336 | 0% | 0.336 | 184 | 245 | 4.58 | 67 | 11.73 | 117 | 178 | 14.35 | 21.84 | 30.66 | 38.15
1299 | 27 | 0.027 | 0% | 0.027 | 27 | 20 | 0.37 | 5 | 0.88 | 22 | 15 | 2.7 | 1.84 | 3.95 | 3.09
1300 | 544 | 0.544 | 0% | 0.544 | 181 | 397 | 7.42 | 109 | 19.09 | 72 | 288 | 8.83 | 35.33 | 35.34 | 61.84
1301 | 1380 | 1.38 | 0% | 1.38 | 460 | 1007 | 18.82 | 276 | 48.33 | 184 | 731 | 22.57 | 89.69 | 89.72 | 156.84
1302 | 160 | 0.16 | 0% | 0.16 | 88 | 117 | 2.18 | 32 | 5.6 | 56 | 85 | 6.87 | 10.43 | 14.65 | 18.21
1303 | 80 | 0.08 | 0% | 0.08 | 44 | 58 | 1.09 | 16 | 2.8 | 28 | 42 | 3.44 | 5.15 | 7.33 | 9.04
1304 | 76 | 0.076 | 0% | 0.076 | 25 | 55 | 1.04 | 15 | 2.63 | 10 | 40 | 1.23 | 4.91 | 4.9 | 8.58
1305 | 1584 | 1.584 | 0% | 1.584 | 1156 | 1156 | 21.6 | 317 | 55.51 | 839 | 839 | 102.94 | 102.94 | 180.05 | 180.05
1306 | 12 | 0.012 | 0% | 0.012 | 9 | 9 | 0.16 | 2 | 0.35 | 7 | 7 | 0.86 | 0.86 | 1.37 | 1.37
1307 | 60 | 0.06 | 0% | 0.06 | 20 | 44 | 0.82 | 12 | 2.1 | 8 | 32 | 0.98 | 3.93 | 3.9 | 6.85
1308 | 1800 | 1.8 | 0% | 1.8 | 600 | 1314 | 24.55 | 360 | 63.04 | 240 | 954 | 29.45 | 117.05 | 117.04 | 204.64
1309 | 300 | 0.3 | 0% | 0.3 | 164 | 219 | 4.09 | 60 | 10.51 | 104 | 159 | 12.76 | 19.51 | 27.36 | 34.11
1310 | 60 | 0.06 | 0% | 0.06 | 20 | 44 | 0.82 | 12 | 2.1 | 8 | 32 | 0.98 | 3.93 | 3.9 | 6.85
1311 | 2400 | 2.4 | 0% | 2.4 | 1752 | 1752 | 32.73 | 480 | 84.05 | 1272 | 1272 | 156.06 | 156.06 | 272.84 | 272.84
1312 | 60 | 0.06 | 0% | 0.06 | 44 | 44 | 0.82 | 12 | 2.1 | 32 | 32 | 3.93 | 3.93 | 6.85 | 6.85
1313 | 546.36 | 0.54636 | 0% | 0.54636 | 299 | 399 | 7.45 | 109 | 19.09 | 190 | 290 | 23.31 | 35.58 | 49.85 | 62.12
1314 | 748 | 0.748 | 0% | 0.748 | 546 | 546 | 10.2 | 150 | 26.27 | 396 | 396 | 48.58 | 48.58 | 85.05 | 85.05
1315 | 2936 | 2.936 | 0% | 2.936 | 1607 | 2143 | 40.04 | 587 | 102.78 | 1020 | 1556 | 125.14 | 190.9 | 267.96 | 333.72
1316 | 900 | 0.9 | 0% | 0.9 | 493 | 657 | 12.28 | 180 | 31.52 | 313 | 477 | 38.4 | 58.52 | 82.2 | 102.32
| 2000 | 2 | 0% | 2 | 667 | 1460 | 27.28 | 400 | 70.04 | 267 | 1060 | 32.76 | 130.05 | 130.08 | 227.37
| 500 | 0.5 | 0% | 0.5 | 365 | 365 | 6.82 | 100 | 17.51 | 265 | 265 | 32.51 | 32.51 | 56.84 | 56.84
| 70 | 0.07 | 0% | 0.07 | 13 | 51 | 0.95 | 13 | 2.28 | 0 | 38 | 0 | 4.66 | 3.23 | 7.89
| 41 | 0.041 | 0% | 0.041 | 1 | 30 | 0.56 | 1 | 0.18 | 0 | 29 | 0 | 3.56 | 0.74 | 4.3
1317 | 2611 | 2.611 | 0% | 2.611 | 1046 | 1906 | 35.61 | 514 | 90.01 | 532 | 1392 | 65.27 | 170.78 | 190.89 | 296.4
1318 | 360 | 0.36 | 0% | 0.36 | 263 | 263 | 4.91 | 72 | 12.61 | 191 | 191 | 23.43 | 23.43 | 40.95 | 40.95
1319 | 1363.3 | 1.3633 | 0% | 1.3633 | 456 | 995 | 18.59 | 273 | 47.8 | 183 | 722 | 22.45 | 88.58 | 88.84 | 154.97
1320 | 400 | 0.4 | 12.5% | 0.45 | 150 | 329 | 6.14 | 90 | 15.76 | 60 | 239 | 7.36 | 29.32 | 29.26 | 51.22
1321 | 698.5 | 0.6985 | 0% | 0.6985 | 510 | 510 | 9.53 | 140 | 24.51 | 370 | 370 | 45.39 | 45.39 | 79.43 | 79.43
1322 | 30 | 0.03 | 0% | 0.03 | 10 | 22 | 0.41 | 6 | 1.05 | 4 | 16 | 0.49 | 1.96 | 1.95 | 3.42
1323 | 1528.2 | 1.5282 | 0% | 1.5282 | 186 | 1116 | 20.84 | 186 | 32.57 | 0 | 930 | 0 | 114.1 | 53.41 | 167.51
1324 | 336 | 0.336 | 33.93% | 0.45 | 164 | 329 | 6.14 | 90 | 15.76 | 74 | 239 | 9.08 | 29.32 | 30.98 | 51.22
1325 | 122 | 0.122 | 0% | 0.122 | 89 | 89 | 1.66 | 24 | 4.2 | 65 | 65 | 7.97 | 7.97 | 13.83 | 13.83
1326 | 692 | 0.692 | 0% | 0.692 | 505 | 505 | 9.44 | 138 | 24.16 | 367 | 367 | 45.03 | 45.03 | 78.63 | 78.63
1327 | 40 | 0.04 | 0% | 0.04 | 29 | 29 | 0.55 | 8 | 1.4 | 21 | 21 | 2.58 | 2.58 | 4.53 | 4.53
1328 | 14.4 | 0.0144 | 0% | 0.0144 | 11 | 11 | 0.2 | 3 | 0.53 | 8 | 8 | 0.98 | 0.98 | 1.71 | 1.71
1329 | 3600 | 3.6 | 0% | 3.6 | 2628 | 2628 | 49.1 | 720 | 126.07 | 1908 | 1908 | 234.09 | 234.09 | 409.26 | 409.26
1330 | 1836 | 1.836 | 0% | 1.836 | 612 | 1340 | 25.04 | 367 | 64.26 | 245 | 973 | 30.06 | 119.38 | 119.36 | 208.68
1331 | 1800 | 1.8 | 0% | 1.8 | 1314 | 1314 | 24.55 | 360 | 63.04 | 954 | 954 | 117.05 | 117.05 | 204.64 | 204.64
1332 | 1056 | 1.056 | 0% | 1.056 | 352 | 771 | 14.4 | 211 | 36.95 | 141 | 560 | 17.3 | 68.71 | 68.65 | 120.06
1333 | 1440 | 1.44 | 0% | 1.44 | 1051 | 1051 | 19.64 | 288 | 50.43 | 763 | 763 | 93.61 | 93.61 | 163.68 | 163.68
1334 | 188 | 0.188 | 0% | 0.188 | 63 | 137 | 2.56 | 38 | 6.65 | 25 | 99 | 3.07 | 12.15 | 12.28 | 21.36
1335 | 1000 | 1 | 12.75% | 1.1275 | 823 | 823 | 15.38 | 226 | 39.57 | 597 | 597 | 73.25 | 73.25 | 128.2 | 128.2
1336 | 4800 | 4.8 | 0% | 4.8 | 3504 | 3504 | 65.47 | 960 | 168.1 | 2544 | 2544 | 312.12 | 312.12 | 545.69 | 545.69
1337 | 120 | 0.12 | 0% | 0.12 | 88 | 88 | 1.64 | 24 | 4.2 | 64 | 64 | 7.85 | 7.85 | 13.69 | 13.69
1337 | 1000 | 1 | 0% | 1 | 333 | 730 | 13.64 | 200 | 35.02 | 133 | 530 | 16.32 | 65.03 | 64.98 | 113.69
1337 | 85 | 0.085 | 0% | 0.085 | 3 | 62 | 1.16 | 3 | 0.53 | 0 | 59 | 0 | 7.24 | 1.69 | 8.93
1337 | 1205 | 1.205 |  |  | 424 | 880
1338 | 512 | 0.512 | 0% | 0.512 | 171 | 374 | 6.98 | 102 | 17.86 | 69 | 272 | 8.47 | 33.37 | 33.31 | 58.21
1339 | 513 | 0.513 | 0% | 0.513 | 374 | 374 | 7 | 103 | 18.04 | 271 | 271 | 33.25 | 33.25 | 58.29 | 58.29
| 45 | 0.045 | 0% | 0.045 | 45 | 33 | 0.61 | 9 | 1.58 | 36 | 24 | 2.94 | 2.94 | 5.13 | 5.13
| 5 | 0.005 | 0% | 0.005 | 5 | 4 | 0.07 | 1 | 0.18 | 4 | 3 | 0.37 | 0.37 | 0.62 | 0.62
| 7.56 | 0.00756 | 0% | 0.00756 | 7.56 | 6 | 0.1 | 2 | 0.35 | 5.56 | 4 | 0.49 | 0.49 | 0.94 | 0.94
| 55 | 0.055 | 0% | 0.055 | 55 | 40 | 0.75 | 11 | 1.93 | 44 | 29 | 3.56 | 3.56 | 6.24 | 6.24
1340 | 112.56 |  |  |  | 112.56 | 83 | 1.53 | 23 | 4.04 | 89.56 | 60 | 7.36 | 7.36 | 12.93 | 12.93
1341 | 198 | 0.198 | 0% | 0.198 | 66 | 145 | 2.7 | 40 | 7 | 26 | 105 | 3.19 | 12.88 | 12.89 | 22.58
1342 | 1240 | 1.24 | 0% | 1.24 | 413 | 905 | 16.91 | 248 | 43.42 | 165 | 657 | 20.24 | 80.61 | 80.57 | 140.94
1343 | 122 | 0.122 | 0% | 0.122 | 89 | 89 | 1.66 | 24 | 4.2 | 65 | 65 | 7.97 | 7.97 | 13.83 | 13.83
| 120 | 0.12 | 0% | 0.12 | 88 | 88 | 1.64 | 24 | 4.2 | 64 | 64 | 7.85 | 7.85 | 13.69 | 13.69
| 1000 | 1 | 0% | 1 | 333 | 730 | 13.64 | 200 | 35.02 | 133 | 530 | 16.32 | 65.03 | 64.98 | 113.69
| 85 | 0.085 | 0% | 0.085 | 3 | 62 | 1.16 | 3 | 0.53 | 0 | 59 | 0 | 7.24 | 1.69 | 8.93
1344 | 1205 | 1.205 | 0% | 1.205 | 424 | [8 empty] | 80.36 | 136.31
1345 | 30 | 0.03 | 0% | 0.03 | 22 | 22 | 0.41 | 6 | 1.05 | 16 | 16 | 1.96 | 1.96 | 3.42 | 3.42
| 500 | 0.5 | 0% | 0.5 | 1 | 365 | 6.82 | 1 | 0.18 | 0 | 364 | 0 | 44.66 | 7 | 51.66
| 10 | 0.01 | 0% | 0.01 | 0 | 7 | 0.14 | 0 | 0 | 0 | 7 | 0 | 0.86 | 0.14 | 1
1346 | 510 |  |  |  | 1 | 372 | [7 empty] | 7.14
1347 | 120 | 0.12 | 0% | 0.12 | 88 | 88 | 1.64 | 24 | 4.2 | 64 | 64 | 7.85 | 7.85 | 13.69 | 13.69
1348 | 1113.6 | 1.1136 | 0% | 1.1136 | 371 | 813 | 15.19 | 223 | 39.05 | 148 | 590 | 18.16 | 72.39 | 72.4 | 126.63
1351 | 22.8 | 0.0228 | 0% | 0.0228 | 8 | 8 | 0.31 | 5 | 0.88 | 3 | 3 | 0.37 | 0.37 | 1.56 | 1.56
1353 | 240 | 0.24 | 0% | 0.24 | 175 | 175 | 3.27 | 48 | 8.4 | 127 | 127 | 15.58 | 15.58 | 27.25 | 27.25
1354 | 1000 | 1 | 0% | 1 | 333 | 333 | 13.64 | 200 | 35.02 | 133 | 133 | 16.32 | 16.32 | 64.98 | 64.98
1355 | 150 | 0.15 | 0% | 0.15 | 50 | 50 | 2.05 | 30 | 5.25 | 20 | 20 | 2.45 | 2.45 | 9.75 | 9.75
1356 | 2070 | 2.07 | 0% | 2.07 | 630 | 630 | 28.23 | 414 | 72.49 | 216 | 216 | 26.5 | 26.5 | 127.22 | 127.22
1358 | 260 | 0.26 | 0% | 0.26 | 87 | 87 | 3.55 | 52 | 9.11 | 35 | 35 | 4.29 | 4.29 | 16.95 | 16.95
1360 | 130 | 0.13 | 0% | 0.13 | 43 | 43 | 1.77 | 26 | 4.55 | 17 | 17 | 2.09 | 2.09 | 8.41 | 8.41
1361 | 300 | 0.3 | 0% | 0.3 | 100 | 100 | 4.09 | 60 | 10.51 | 40 | 40 | 4.91 | 4.91 | 19.51 | 19.51
628 | 65 | 0.065 | 0 | 0.065 | 22 | 47 | 0.89 | 13 | 2.28 | 9 | 34 | 1.1 | 4.17 | 11.45 | 7.34
632 | 1000 | 1 | 0 | 1 | 333 | 730 | 13.64 | 200 | 35.02 | 133 | 530 | 16.32 | 65.03 | 64.98 | 113.69
549 | 80 | 0.08 | 0 | 0.08 | 27 | 58 | 1.09 | 16 | 2.8 | 11 | 42 | 1.35 | 5.15 | 5.24 | 9.04
844 | 220 | 0.22 | 0 | 0.22 | 161 | 161 | 3 | 44 | 7.7 | 117 | 117 | 14.35 | 14.35 | 25.05 | 25.05
1120 | 120 | 0.12 | 0 | 0.12 | 49 | 88 | 1.64 | 24 | 4.2 | 25 | 64 | 3.07 | 7.85 | 8.91 | 13.69
1254 | 1000 | 1 | 0 | 1 | 304 | 730 | 13.64 | 200 | 35.02 | 104 | 530 | 12.76 | 65.03 | 61.42 | 65.03
1255 | 440 | 0.44 | 0 | 0.44 | 147 | 321 | 6 | 88 | 15.41 | 59 | 233 | 7.24 | 28.59 | 28.65 | 50
1256 | 9.2 | 0.0092 | 0 | 0.0092 | 7 | 7 | 0.13 | 2 | 0.35 | 5 | 5 | 0.61 | 0.61 | 1.09 | 1.09
1349 | 1080 | 1.08 | 0 | 1.08 | 360 | 788 | 14.73 | 216 | 37.82 | 144 | 572 | 17.67 | 70.18 | 70.22 | 122.73
1350 | 500 | 0.5 | 0 | 0.5 | 167 | 365 | 6.82 | 100 | 17.51 | 67 | 265 | 8.22 | 32.51 | 32.55 | 56.84
1352 | 307 | 0.307 | 0 | 0.307 | 102 | 224 | 4.19 | 61 | 10.68 | 41 | 163 | 5.03 | 20 | 19.9 | 34.87
1357 | 3220 | 3.22 | 0 | 3.22 | 2351 | 2351 | 43.92 | 644 | 112.76 | 1707 | 1707 | 209.43 | 209.43 | 366.11 | 366.11
1358 | 260 | 0.26 | 0 | 0.26 | 87 | 190 | 3.55 | 52 | 9.11 | 35 | 138 | 4.29 | 16.93 | 16.95 | 29.59
1359 | 3600 | 3.6 | 0 | 3.6 | 2628 | 2628 | 49.1 | 720 | 126.07 | 1908 | 1908 | 234.09 | 234.09 | 409.26 | 409.26
1360 | 130 | 0.13 | 0 | 0.13 | 43 | 95 | 1.77 | 26 | 4.55 | 17 | 69 | 2.09 | 8.47 | 8.41 | 14.79
1361 | 300 | 0.3 | 0 | 0.3 | 100 | 219 | 4.09 | 60 | 10.51 | 40 | 159 | 4.91 | 19.51 | 19.51 | 34.11
1362 | 68 | 0.068 | 0 | 0.068 | 23 | 50 | 0.93 | 14 | 2.45 | 9 | 36 | 1.1 | 4.42 | 4.48 | 7.8
1363 | 1920 | 1.92 | 0 | 1.92 | 1402 | 1402 | 26.19 | 384 | 67.24 | 1018 | 1018 | 124.9 | 124.9 | 218.33 | 218.33
1364 | 936 | 0.936 | 0 | 0.936 | 312 | 683 | 12.77 | 187 | 32.74 | 125 | 496 | 15.34 | 60.85 | 60.85 | 106.36
537 | 170 | 0.17 | 0 | 0.17 | 57 | 124 | 2.32 | 34 | 5.95 | 23 | 90 | 2.82 | 11.04 | 11.11 | 19.31
1365 | 30 | 0.03 | 0 | 0.03 | 10 | 22 | 0.41 | 6 | 1.05 | 4 | 16 | 0.49 | 1.96 | 1.95 | 3.42
1366 | 360 | 0.36 | 0 | 0.36 | 120 | 263 | 4.91 | 72 | 12.61 | 48 | 191 | 5.89 | 23.43 | 23.41 | 40.95
1367 | 50 | 0.05 | 0 | 0.05 | 37 | 37 | 0.68 | 10 | 1.75 | 27 | 27 | 3.31 | 3.31 | 5.74 | 5.74
1368 | 1200 | 1.2 | 0 | 1.2 | 437 | 876 | 16.37 | 240 | 42.02 | 197 | 636 | 24.17 | 78.03 | 82.56 | 136.42
1369 | 3240 | 3.24 | 0 | 3.24 | 2222 | 2365 | 44.19 | 648 | 113.46 | 1574 | 1717 | 193.11 | 210.66 | 350.76 | 368.31
1370 | 120 | 0.12 | 0 | 0.12 | 88 | 88 | 1.64 | 24 | 4.2 | 64 | 64 | 7.85 | 7.85 | 13.69 | 13.69
1371 | 240 | 0.24 | 0 | 0.24 | 175 | 175 | 3.27 | 48 | 8.4 | 127 | 127 | 15.58 | 15.58 | 27.25 | 27.25
1372 | 180 | 0.18 | 0 | 0.18 | 44 | 131 | 2.46 | 36 | 6.3 | 8 | 95 | 0.98 | 11.66 | 9.74 | 20.42
1373 | 1850 | 1.85 | 0 | 1.85 | 1351 | 1351 | 25.23 | 370 | 64.79 | 981 | 981 | 120.36 | 120.36 | 210.38 | 210.38
1374 | 144 | 0.144 | 0 | 0.144 | 35 | 105 | 1.96 | 29 | 5.08 | 6 | 76 | 0.74 | 9.32 | 7.78 | 16.36
1378 | 2315 | 2.315 | 0 | 2.315 | 563 | 1690 | 31.57 | 463 | 81.07 | 100 | 1227 | 12.27 | 150.54 | 124.91 | 263.18 | yes
1382 | 2760 | 2.76 | 0 | 2.76 | 672 | 2015 | 37.64 | 552 | 96.66 | 120 | 1463 | 14.72 | 179.49 | 149.02 | 313.79
0 | 7200 | 7.2 | 0 | 7.2 | 5256 | 5256 | 98.2 | 1440 | 252.14 | 3816 | 3816 | 468.18 | 468.18 | 818.52 | 818.52 | yes
0 | 2420 | 2.42 | 0 | 2.42 | 1767 | 1767 | 33.01 | 484 | 84.75 | 1283 | 1283 | 157.41 | 157.41 | 275.17 | 275.17 | yes
0 | 2880 | 2.88 | 0 | 2.88 | 2102 | 2102 | 39.28 | 576 | 100.86 | 1526 | 1526 | 187.22 | 187.22 | 327.36 | 327.36 | yes
0 | 481.25 | 0.48125 | 0 | 0.48125 | 13 | 351 | 6.56 | 13 | 2.28 | 0 | 338 | 0 | 41.47 | 8.84
0 | 22 | 0.022 | 0 | 0.022 | 7 | 16 | 0.3 | 4 | 0.7 | 3 | 12 | 0.37 | 1.47 | 1.37

## 2026 Stlgt Rates Smoothed
"PROPOSED STREET & CROSSWALK LIGHTING SMOOTHED RATES - EFFECTIVE JANUARY 1, 2026"
Rate Increase/(Decrease): |  | 8.983%
NOVA SCOTIA POWER INC.
STREET LIGHTING SMOOTHED RATES - BY COST COMPONENT
|  | Rate | Number of |  | Power &
| Description | Code | Bulbs | kW.h / Month | Energy | Maintenance | Capital | Total
1) | Incandescent:
| 300 Watts and Less | 001 |  | 97 | 18.62 | 1.2323 | 5.1825 | 25.0348
| Greater than 300 Watts | 002 |  | 154 | 29.56 | 1.2323 | 5.307 | 36.0993
| 300 Watts and Less | 003 |  | 97 | 18.62 | 1.2323 | 6.6203 | 26.4726
2) | Mercury Vapour:
Full Charge Rate (Operating, Maintenance & Capital)
| 100 Watts | 100 |  | 43 | 8.25 | 1.2323 | 6.2046 | 15.6869
| 125 Watts | 101 |  | 52 | 9.98 | 1.6431 | 6.038 | 17.6611
| 175 Watts | 102 |  | 69 | 13.24 | 1.2323 | 6.0144 | 20.4867
| 250 Watts | 103 |  | 97 | 18.62 | 1.2323 | 6.6203 | 26.4726
| 400 Watts | 104 |  | 154 | 29.56 | 1.2323 | 6.6881 | 37.4804
| 700 Watts | 105 |  | 260 | 49.9 | 1.2323 | 7.6855 | 58.8178
| 1000 Watts | 106 |  | 363 | 69.67 | 1.2323 | 8.5562 | 79.4585
| 250 Watts | 107 |  | 212 | 32.49 | 2.4646 | 6.6203 | 41.5749 | Continuous Operation
Operating & Maintenance Only
| 125 Watts | 201 |  | 52 | 9.98 | 1.6431 | 0 | 11.6231 | Operating & Maint. Only
| 175 Watts | 202 |  | 69 | 13.24 | 1.2323 | 0 | 14.4723 | Operating & Maint. Only
| 250 Watts | 203 |  | 97 | 18.62 | 1.2323 | 0 | 19.8523 | Operating & Maint. Only
| 400 Watts | 204 |  | 154 | 29.56 | 1.2323 | 0 | 30.7923 | Operating & Maint. Only
| 700 Watts | 205 |  | 260 | 49.9 | 1.2323 | 0 | 51.1323 | Operating & Maint. Only
| 1000 Watts | 206 |  | 363 | 69.67 | 1.2323 | 0 | 70.9023 | Operating & Maint. Only
Operating Only
| 125 Watts | 301 |  | 52 | 9.98 | 0 | 0 | 9.98
| 175 Watts | 302 |  | 69 | 13.24 | 0 | 0 | 13.24
| 250 Watts | 303 |  | 97 | 18.62 | 0 | 0 | 18.62
| 400 Watts | 304 |  | 154 | 29.56 | 0 | 0 | 29.56
| 700 Watts | 305 |  | 260 | 49.9 | 0 | 0 | 49.9
| 1000 Watts | 306 |  | 363 | 69.67 | 0 | 0 | 69.67
3) | Fluorescent:
Bulb Length
Full Charge Rate (Operating, Maintenance & Capital)
| 24" | 110 | 2 | 30 | 5.76 | 2.4646 | 5.7418 | 13.9664
| 48" | 111 | 2 | 85 | 16.31 | 2.4646 | 6.0004 | 24.775
| 72" | 112 | 2 | 116 | 22.26 | 2.4646 | 6.4757 | 31.2003
| 72" | 113 | 4 | 222 | 42.61 | 2.4646 | 7.6434 | 52.718
| 96" | 114 | 1 | 47 | 9.02 | 2.4646 | 6.2856 | 17.7702
| 72" | 115 | 1 | 60 | 11.52 | 2.4646 | 5.8918 | 19.8764
| 48" | 116 | 4 | 166 | 31.86 | 2.4646 | 6.5792 | 40.9038
Operating & Maintenance Only
| 72" | 213 | 4 | 222 | 42.61 | 2.4646 | 0 | 45.0746 | Operating & Maint. Only
| 96" | 214 | 1 | 47 | 9.02 | 2.4646 | 0 | 11.4846 | Operating & Maint. Only
| 72" | 215 | 1 | 60 | 11.52 | 2.4646 | 0 | 13.9846 | Operating & Maint. Only
| 48" | 216 | 4 | 166 | 31.86 | 2.4646 | 0 | 34.3246 | Operating & Maint. Only
| 48" | 217 | 1 | 49 | 9.4 | 2.4646 | 0 | 11.8646 | Operating & Maint. Only
| 48" | 218 | 2 | 85 | 16.31 | 2.4646 | 0 | 18.7746 | Operating & Maint. Only
Operating Only
| 35" | 330 | 4 | 47 | 9.02 | 0 | 0 | 9.02
4) | Fluorescent Crosswalk:
A) Continuous Burning - Operating Only
Bulb Length
| 72" | 117 | 4 | 486 | 74.47 | 0 | 0 | 74.47
| 24" | 118 | 2 | 66 | 10.11 | 0 | 0 | 10.11
| 48" | 119 | 4 | 364 | 55.78 | 0 | 0 | 55.78
| 96" | 120 | 2 | 254 | 38.92 | 0 | 0 | 38.92
| 96" | 150 | 4 | 613 | 93.93 | 0 | 0 | 93.93
B) Photocell Operation - Operating Only
Bulb Length
| 24" | 310 | 2 | 30 | 5.76 | 0 | 0 | 5.76
| 48" | 311 | 4 | 166 | 31.86 | 0 | 0 | 31.86
| 72" | 312 | 2 | 116 | 22.26 | 0 | 0 | 22.26
| 72" | 313 | 4 | 222 | 42.61 | 0 | 0 | 42.61
| 96" | 314 | 1 | 47 | 9.02 | 0 | 0 | 9.02
| 72" | 315 | 1 | 60 | 11.52 | 0 | 0 | 11.52
| 96" | 350 | 4 | 280 | 53.74 | 0 | 0 | 53.74
5) | Low Pressure Sodium:
Watts
Full Charge Rate (Operating, Maintenance & Capital)
| 135 | 130 |  | 60 | 11.52 | 3.6969 | 8.3899 | 23.6068
| 180 | 131 |  | 80 | 15.35 | 3.6969 | 10.5795 | 29.6264
| 090 | 132 |  | 45 | 8.64 | 3.6969 | 8.3899 | 20.7268
Operating & Maintenance Only
| 180 | 231 |  | 80 | 15.35 | 3.6969 | 0 | 19.0469 | Operating & Maint. Only
Operating Only
| 180 | 331 |  | 80 | 15.35 | 0 | 0 | 15.35
6) | High Pressure Sodium:
Watts
Full Charge Rate (Operating, Maintenance & Capital)
| 250 | 121 |  | 100 | 19.19 | 1.2323 | 6.2189 | 26.6412
| 400 | 122 |  | 150 | 28.79 | 1.2323 | 6.3166 | 36.3389
| 070 | 123 |  | 32 | 6.14 | 1.2323 | 6.0564 | 13.4287
| 100 | 124 |  | 45 | 8.64 | 1.2323 | 6.0775 | 15.9498
| 150 | 125 |  | 65 | 12.48 | 1.2323 | 6.2255 | 19.9378
| 100 | 126 |  | 99 | 15.17 | 2.4646 | 6.0775 | 23.7121 | Continuous Operation
Operating & Maintenance Only
| 250 | 221 |  | 100 | 19.19 | 1.2323 | 0 | 20.4223 | Operating & Maint. Only
| 070 | 222 |  | 32 | 6.14 | 1.2323 | 0 | 7.3723 | Operating & Maint. Only
| 100 | 223 |  | 45 | 8.64 | 1.2323 | 0 | 9.8723 | Operating & Maint. Only
| 150 | 224 |  | 65 | 12.48 | 1.2323 | 0 | 13.7123 | Operating & Maint. Only
Operating Only
| 250 | 321 |  | 100 | 19.19 | 0 | 0 | 19.19
| 70 | 322 |  | 32 | 6.14 | 0 | 0 | 6.14
| 100 | 323 |  | 45 | 8.64 | 0 | 0 | 8.64
| 150 | 324 |  | 65 | 12.48 | 0 | 0 | 12.48
| 400 | 326 |  | 150 | 28.79 | 0 | 0 | 28.79
| 500 | 327 |  | 183 | 35.12 | 0 | 0 | 35.12
| 1000 | 328 |  | 363 | 69.67 | 0 | 0 | 69.67
| 1500 | 329 |  | 500 | 95.96 | 0 | 0 | 95.96
7) | Metallic Additive:
Watts
Full Charge Rate ( Operating, Maintenance & Capital)
| 0400 | 140 |  | 150 | 28.79 | 1.9717 | 6.717 | 37.4787
| 1000 | 141 |  | 360 | 69.09 | 2.9575 | 8.1991 | 80.2467
| 0250 | 142 |  | 100 | 19.19 | 2.9575 | 6.6671 | 28.8146
| 0150 | 143 |  | 67 | 12.86 | 2.9575 | 6.6671 | 22.4846
| 0100 | 144 |  | 50 | 9.6 | 2.9575 | 6.6671 | 19.2246
Operating Only
| 1000 | 341 |  | 360 | 69.09 | 0 | 0 | 69.09
| 400 | 342 |  | 150 | 28.79 | 0 | 0 | 28.79
| 250 | 343 |  | 100 | 19.19 | 0 | 0 | 19.19
| 175 | 344 |  | 75 | 14.39 | 0 | 0 | 14.39
| 150 | 345 |  | 67 | 12.86 | 0 | 0 | 12.86
| 100 | 346 |  | 50 | 9.6 | 0 | 0 | 9.6
Maintenance and Capital Only
| 1000 | 441 |  | 0 | 0 | 2.9575 | 8.1991 | 11.1567
8) | Light Emitting Diode (LED) Less than 30 Watts for Traffic Control Signals only:
Watts
| 4.6 | 530 |  | 3 | 0.58 | 0 | 0 | 0.58 | Non- Continuous
| 7.5 | 531 |  | 5 | 0.96 | 0 | 0 | 0.96 | Continuous
9) | Light Emitting Diode (LED) - Pilot Streelighting Project
Operating Only
Watts
| Lighting Emitting Diode 44 Watts | 532 |  | 15 | 2.88 | 0 | 0 | 2.88
| Lighting Emitting Diode 66 Watts | 533 |  | 22 | 4.22 | 0 | 0 | 4.22
| Lighting Emitting Diode 88 Watts | 534 |  | 29 | 5.57 | 0 | 0 | 5.57
| Lighting Emitting Diode 92 Watts | 535 |  | 31 | 5.95 | 0 | 0 | 5.95
| Lighting Emitting Diode 105 Watts | 536 |  | 35 | 6.72 | 0 | 0 | 6.72
| Lighting Emitting Diode 173 Watts | 537 |  | 57 | 10.94 | 0 | 0 | 10.94
| Lighting Emitting Diode 44 Watts | 538 |  | 15 | 2.88 | 0 | 0 | 2.88
| Lighting Emitting Diode 110 Watts | 539 |  | 37 | 7.1 | 0 | 0 | 7.1
| Lighting Emitting Diode 65 Watts | 540 |  | 22 | 4.22 | 0 | 0 | 4.22
| Lighting Emitting Diode 55 Watts | 541 |  | 18 | 3.45 | 0 | 0 | 3.45
| Lighting Emitting Diode 83 Watts | 542 |  | 28 | 5.37 | 0 | 0 | 5.37
| Lighting Emitting Diode 48 Watts | 543 |  | 16 | 3.07 | 0 | 0 | 3.07
| Lighting Emitting Diode 72 Watts | 544 |  | 24 | 4.61 | 0 | 0 | 4.61
| Lighting Emitting Diode 43 Watts | 546 |  | 14 | 2.69 | 0 | 0 | 2.69
| Lighting Emitting Diode 50 Watts | 547 |  | 17 | 3.26 | 0 | 0 | 3.26
| Lighting Emitting Diode 53 Watts | 548 |  | 18 | 3.45 | 0 | 0 | 3.45
| Lighting Emitting Diode 80 Watts | 549 |  | 27 | 5.18 | 0 | 0 | 5.18
| Lighting Emitting Diode 200 Watts | 550 |  | 67 | 12.86 | 0 | 0 | 12.86
| Lighting Emitting Diode 60 Watts | 551 |  | 20 | 3.84 | 0 | 0 | 3.84
| Lighting Emitting Diode 70 Watts | 552 |  | 23 | 4.41 | 0 | 0 | 4.41
| Lighting Emitting Diode 87 Watts | 553 |  | 29 | 5.57 | 0 | 0 | 5.57
| Lighting Emitting Diode 173 Watts | 554 |  | 58 | 11.13 | 0 | 0 | 11.13
| Lighting Emitting Diode 35 Watts | 555 |  | 12 | 2.3 | 0 | 0 | 2.3
| Lighting Emitting Diode 51 Watts | 556 |  | 17 | 3.26 | 0 | 0 | 3.26
| Lighting Emitting Diode 172 Watts | 557 |  | 57 | 10.94 | 0 | 0 | 10.94
| Lighting Emitting Diode 91 Watts | 558 |  | 30 | 5.76 | 0 | 0 | 5.76
| Lighting Emitting Diode 42 Watts | 559 |  | 14 | 2.69 | 0 | 0 | 2.69
| Lighting Emitting Diode 13 Watts | 560 |  | 4 | 0.77 | 0 | 0 | 0.77
| Lighting Emitting Diode 8 Watts | 561 |  | 3 | 0.58 | 0 | 0 | 0.58
| Lighting Emitting Diode 150 Watts | 562 |  | 50 | 9.6 | 0 | 0 | 9.6
| Lighting Emitting Diode 60 Watts | 563 |  | 20 | 3.84 | 0 | 0 | 3.84
| Lighting Emitting Diode 28 Watts | 564 |  | 9 | 1.73 | 0 | 0 | 1.73
| Lighting Emitting Diode 86 Watts | 565 |  | 29 | 5.57 | 0 | 0 | 5.57
| Lighting Emitting Diode 100 Watts | 567 |  | 33 | 6.33 | 0 | 0 | 6.33
| Lighting Emitting Diode 143 Watts | 569 |  | 48 | 9.21 | 0 | 0 | 9.21
| Lighting Emitting Diode 200 Watts | 570 |  | 67 | 12.86 | 0 | 0 | 12.86
| Lighting Emitting Diode 250 Watts | 572 |  | 83 | 15.93 | 0 | 0 | 15.93
| Lighting Emitting Diode 52 Watts | 573 |  | 17 | 3.26 | 0 | 0 | 3.26
| Lighting Emitting Diode 140 Watts | 574 |  | 47 | 9.02 | 0 | 0 | 9.02
| Lighting Emitting Diode 185 Watts | 575 |  | 62 | 11.9 | 0 | 0 | 11.9
| Lighting Emitting Diode 95 Watts | 576 |  | 32 | 6.14 | 0 | 0 | 6.14
| Lighting Emitting Diode 75 Watts | 578 |  | 25 | 4.8 | 0 | 0 | 4.8
| Lighting Emitting Diode 138 Watts | 579 |  | 46 | 8.83 | 0 | 0 | 8.83
| Lighting Emitting Diode 54 Watts | 582 |  | 18 | 3.45 | 0 | 0 | 3.45
| Lighting Emitting Diode 175 Watts | 583 |  | 58 | 11.13 | 0 | 0 | 11.13
| Lighting Emitting Diode 46 Watts | 584 |  | 15 | 2.88 | 0 | 0 | 2.88
| Lighting Emitting Diode 69 Watts | 585 |  | 23 | 4.41 | 0 | 0 | 4.41
| Lighting Emitting Diode 108 Watts | 586 |  | 36 | 6.91 | 0 | 0 | 6.91
| Lighting Emitting Diode 158 Watts | 587 |  | 53 | 10.17 | 0 | 0 | 10.17
| Lighting Emitting Diode 48 Watts | 589 |  | 16 | 3.07 | 0 | 0 | 3.07
| Lighting Emitting Diode 90 Watts | 590 |  | 30 | 5.76 | 0 | 0 | 5.76
| Lighting Emitting Diode 240 Watts | 591 |  | 80 | 15.35 | 0 | 0 | 15.35
| Lighting Emitting Diode 135 Watts | 592 |  | 45 | 8.64 | 0 | 0 | 8.64
| Lighting Emitting Diode 30 Watts | 593 |  | 10 | 1.92 | 0 | 0 | 1.92
| Lighting Emitting Diode 133 Watts | 594 |  | 44 | 8.44 | 0 | 0 | 8.44
| Lighting Emitting Diode 55 Watts | 595 |  | 18 | 3.45 | 0 | 0 | 3.45
| Lighting Emitting Diode 52 Watts | 596 |  | 17 | 3.26 | 0 | 0 | 3.26
| Lighting Emitting Diode 41 Watts | 597 |  | 14 | 2.69 | 0 | 0 | 2.69
| Lighting Emitting Diode 68 Watts | 598 |  | 23 | 4.41 | 0 | 0 | 4.41
| Lighting Emitting Diode 117 Watts | 599 |  | 39 | 7.49 | 0 | 0 | 7.49
(Power,Maintenance& Capital)
| Lighting Emitting Diode 44W | 615 |  | 15 | 2.88 | 0.73938 | 8.163 | 11.7824
| Lighting Emitting Diode 55W | 616 |  | 18 | 3.45 | 0.73938 | 8.163 | 12.3524
| Lighting Emitting Diode 28W | 623 |  | 9 | 1.73 | 0.73938 | 8.163 | 10.6324
| Lighting Emitting Diode 50W | 624 |  | 17 | 3.26 | 0.73938 | 8.163 | 12.1624
| Lighting Emitting Diode 72W | 625 |  | 24 | 4.61 | 0.73938 | 8.163 | 13.5124
| Lighting Emitting Diode 100W | 626 |  | 33 | 6.33 | 0.73938 | 8.163 | 15.2324
| Lighting Emitting Diode 200W | 627 |  | 67 | 12.86 | 0.73938 | 8.163 | 21.7624
(Power,Maintenance& Capital)
| Flood Light Lighting Emitting Diode 55 Watts | 724 |  | 15 | 3.45 | 0.36969 | 5.9968 | 9.8164
| Flood Light Lighting Emitting Diode 190 Watts | 740 |  | 18 | 12.09 | 0.73938 | 13.1789 | 26.0082
| Flood Light Lighting Emitting Diode 261 Watts | 741 |  | 9 | 16.7 | 0.73938 | 14.7544 | 32.1938
| Flood Light Lighting Emitting Diode 124 Watts | 742 |  | 17 | 7.87 | 0.73938 | 10.5802 | 19.1896
| Flood Light Lighting Emitting Diode 84 Watts | 743 |  | 24 | 5.37 | 0.73938 | 9.9664 | 16.0757
(Power & Capital)
| RATE COUNT: | 155

## 2026 Unpublished Rates Smoothed
UNMETERED SERVICE - MISC. SMALL LOADS SMOOTHED RATES
UNPUBLISHED RATES
PROPOSED RATES - EFFECTIVE JANUARY 1, 2026
Components of Misc. Small Loads Rate:
|  |  | Demand Charge |  | 13.4204 |  | Minimum Charge |  | 21.9953 | / month
|  |  | 1st Block Energy Charge @ 200 kW.h |  | 0.17229 |  | Minimum Bill |  | 4.5579 | / month
|  |  | All Additional kW.h Energy Charge |  | 0.12072
[7 empty] | 2025 | [7 empty] | Continuous |  |  |  |  | Jan 2026 |  |  | Rate
[6 empty] | Current Information |  |  | Inv. Level | Annual | Annual | Annual | Connected | Total | Connected | Calculated Information |  | Difference |  | NEW RATES |  |  | Increase | EXPLANATION | Annual | Annual
Inv. Level_2023 GRA | Inv. Level_2025 | Variance | Rate Code | Description | Wattage | Energy | Bundled Cost | With FAM AABA | Inv. Level | Energy | Elect. Rev. | C&M. Rev. | Load (kW) | Load (kW) | Load (kW) | Energy | Cost | Energy | Cost | Energy | Bundled Cost | With FAM AABA |  |  | Elect. Rev. | C&M. Rev.
238 | 229 | -9 | 300 | Telephone Booths |  | 78 | 10.45 | 10.45 | 229 | 214344 | 28716.6 |  | 0.107 | 24.503 | 24.503 | 78 | 10.45 | --- | -1.49 | OK | 11.94 | 11.94 | 14.26% |  | 32811.12
5 | 5 | 0 | 352 | Misc. Crosswalk Sign | 756 | 511 | 69.2 | 69.2 | 5 | 30660 | 4152 |  | 0.756 | 3.78 |  | 511 | 69.2 | --- | -9.85 | OK | 79.05 | 79.05 | 14.23% |  | 4743
54 | 95 | 41 | 360 | RA-5 Crosswalk /w Fluorescent | 393 | 93 | 17.28 | 17.28 | 95 | 106020 | 19699.2 |  | 0.418 | 39.71 |  | 93 | 17.28 | --- | -2.44 | OK | 19.72 | 19.72 | 14.12% |  | 22480.8
24 | 29 | 5 | 361 | RA-5 Crosswalk | 295 | 70 | 12.99 | 12.99 | 29 | 24360 | 4520.52 |  | 0.295 | 8.555 |  | 70 | 12.99 | --- | -1.85 | OK | 14.84 | 14.84 | 14.24% |  | 5164.32
6 | 6 | 0 | 362 | Crosswalk /w 2 - 175W - Photocell | 350 | 128 | 21.54 | 21.54 | 6 | 9216 | 1550.88 |  | 0.385 | 2.31 |  | 128 | 21.54 | --- | -3.06 | OK | 24.6 | 24.6 | 14.21% |  | 1771.2
1 | 1 | 0 | 363 | Misc. Crosswalk Sign | 1126 | 311 | 55.9 | 55.9 | 1 | 3732 | 670.8 |  | 1.239 | 1.239 |  | 311 | 55.9 | --- | -7.91 | OK | 63.81 | 63.81 | 14.15% |  | 765.72
1 | 1 | 0 | 364 | Misc. Crosswalk Sign | 1003 | 334 | 56.17 | 56.17 | 1 | 4008 | 674.04 |  | 1.003 | 1.003 |  | 334 | 56.17 | --- | -7.98 | OK | 64.15 | 64.15 | 14.21% |  | 769.8
2 | 2 | 0 | 365 | Misc. Crosswalk Sign | 701 | 265 | 45.14 | 45.14 | 2 | 6360 | 1083.36 |  | 0.823 | 1.646 |  | 265 | 45.14 | --- | -6.4 | OK | 51.54 | 51.54 | 14.18% |  | 1236.96
1 | 1 | 0 | 366 | Misc. Crosswalk Sign | 650 | 238 | 40.02 | 40.02 | 1 | 2856 | 480.24 |  | 0.715 | 0.715 |  | 238 | 40.02 | --- | -5.69 | OK | 45.71 | 45.71 | 14.22% |  | 548.52
4 | 8 | 4 | 367 | Misc. Crosswalk Sign | 590 | 216 | 36.33 | 36.33 | 8 | 20736 | 3487.68 |  | 0.649 | 5.192 |  | 216 | 36.33 | --- | -5.16 | OK | 41.49 | 41.49 | 14.2% |  | 3983.04
1 | 1 | 0 | 368 | Misc. Crosswalk Sign | 250 | 92 | 15.45 | 15.45 | 1 | 1104 | 185.4 |  | 0.275 | 0.275 |  | 92 | 15.45 | --- | -2.19 | OK | 17.64 | 17.64 | 14.17% |  | 211.68
1 | 1 | 0 | 369 | Misc. Crosswalk Sign | 175 | 64 | 10.79 | 10.79 | 1 | 768 | 129.48 |  | 0.193 | 0.193 |  | 64 | 10.79 | --- | -1.53 | OK | 12.32 | 12.32 | 14.18% |  | 147.84
46 | 45 | -1 | 370 | Water PRV Control |  | 150 | 40.3 | 40.3 | 45 | 81000 | 21762 |  | 1.5 | 67.5 |  | 150 | 40.3 | --- | -5.67 | OK | 45.97 | 45.97 | 14.07% |  | 24823.8
7 | 6 | -1 | 371 | Water Reservoir Control |  | 200 | 47.84 | 47.84 | 6 | 14400 | 3444.48 |  | 1.5 | 9 |  | 200 | 47.84 | --- | -6.75 | OK | 54.59 | 54.59 | 14.11% |  | 3930.48
2 | 2 | 0 | 372 | Water Fill Station |  | 150 | 40.3 | 40.3 | 2 | 3600 | 967.2 |  | 1.5 | 3 |  | 150 | 40.3 | --- | -5.67 | OK | 45.97 | 45.97 | 14.07% |  | 1103.28
4 | 4 | 0 | 376 | MTT Booster Box - Unmetered |  | 710 | 122.8668 | 122.8668 | 4 | 34080 | 5897.6056 |  | 0.973 | 3.892 | 3.892 | 710 | 122.8668 | --- | -24.2385 | OK | 147.1053 | 147.1053 | 19.73% | Calculated using Small General tariff | 7061.0549
97 | 95 | -2 | 378 | Aliant #52B Power Cable Cabinet |  | 700 | 95.39 | 95.39 | 95 | 798000 | 108744.6 |  | 2.5 | 237.5 | 237.5 | 700 | 95.39 | --- | -13.57 | OK | 108.96 | 108.96 | 14.23% |  | 124214.4
1 | 1 | 0 | 379 | DFO Lighthouse - Torbay |  | 395 | 77.2868 | 77.2868 | 1 | 4740 | 927.4414 |  | 0.542 | 0.542 |  | 395 | 77.2868 | --- | -15.9185 | OK | 93.2053 | 93.2053 | 20.6% | Calculated using Small General tariff | 1118.4637
1 | 1 | 0 | 380 | DFO Lighthouse - Wallace |  | 274 | 59.7868 | 59.7868 | 1 | 3288 | 717.4414 |  | 0.375 | 0.375 |  | 274 | 59.7868 | --- | -12.7085 | OK | 72.4953 | 72.4953 | 21.26% | Calculated using Small General tariff | 869.9437
5 | 5 | 0 | 381 | Misc. Crosswalk Sign | 563 | 219 | 37.09 | 37.09 | 5 | 13140 | 2225.4 |  | 0.671 | 3.355 |  | 219 | 37.09 | --- | -5.27 | OK | 42.36 | 42.36 | 14.21% |  | 2541.6
1 | 1 | 0 | 382 | DFO Lighthouse - Cape Sharpe |  | 608 | 108.1068 | 108.1068 | 1 | 7296 | 1297.2814 |  | 0.833 | 0.833 |  | 608 | 108.1068 | --- | -21.5485 | OK | 129.6553 | 129.6553 | 19.93% | Calculated using Small General tariff | 1555.8637
1 | 0 | -1 | 384 | DFO Lighthouse - Candlebox Is. |  | 1369 | 218.2168 | 218.2168 | 0 | 0 | 0 |  | 1.875 | 0 |  | 1369 | 218.2168 | --- | -41.6585 | OK | 259.8753 | 259.8753 | 19.09% | Calculated using Small General tariff | 0
9 | 9 | 0 | 386 | Aliant #51B Power Cable Cabinet | 2920 | 1995 | 271.5 | 271.5 | 9 | 215460 | 29322 |  | 2.92 | 26.28 |  | 1995 | 271.5 | --- | -38.63 | OK | 310.13 | 310.13 | 14.23% |  | 33494.04
95 | 93 | -2 | 387 | Aliant 51B AC Pwr Cab (1Unit) | 1460 | 540 | 73.89 | 73.89 | 93 | 602640 | 82461.24 |  | 1.46 | 135.78 | 120.9 | 540 | 73.89 | --- | -10.52 | OK | 84.41 | 84.41 | 14.24% |  | 94201.56
2 | 2 | 0 | 389 | 1500W Heater HRM (8hrs/day) | 1500 | 151 | 40.45 | 40.45 | 2 | 3624 | 970.8 |  | 1.5 | 3 |  | 151 | 40.45 | --- | -5.7 | OK | 46.15 | 46.15 | 14.09% |  | 1107.6
1 | 1 | 0 | 390 | 325W Bus Shelter Sydney - Cont. | 325 | 261 | 35.03 | 35.03 | 1 | 3132 | 420.36 |  | 0.358 | 0.358 |  | 261 | 35.03 | --- | -5 | OK | 40.03 | 40.03 | 14.27% |  | 480.36
1 | 1 | 0 | 391 | 348W Chemical Detector - HPA | 348 | 254 | 34.09 | 34.09 | 1 | 3048 | 409.08 |  | 0.348 | 0.348 |  | 254 | 34.09 | --- | -4.85 | OK | 38.94 | 38.94 | 14.23% |  | 467.28
188 | 193 | 5 | 400 | CN Level Crossing Signal |  | 34 | 4.3479 | 4.3479 | 193 | 78744 | 10069.7078 |  | 0.1 | 19.3 |  | 34 | 4.3479 | --- | -0.20997 | OK | 4.5579 | 4.5579 | 4.829% | Minimum Charge applied | 10555.9962
25 | 27 | 2 | 401 | CN Level Crossing Signal/Gate |  | 34 | 5.26 | 5.26 | 27 | 11016 | 1704.24 |  | 0.1 | 2.7 |  | 34 | 5.26 | --- | -0.74 | OK | 6 | 6 | 14.07% | Manually Adjusted by 0.26% Rate Increase | 1944
4 | 4 | 0 | 402 | CN Train Signal |  | 90 | 12.08 | 12.08 | 4 | 4320 | 579.84 |  | 0.123 | 0.492 |  | 90 | 12.08 | --- | -1.73 | OK | 13.81 | 13.81 | 14.32% | Manually Adjusted by 0.26% Rate Increase | 662.88
16 | 14 | -2 | 441 | Metallic Additive (Capital & Maint.) | 1000 | 0 | 22.2958 | 22.2958 | 14 | 0 | 3745.6967 | 3580.8819 | 1 | 14 |  | 0 | 22.2958 | --- | -4.3454 | OK | 26.6412 | 26.6412 | 19.49% | Cap. & Maint. Chg. for 1000W M/A Light | 4475.7175 | 4475.7175
13 | 4 | -9 | 452 | HPS - Photocell | 1000 | 363 | 61.04 | 61.04 | 4 | 17424 | 2929.92 | 1783.5759 | 1.09 | 4.36 |  | 363 | 61.04 | --- | -8.65 | OK | 69.69 | 69.69 | 14.17% | + Cap. & Maint. Chg. for 1000 HPS Light | 3345.12 | 1783.5759
1 | 0 | -1 | 453 | Sign |  | 0 | 31.38 | 31.38 | 0 | 0 | 0 |  |  |  |  | 0 | 31.38 | --- | -2.82 | OK | 34.2 | 34.2 | 8.987% |  | 0
1 | 1 | 0 | 454 | Sign |  | 0 | 40.06 | 40.06 | 1 | 0 | 480.72 |  |  |  |  | 0 | 40.06 | --- | -3.6 | OK | 43.66 | 43.66 | 8.987% |  | 523.92
2 | 2 | 0 | 462 | Flat Rate |  | 0 | 6.18 | 6.18 | 2 | 0 | 148.32 |  |  |  |  | 0 | 6.18 | --- | -0.56 | OK | 6.74 | 6.74 | 9.061% |  | 161.76
1 | 1 | 0 | 464 | Flat Rate |  | 0 | 15.72 | 15.72 | 1 | 0 | 188.64 |  |  |  |  | 0 | 15.72 | --- | -1.41 | OK | 17.13 | 17.13 | 8.969% |  | 205.56
1 | 1 | 0 | 465 | Flat Rate |  | 0 | 7.73 | 7.73 | 1 | 0 | 92.76 |  |  |  |  | 0 | 7.73 | --- | -0.69 | OK | 8.42 | 8.42 | 8.926% |  | 101.04
1 | 1 | 0 | 472 | Sign |  | 0 | 75.56 | 75.56 | 1 | 0 | 906.72 |  |  |  |  | 0 | 75.56 | --- | -8.1301 | OK | 83.6901 | 83.6901 | 10.76% |  | 1004.2814
1 | 1 | 0 | 473 | Mercury Vapour Light - Photocell | 175 | 69 | 11.59 | 11.59 | 1 | 828 | 139.08 |  | 0.207 | 0.207 |  | 69 | 11.59 | --- | -1.63 | OK | 13.22 | 13.22 | 14.06% |  | 158.64
2 | 1 | -1 | 475 | High Pressure Sodium - Photocell | 70 | 32 | 5.37 | 5.37 | 1 | 384 | 64.44 |  | 0.096 | 0.096 |  | 32 | 5.37 | --- | -0.76 | OK | 6.13 | 6.13 | 14.15% |  | 73.56
19 | 19 | 0 | 500 | Traffic Control Lights | 210 | 51 | 9.76 | 9.76 | 19 | 11628 | 2225.28 |  | 0.21 | 1.995 |  | 51 | 9.76 | --- | -1.39 | OK | 11.15 | 11.15 | 14.24% |  | 2542.2
1733 | 1739 | 6 | 501 | Traffic Control Lights | 69 | 17 | 2.29 | 2.29 | 1739 | 354756 | 47787.72 |  | 0.023 | 19.9985 |  | 17 | 2.29 | --- | -0.33 | OK | 2.62 | 2.62 | 14.41% |  | 54674.16
57 | 57 | 0 | 502 | Traffic Control Lights | 80 | 20 | 2.65 | 2.65 | 57 | 13680 | 1812.6 |  | 0.027 | 0.7695 |  | 20 | 2.65 | --- | -0.38 | OK | 3.03 | 3.03 | 14.34% |  | 2072.52
375 | 375 | 0 | 503 | Traffic Control Lights | 100 | 24 | 3.25 | 3.25 | 375 | 108000 | 14625 |  | 0.033 | 6.1875 |  | 24 | 3.25 | --- | -0.45 | OK | 3.7 | 3.7 | 13.85% |  | 16650
150 | 150 | 0 | 504 | Traffic Control Lights | 116 | 28 | 3.78 | 3.78 | 150 | 50400 | 6804 |  | 0.039 | 2.925 |  | 28 | 3.78 | --- | -0.53 | OK | 4.31 | 4.31 | 14.02% |  | 7758
428 | 476 | 48 | 505 | Traffic Control Lights | 150 | 37 | 4.95 | 4.95 | 476 | 211344 | 28274.4 |  | 0.05 | 11.9 |  | 37 | 4.95 | --- | -0.7 | OK | 5.65 | 5.65 | 14.14% |  | 32272.8
12 | 12 | 0 | 506 | Traffic Control Lights | 200 | 49 | 9.34 | 9.34 | 12 | 7056 | 1344.96 |  | 0.2 | 1.2 |  | 49 | 9.34 | --- | -1.32 | OK | 10.66 | 10.66 | 14.13% |  | 1535.04
5 | 5 | 0 | 507 | Traffic Control Lights | 860 | 209 | 39.99 | 39.99 | 5 | 12540 | 2399.4 |  | 0.86 | 2.15 |  | 209 | 39.99 | --- | -5.65 | OK | 45.64 | 45.64 | 14.13% |  | 2738.4
147 | 635 | 488 | 508 | Traffic Control Lights | 60 | 15 | 2 | 2 | 635 | 114300 | 15240 |  | 0.02 | 6.35 |  | 15 | 2 | --- | -0.29 | OK | 2.29 | 2.29 | 14.5% |  | 17449.8
66 | 66 | 0 | 509 | Traffic Control Lights | 135 | 33 | 4.42 | 4.42 | 66 | 26136 | 3500.64 |  | 0.045 | 1.485 |  | 33 | 4.42 | --- | -0.63 | OK | 5.05 | 5.05 | 14.25% |  | 3999.6
66 | 66 | 0 | 510 | Traffic Control Lights | 20 | 5 | 0.65 | 0.65 | 66 | 3960 | 514.8 |  | 0.007 | 0.231 |  | 5 | 0.65 | --- | -0.09 | OK | 0.74 | 0.74 | 13.85% |  | 586.08
2 | 34 | 32 | 527 | 12" LED Amber Traffic Light | 22 | 2 | 0.56 | 0.56 | 34 | 816 | 228.48 |  | 0.022 | 0.374 |  | 2 | 0.56 | --- | -0.08 | OK | 0.64 | 0.64 | 14.29% |  | 261.12
34 | 24 | -10 | 600 | Range Light - Continuous | 116 | 85 | 11.39 | 11.39 | 24 | 24480 | 3280.32 |  | 0.116 | 2.784 | 2.784 | 85 | 11.39 | --- | -1.61 | OK | 13 | 13 | 14.14% |  | 3744
5 | 5 | 0 | 601 | Misc. Unmetered - Photocell "same as RC997" | 500 | 167 | 28.06 | 28.06 | 5 | 10020 | 1683.6 |  | 0.5 | 2.5 |  | 167 | 28.06 | --- | -3.97 | OK | 32.03 | 32.03 | 14.15% |  | 1921.8
5 | 5 | 0 | 602 | Range Light - Continuous | 400 | 337 | 45.19 | 45.19 | 5 | 20220 | 2711.4 |  | 0.462 | 2.31 | 2.31 | 337 | 45.19 | --- | -6.44 | OK | 51.63 | 51.63 | 14.25% |  | 3097.8
8 | 7 | -1 | 603 | Misc. Unmetered - Photocell | 100 | 33 | 5.57 | 5.57 | 7 | 2772 | 467.88 |  | 0.1 | 0.7 |  | 33 | 5.57 | --- | -0.79 | OK | 6.36 | 6.36 | 14.18% |  | 534.24
5 | 5 | 0 | 604 | Range Light - Photocell | 276 | 92 | 15.46 | 15.46 | 5 | 5520 | 927.6 |  | 0.276 | 1.38 |  | 92 | 15.46 | --- | -2.19 | OK | 17.65 | 17.65 | 14.17% |  | 1059
1 | 1 | 0 | 606 | Misc. Small Loads Rate | 480 | 87 | 18.77 | 18.77 | 1 | 1044 | 225.24 |  | 0.48 | 0.48 |  | 87 | 18.77 | --- | -2.66 | OK | 21.43 | 21.43 | 14.17% |  | 257.16
1 | 1 | 0 | 607 | Misc Unmetered - Photocell | 4440 | 1480 | 248.77 | 248.77 | 1 | 17760 | 2985.24 |  | 4.44 | 4.44 |  | 1480 | 248.77 | --- | -35.29 | OK | 284.06 | 284.06 | 14.19% |  | 3408.72
7 | 7 | 0 | 609 | Range Light - Photocell | 175 | 58 | 9.77 | 9.77 | 7 | 4872 | 820.68 |  | 0.175 | 1.225 |  | 58 | 9.77 | --- | -1.39 | OK | 11.16 | 11.16 | 14.23% |  | 937.44
30 | 26 | -4 | 610 | Range Light - Photocell | 244 | 81 | 13.64 | 13.64 | 26 | 25272 | 4255.68 |  | 0.244 | 6.344 |  | 81 | 13.64 | --- | -1.93 | OK | 15.57 | 15.57 | 14.15% |  | 4857.84
1 | 1 | 0 | 702 | Police Sirens 3 HP |  | 0 | 24.1 | 24.1 | 1 | 0 | 289.2 |  |  |  |  | 0 | 24.1 | --- | -2.16 | OK | 26.26 | 26.26 | 8.963% |  | 315.12
3 | 0 | -3 | 705 | Misc. Unmetered - Continuous | 60 | 44 | 5.54 | 5.54 | 0 | 0 | 0 |  | 0.06 | 0 | 0 | 44 | 5.54 | --- | -0.5 | OK | 6.04 | 6.04 | 9.025% |  | 0
5 | 6 | 1 | 801 | Cable Vision Power Supplies | 100 | 73 | 9.8 | 9.8 | 6 | 5256 | 705.6 |  | 0.1 | 0.6 | 0.6 | 73 | 9.8 | --- | -1.39 | OK | 11.19 | 11.19 | 14.18% |  | 805.68
1 | 1 | 0 | 802 | Cable Vision Power Supplies | 150 | 110 | 14.75 | 14.75 | 1 | 1320 | 177 |  | 0.15 | 0.15 | 0.15 | 110 | 14.75 | --- | -2.09 | OK | 16.84 | 16.84 | 14.17% |  | 202.08
10 | 8 | -2 | 803 | Cable Vision Power Supplies | 200 | 146 | 19.58 | 19.58 | 8 | 14016 | 1879.68 |  | 0.2 | 1.6 | 1.6 | 146 | 19.58 | --- | -2.79 | OK | 22.37 | 22.37 | 14.25% |  | 2147.52
33 | 34 | 1 | 804 | Cable Vision Power Supplies | 250 | 183 | 24.52 | 24.52 | 34 | 74664 | 10004.16 |  | 0.25 | 8.5 | 8.5 | 183 | 24.52 | --- | -3.51 | OK | 28.03 | 28.03 | 14.31% |  | 11436.24
6 | 6 | 0 | 805 | Cable Vision Power Supplies | 300 | 219 | 29.37 | 29.37 | 6 | 15768 | 2114.64 |  | 0.3 | 1.8 | 1.8 | 219 | 29.37 | --- | -4.19 | OK | 33.56 | 33.56 | 14.27% |  | 2416.32
219 | 215 | -4 | 806 | Cable Vision Power Supplies | 350 | 256 | 34.32 | 34.32 | 215 | 660480 | 88545.6 |  | 0.35 | 75.25 | 75.25 | 256 | 34.32 | --- | -4.89 | OK | 39.21 | 39.21 | 14.25% |  | 101161.8
5 | 5 | 0 | 807 | Cable Vision Power Supplies | 400 | 292 | 39.17 | 39.17 | 5 | 17520 | 2350.2 |  | 0.4 | 2 | 2 | 292 | 39.17 | --- | -5.57 | OK | 44.74 | 44.74 | 14.22% |  | 2684.4
10 | 11 | 1 | 809 | Cable Vision Power Supplies | 500 | 365 | 48.96 | 48.96 | 11 | 48180 | 6462.72 |  | 0.5 | 5.5 | 5.5 | 365 | 48.96 | --- | -6.97 | OK | 55.93 | 55.93 | 14.24% |  | 7382.76
55 | 56 | 1 | 810 | Cable Vision Power Supplies | 550 | 402 | 53.91 | 53.91 | 56 | 270144 | 36227.52 |  | 0.55 | 30.8 | 30.8 | 402 | 53.91 | --- | -7.67 | OK | 61.58 | 61.58 | 14.23% |  | 41381.76
2414 | 2477 | 63 | 811 | Cable Vision Power Supplies | 600 | 438 | 58.75 | 58.75 | 2477 | 13019112 | 1746285 |  | 0.6 | 1486.2 | 1486.2 | 438 | 58.75 | --- | -8.37 | OK | 67.12 | 67.12 | 14.25% |  | 1995074.88
7 | 7 | 0 | 812 | Cable Vision Power Supplies | 650 | 475 | 63.7 | 63.7 | 7 | 39900 | 5350.8 |  | 0.65 | 4.55 | 4.55 | 475 | 63.7 | --- | -9.07 | OK | 72.77 | 72.77 | 14.24% |  | 6112.68
43 | 43 | 0 | 820 | Weather Camera Station - DOT |  | 89 | 18.15 | 18.15 | 43 | 45924 | 9365.4 |  | 0.42 | 18.06 | 18.06 | 89 | 18.15 | --- | -2.56 | OK | 20.71 | 20.71 | 14.1% |  | 10686.36
3 | 2 | -1 | 821 | HI-VOL Air Quality Monitor |  | 230 | 44.29 | 44.29 | 2 | 5520 | 1062.96 |  | 0.96 | 1.92 | 1.92 | 230 | 44.29 | --- | -6.26 | OK | 50.55 | 50.55 | 14.13% |  | 1213.2
1 | 1 | 0 | 822 | 900W Misc. Unmetered - Reduced | 900 | 270 | 47.25 | 47.25 | 1 | 3240 | 567 |  | 0.9 | 0.9 |  | 270 | 47.25 | --- | -6.7 | OK | 53.95 | 53.95 | 14.18% |  | 647.4
1 | 1 | 0 | 823 | 38.4W Misc. Unmetered - Continuous | 38.4 | 34 | 4.3479 | 4.3479 | 1 | 408 | 52.1747 |  | 0.038 | 0.038 | 0.038 | 34 | 4.3479 | --- | -0.20997 | OK | 4.5579 | 4.5579 | 4.829% | Minimum Charge applied | 54.6943
1 | 1 | 0 | 824 | Fire Pump - 75 HP |  | 0 | 16.4568 | 16.4568 | 1 | 0 | 197.4814 |  | 0 | 0 |  | 0 | 16.4568 | --- | -5.5385 | OK | 21.9953 | 21.9953 | 33.65% | Fixed at Minimum Bill Charge | 263.9437
1 | 1 | 0 | 825 | 3248W U/G Surge Chamber - Reduced | 3248 | 401 | 97.61 | 97.61 | 1 | 4812 | 1171.32 |  | 3.248 | 3.248 |  | 401 | 97.61 | --- | -13.78 | OK | 111.39 | 111.39 | 14.12% |  | 1336.68
1 | 0 | -1 | 827 | Remote Cabinet - Eastlink | 600 | 365 | 51.04 | 51.04 | 0 | 0 | 0 |  | 0.6 | 0 | 0 | 365 | 51.04 | --- | -7.27 | OK | 58.31 | 58.31 | 14.24% |  | 0
2 | 2 | 0 | 828 | U/G Valve Chamber - Reduced | 2400 | 244 | 65.07 | 65.07 | 2 | 5856 | 1561.68 |  | 2.4 | 4.8 |  | 244 | 65.07 | --- | -9.18 | OK | 74.25 | 74.25 | 14.11% |  | 1782
1 | 1 | 0 | 830 | 1HP Vehicle Card Scanner | 871 | 61 | 18.87 | 18.87 | 1 | 732 | 226.44 |  | 0.871 | 0.871 |  | 61 | 18.87 | --- | -2.66 | OK | 21.53 | 21.53 | 14.1% |  | 258.36
1 | 1 | 0 | 831 | 3140W 216C & 800 Pwr. Cab. | 3140 | 1136 | 187.3 | 187.3 | 1 | 13632 | 2247.6 |  | 3.231 | 3.231 | 3.231 | 1136 | 187.3 | --- | -26.56 | OK | 213.86 | 213.86 | 14.18% |  | 2566.32
1 | 1 | 0 | 832 | Pictou - Town Clock | 103 | 82 | 11.04 | 11.04 | 1 | 984 | 132.48 |  | 0.113 | 0.113 |  | 82 | 11.04 | --- | -1.56 | OK | 12.6 | 12.6 | 14.13% |  | 151.2
3 | 3 | 0 | 901 | Misc. Unmetered - Photocell | 2800 | 933 | 156.85 | 156.85 | 3 | 33588 | 5646.6 |  | 2.8 | 8.4 |  | 933 | 156.85 | --- | -22.24 | OK | 179.09 | 179.09 | 14.18% |  | 6447.24
1 | 1 | 0 | 902 | Misc. Unmetered - Continuous | 192 | 140 | 18.76 | 18.76 | 1 | 1680 | 225.12 |  | 0.192 | 0.192 | 0.192 | 140 | 18.76 | --- | -2.68 | OK | 21.44 | 21.44 | 14.29% |  | 257.28
1 | 1 | 0 | 903 | Misc. Unmetered - Photocell | 175 | 58 | 9.77 | 9.77 | 1 | 696 | 117.24 |  | 0.175 | 0.175 |  | 58 | 9.77 | --- | -1.39 | OK | 11.16 | 11.16 | 14.23% |  | 133.92
2 | 2 | 0 | 904 | Misc. Unmetered - Photocell | 250 | 83 | 13.96 | 13.96 | 2 | 1992 | 335.04 |  | 0.25 | 0.5 |  | 83 | 13.96 | --- | -1.99 | OK | 15.95 | 15.95 | 14.26% |  | 382.8
1 | 0 | -1 | 906 | Misc. Unmetered - 6 hrs / day | 768 | 140 | 30.16 | 30.16 | 0 | 0 | 0 |  | 0.768 | 0 |  | 140 | 30.16 | --- | -4.27 | OK | 34.43 | 34.43 | 14.16% |  | 0
3 | 3 | 0 | 908 | Misc. Unmetered - Photocell | 800 | 267 | 44.86 | 44.86 | 3 | 9612 | 1614.96 |  | 0.8 | 2.4 |  | 267 | 44.86 | --- | -6.37 | OK | 51.23 | 51.23 | 14.2% |  | 1844.28
1 | 1 | 0 | 909 | Misc. Unmetered - 1 hr / day | 420 | 13 | 6.91 | 6.91 | 1 | 156 | 82.92 |  | 0.42 | 0.42 |  | 13 | 6.91 | --- | -0.97 | OK | 7.88 | 7.88 | 14.04% |  | 94.56
2 | 2 | 0 | 910 | Misc. Unmetered - Continuous | 660 | 482 | 64.64 | 64.64 | 2 | 11568 | 1551.36 |  | 0.66 | 1.32 | 1.32 | 482 | 64.64 | --- | -9.21 | OK | 73.85 | 73.85 | 14.25% |  | 1772.4
36 | 37 | 1 | 911 | Misc. Unmetered - Continuous | 75 | 55 | 7.36 | 7.36 | 37 | 24420 | 3267.84 |  | 0.075 | 2.775 | 2.775 | 55 | 7.36 | --- | -1.06 | OK | 8.42 | 8.42 | 14.4% |  | 3738.48
9 | 11 | 2 | 912 | Misc. Unmetered - Capital & Maint. | 400 | 0 | 8.4884 | 8.4884 | 11 | 0 | 1120.471 | 916.749 | 0 | 0 |  | 0 | 8.4884 | --- | --- | OK | 8.4884 | 8.4884 | 0% | Cap. & Maint. Chg. for 400W HPS Light | 1120.471 | 1120.471
37 | 40 | 3 | 914 | F48T12 Fluor - Photo | 40 | 34 | 4.3479 | 4.3479 | 40 | 16320 | 2086.9861 |  | 0.048 | 1.92 |  | 34 | 4.3479 | --- | -0.20997 | OK | 4.5579 | 4.5579 | 4.829% | Minimum Charge applied | 2187.7712
8 | 8 | 0 | 915 | F48T12 Fluor - Cont | 48 | 35 | 4.72 | 4.72 | 8 | 3360 | 453.12 |  | 0.048 | 0.384 | 0.384 | 35 | 4.72 | --- | -0.66 | OK | 5.38 | 5.38 | 13.98% |  | 516.48
4 | 4 | 0 | 916 | F96T12VHO Fluorescent - Photocell | 215 | 72 | 12.08 | 12.08 | 4 | 3456 | 579.84 |  | 0.215 | 0.86 |  | 72 | 12.08 | --- | -1.72 | OK | 13.8 | 13.8 | 14.24% |  | 662.4
4 | 4 | 0 | 917 | F96T12/HO Fluor - 6 hrs / day | 130 | 23 | 5 | 5 | 4 | 1104 | 240 |  | 0.13 | 0.52 |  | 23 | 5 | --- | -0.7 | OK | 5.7 | 5.7 | 14% |  | 273.6
26 | 26 | 0 | 918 | F64T12HO Fluorescent - Photocell | 80 | 34 | 5.05 | 5.05 | 26 | 10608 | 1575.6 |  | 0.09 | 2.34 |  | 34 | 5.05 | --- | -0.71 | OK | 5.76 | 5.76 | 14.06% | Manually Adjusted by 0.26% Rate Increase | 1797.12
47 | 47 | 0 | 919 | F96T12/HO Fluor - Photo | 130 | 43 | 7.25 | 7.25 | 47 | 24252 | 4089 |  | 0.13 | 6.11 |  | 43 | 7.25 | --- | -1.02 | OK | 8.27 | 8.27 | 14.07% |  | 4664.28
1 | 1 | 0 | 921 | Misc. Unmetered - 6 hrs / day | 4582 | 830 | 179.17 | 179.17 | 1 | 9960 | 2150.04 |  | 4.582 | 4.582 |  | 830 | 179.17 | --- | -25.32 | OK | 204.49 | 204.49 | 14.13% |  | 2453.88
2 | 2 | 0 | 923 | Misc. Unmetered - Photocell | 3510 | 1170 | 196.66 | 196.66 | 2 | 28080 | 4719.84 |  | 3.51 | 7.02 |  | 1170 | 196.66 | --- | -27.9 | OK | 224.56 | 224.56 | 14.19% |  | 5389.44
2 | 2 | 0 | 924 | Misc. Unmetered - Photocell | 205 | 79 | 13.26 | 13.26 | 2 | 1896 | 318.24 |  | 0.237 | 0.474 |  | 79 | 13.26 | --- | -1.88 | OK | 15.14 | 15.14 | 14.18% |  | 363.36
1 | 1 | 0 | 926 | Misc. Unmetered - Photocell | 330 | 127 | 21.35 | 21.35 | 1 | 1524 | 256.2 |  | 0.381 | 0.381 |  | 127 | 21.35 | --- | -3.01 | OK | 24.36 | 24.36 | 14.1% |  | 292.32
1 | 1 | 0 | 929 | Misc. Unmetered - Continuous | 550 | 402 | 53.91 | 53.91 | 1 | 4824 | 646.92 |  | 0.55 | 0.55 | 0.55 | 402 | 53.91 | --- | -7.67 | OK | 61.58 | 61.58 | 14.23% |  | 738.96
20 | 20 | 0 | 930 | Misc. Unmetered - Photocell | 88 | 29 | 4.91 | 4.91 | 20 | 6960 | 1178.4 |  | 0.088 | 1.76 |  | 29 | 4.91 | --- | -0.69 | OK | 5.6 | 5.6 | 14.05% |  | 1344
2 | 2 | 0 | 931 | Misc. Unmetered - Flashing | 132 | 53 | 8.61 | 8.61 | 2 | 1272 | 206.64 |  | 0.145 | 0.29 |  | 53 | 8.61 | --- | -1.24 | OK | 9.85 | 9.85 | 14.4% |  | 236.4
1 | 1 | 0 | 932 | Misc. Unmetered - Photocell | 180 | 69 | 11.59 | 11.59 | 1 | 828 | 139.08 |  | 0.207 | 0.207 |  | 69 | 11.59 | --- | -1.63 | OK | 13.22 | 13.22 | 14.06% | Manually Adjusted by 0.26% Rate Increase | 158.64
2 | 2 | 0 | 933 | Misc. Unmetered - Continuous | 1000 | 730 | 97.92 | 97.92 | 2 | 17520 | 2350.08 |  | 1 | 2 | 2 | 730 | 97.92 | --- | -13.94 | OK | 111.86 | 111.86 | 14.24% |  | 2684.64
15 | 15 | 0 | 935 | Misc. Unmetered - Photocell ( + Capital & Maint.) | 1000 | 367 | 76.6532 | 76.6532 | 15 | 66060 | 13797.5722 | 2057.9722 | 1.1 | 16.5 |  | 367 | 76.6532 | --- | 3.85 | OK | 72.8032 | 72.8032 | -5.023% | + Cap. & Maint. Chg. for 1000 HPS Light | 13104.5722 | 2057.9722
9 | 9 | 0 | 937 | Misc. Unmetered - Photocell | 528 | 176 | 29.6 | 29.6 | 9 | 19008 | 3196.8 |  | 0.528 | 4.752 |  | 176 | 29.6 | --- | -4.2 | OK | 33.8 | 33.8 | 14.19% |  | 3650.4
1 | 1 | 0 | 938 | Misc. Unmetered - Photocell | 360 | 120 | 20.17 | 20.17 | 1 | 1440 | 242.04 |  | 0.36 | 0.36 |  | 120 | 20.17 | --- | -2.86 | OK | 23.03 | 23.03 | 14.18% |  | 276.36
2 | 2 | 0 | 939 | Misc. Unmetered - Continuous | 150 | 110 | 14.75 | 14.75 | 2 | 2640 | 354 |  | 0.15 | 0.3 | 0.3 | 110 | 14.75 | --- | -2.09 | OK | 16.84 | 16.84 | 14.17% |  | 404.16
2 | 2 | 0 | 940 | Misc. Unmetered - Photocell | 675 | 225 | 37.82 | 37.82 | 2 | 5400 | 907.68 |  | 0.675 | 1.35 |  | 225 | 37.82 | --- | -5.36 | OK | 43.18 | 43.18 | 14.17% |  | 1036.32
1 | 1 | 0 | 943 | Misc. Unmetered - Photocell | 1290 | 430 | 72.27 | 72.27 | 1 | 5160 | 867.24 |  | 1.29 | 1.29 |  | 430 | 72.27 | --- | -10.25 | OK | 82.52 | 82.52 | 14.18% |  | 990.24
3 | 3 | 0 | 944 | Misc. Unmetered - Continuous | 200 | 146 | 19.58 | 19.58 | 3 | 5256 | 704.88 |  | 0.2 | 0.6 | 0.6 | 146 | 19.58 | --- | -2.79 | OK | 22.37 | 22.37 | 14.25% |  | 805.32
1 | 1 | 0 | 945 | Misc. Unmetered - 1hp Motor | 1380 | 34 | 4.1 | 4.1 | 1 | 408 | 49.2 |  | 1.38 | 1.38 |  | 34 | 4.1 | --- | --- | OK | 4.1 | 4.1 | 0% | Subject to 10% Billing Load Factor Cap | 49.2
4 | 4 | 0 | 946 | Misc. Unmetered - Photocell | 1800 | 660 | 110.94 | 110.94 | 4 | 31680 | 5325.12 |  | 1.98 | 7.92 |  | 660 | 110.94 | --- | -15.73 | OK | 126.67 | 126.67 | 14.18% |  | 6080.16
2 | 2 | 0 | 947 | Misc. Unmetered - Flashing | 300 | 34 | 4.3479 | 4.3479 | 2 | 816 | 104.3493 |  | 0.3 | 0.6 |  | 34 | 4.3479 | --- | -0.37211 | OK | 4.72 | 4.72 | 8.558% | Minimum Charge applied | 113.28
2 | 1 | -1 | 948 | Misc. Unmetered - Photocell | 1344 | 448 | 75.31 | 75.31 | 1 | 5376 | 903.72 |  | 1.344 | 1.344 |  | 448 | 75.31 | --- | -10.69 | OK | 86 | 86 | 14.19% |  | 1032
5 | 3 | -2 | 949 | Misc. Unmetered - Photocell | 75 | 34 | 4.3479 | 4.3479 | 3 | 1224 | 156.524 |  | 0.075 | 0.225 |  | 34 | 4.3479 | --- | -0.45211 | OK | 4.8 | 4.8 | 10.4% | Minimum Charge applied | 172.8
2 | 1 | -1 | 951 | Misc. Unmetered - Photocell | 2000 | 667 | 112.09 | 112.09 | 1 | 8004 | 1345.08 |  | 2 | 2 |  | 667 | 112.09 | --- | -15.9 | OK | 127.99 | 127.99 | 14.19% |  | 1535.88
1 | 1 | 0 | 953 | Misc. Unmetered - Continuous | 1548 | 1130 | 151.59 | 151.59 | 1 | 13560 | 1819.08 |  | 1.548 | 1.548 | 1.548 | 1130 | 151.59 | --- | -21.58 | OK | 173.17 | 173.17 | 14.24% |  | 2078.04
3 | 0 | -3 | 955 | Misc. Unmetered - Capital & Maint. | 100 | 0 | 8.2048 | 8.2048 | 0 | 0 | 0 | 295.3737 | 0.1 | 0 |  | 0 | 8.2048 | --- | --- | OK | 8.2048 | 8.2048 | 0% | Cap. & Maint. Chg. for 100W HPS Light | 0 | 0
3 | 3 | 0 | 956 | Misc. Unmetered - Continuous | 250 | 183 | 24.52 | 24.52 | 3 | 6588 | 882.72 |  | 0.25 | 0.75 | 0.75 | 183 | 24.52 | --- | -3.51 | OK | 28.03 | 28.03 | 14.31% |  | 1009.08
7 | 7 | 0 | 957 | Misc. Unmetered - Photocell | 90 | 33 | 5.56 | 5.56 | 7 | 2772 | 467.04 |  | 0.099 | 0.693 |  | 33 | 5.56 | --- | -0.79 | OK | 6.35 | 6.35 | 14.21% | Manually Adjusted by 0.26% Rate Increase | 533.4
5 | 5 | 0 | 958 | Misc. Unmetered - Photocell | 850 | 283 | 47.59 | 47.59 | 5 | 16980 | 2855.4 |  | 0.85 | 4.25 |  | 283 | 47.59 | --- | -6.75 | OK | 54.34 | 54.34 | 14.18% |  | 3260.4
1 | 0 | -1 | 959 | Misc. Unmetered - Photocell | 980 | 327 | 54.94 | 54.94 | 0 | 0 | 0 |  | 0.98 | 0 |  | 327 | 54.94 | --- | -7.79 | OK | 62.73 | 62.73 | 14.18% |  | 0
2 | 2 | 0 | 961 | Misc. Unmetered - Continuous | 5 | 34 | 4.3479 | 4.3479 | 2 | 816 | 104.3493 |  | 0.005 | 0.01 | 0.01 | 34 | 4.3479 | --- | -0.20997 | OK | 4.5579 | 4.5579 | 4.829% | Minimum Charge applied | 109.3886
22 | 20 | -2 | 964 | Misc. Unmetered - Photocell | 319 | 117 | 19.65 | 19.65 | 20 | 28080 | 4716 |  | 0.351 | 7.02 |  | 117 | 19.65 | --- | -2.79 | OK | 22.44 | 22.44 | 14.2% | Manually Adjusted by 0.26% Rate Increase | 5385.6
2 | 2 | 0 | 965 | Misc. Unmetered - Photocell | 2420 | 807 | 135.63 | 135.63 | 2 | 19368 | 3255.12 |  | 2.42 | 4.84 |  | 807 | 135.63 | --- | -19.23 | OK | 154.86 | 154.86 | 14.18% |  | 3716.64
1 | 1 | 0 | 966 | Misc. Unmetered - 30 hrs / week | 6500 | 845 | 204.03 | 204.03 | 1 | 10140 | 2448.36 |  | 6.5 | 6.5 |  | 845 | 204.03 | --- | -28.79 | OK | 232.82 | 232.82 | 14.11% |  | 2793.84
5 | 5 | 0 | 968 | Misc. Unmetered - Continuous | 473 | 345 | 46.3 | 46.3 | 5 | 20700 | 2778 |  | 0.473 | 2.365 | 2.365 | 345 | 46.3 | --- | -6.6 | OK | 52.9 | 52.9 | 14.25% |  | 3174
2 | 1 | -1 | 969 | Misc. Unmetered - Photocell | 1488 | 496 | 83.39 | 83.39 | 1 | 5952 | 1000.68 |  | 1.488 | 1.488 |  | 496 | 83.39 | --- | -11.82 | OK | 95.21 | 95.21 | 14.17% |  | 1142.52
1 | 1 | 0 | 970 | Misc. Unmetered - Photocell | 3200 | 1067 | 179.33 | 179.33 | 1 | 12804 | 2151.96 |  | 3.2 | 3.2 |  | 1067 | 179.33 | --- | -25.44 | OK | 204.77 | 204.77 | 14.19% |  | 2457.24
9 | 9 | 0 | 971 | Misc. Unmetered - Photocell | 49 | 34 | 4.3479 | 4.3479 | 9 | 3672 | 469.5719 |  | 0.049 | 0.441 |  | 34 | 4.3479 | --- | -0.20997 | OK | 4.5579 | 4.5579 | 4.829% | Minimum Charge applied | 492.2485
11 | 11 | 0 | 972 | Misc. Unmetered - Continuous | 25 | 34 | 4.3479 | 4.3479 | 11 | 4488 | 573.9212 |  | 0.025 | 0.275 | 0.275 | 34 | 4.3479 | --- | -0.20997 | OK | 4.5579 | 4.5579 | 4.829% | Minimum Charge applied | 601.6371
12 | 13 | 1 | 973 | Misc. Unmetered - Photocell | 180 | 66 | 11.11 | 11.11 | 13 | 10296 | 1733.16 |  | 0.198 | 2.574 |  | 66 | 11.11 | --- | -1.58 | OK | 12.69 | 12.69 | 14.22% | Manually Adjusted by 0.26% Rate Increase | 1979.64
1 | 1 | 0 | 974 | Misc. Unmetered - Photocell | 700 | 256 | 42.99 | 42.99 | 1 | 3072 | 515.88 |  | 0.767 | 0.767 |  | 256 | 42.99 | --- | -6.09 | OK | 49.08 | 49.08 | 14.17% | Manually Adjusted by 0.26% Rate Increase | 588.96
2 | 8 | 6 | 975 | Misc. Unmetered - Photocell | 324 | 108 | 18.17 | 18.17 | 8 | 10368 | 1744.32 |  | 0.324 | 2.592 |  | 108 | 18.17 | --- | -2.57 | OK | 20.74 | 20.74 | 14.14% |  | 1991.04
10 | 10 | 0 | 976 | Misc. Unmetered - 152 hrs / month | 300 | 46 | 10.47 | 10.47 | 10 | 5520 | 1256.4 |  | 0.3 | 3 |  | 46 | 10.47 | --- | -1.49 | OK | 11.96 | 11.96 | 14.23% |  | 1435.2
4 | 4 | 0 | 977 | Misc. Unmetered - Continuous | 50 | 37 | 4.95 | 4.95 | 4 | 1776 | 237.6 |  | 0.05 | 0.2 | 0.2 | 37 | 4.95 | --- | -0.7 | OK | 5.65 | 5.65 | 14.14% |  | 271.2
2 | 2 | 0 | 979 | Misc. Unmetered - Photocell | 1100 | 367 | 61.66 | 61.66 | 2 | 8808 | 1479.84 |  | 1.1 | 2.2 |  | 367 | 61.66 | --- | -8.75 | OK | 70.41 | 70.41 | 14.19% |  | 1689.84
1 | 1 | 0 | 980 | Misc. Unmetered - Photocell | 2148 | 716 | 120.37 | 120.37 | 1 | 8592 | 1444.44 |  | 2.148 | 2.148 |  | 716 | 120.37 | --- | -17.08 | OK | 137.45 | 137.45 | 14.19% |  | 1649.4
11 | 11 | 0 | 981 | Misc. Unmetered - Continuous | 216 | 158 | 21.17 | 21.17 | 11 | 20856 | 2794.44 |  | 0.216 | 2.376 | 2.376 | 158 | 21.17 | --- | -3.02 | OK | 24.19 | 24.19 | 14.27% |  | 3193.08
19 | 19 | 0 | 982 | Misc. Unmetered - 7 hrs per day | 400 | 85 | 17.31 | 17.31 | 19 | 19380 | 3946.68 |  | 0.4 | 7.6 |  | 85 | 17.31 | --- | -2.44 | OK | 19.75 | 19.75 | 14.1% |  | 4503
6 | 5 | -1 | 983 | Misc. Unmetered - Photocell | 420 | 140 | 23.53 | 23.53 | 5 | 8400 | 1411.8 |  | 0.42 | 2.1 |  | 140 | 23.53 | --- | -3.34 | OK | 26.87 | 26.87 | 14.19% |  | 1612.2
28 | 26 | -2 | 985 | Misc. Unmetered - Photocell | 1200 | 400 | 67.24 | 67.24 | 26 | 124800 | 20978.88 |  | 1.2 | 31.2 |  | 400 | 67.24 | --- | -9.53 | OK | 76.77 | 76.77 | 14.17% |  | 23952.24
10 | 10 | 0 | 986 | Misc. Unmetered - 3 hp | 2300 | 10 | 28.6 | 28.6 | 10 | 1200 | 3432 |  | 2.3 | 23 |  | 10 | 28.6 | --- | -3.99 | OK | 32.59 | 32.59 | 13.95% |  | 3910.8
1 | 1 | 0 | 988 | Misc. Unmetered - 152 hrs / month | 176 | 27 | 6.14 | 6.14 | 1 | 324 | 73.68 |  | 0.176 | 0.176 |  | 27 | 6.14 | --- | -0.87 | OK | 7.01 | 7.01 | 14.17% |  | 84.12
3 | 3 | 0 | 989 | Misc. Unmetered - Photocell | 624 | 208 | 34.97 | 34.97 | 3 | 7488 | 1258.92 |  | 0.624 | 1.872 |  | 208 | 34.97 | --- | -4.96 | OK | 39.93 | 39.93 | 14.18% |  | 1437.48
3 | 3 | 0 | 990 | Misc. Unmetered - Photocell | 745 | 218 | 38.54 | 38.54 | 3 | 7848 | 1387.44 |  | 0.745 | 2.235 |  | 218 | 38.54 | --- | -5.46 | OK | 44 | 44 | 14.17% |  | 1584
1 | 1 | 0 | 991 | Misc. Unmetered - Photocell | 5000 | 1667 | 280.19 | 280.19 | 1 | 20004 | 3362.28 |  | 5 | 5 |  | 1667 | 280.19 | --- | -39.72 | OK | 319.91 | 319.91 | 14.18% |  | 3838.92
15 | 15 | 0 | 992 | Misc. Unmetered - Continuous | 100 | 73 | 9.8 | 9.8 | 15 | 13140 | 1764 |  | 0.1 | 1.5 | 1.5 | 73 | 9.8 | --- | -1.39 | OK | 11.19 | 11.19 | 14.18% |  | 2014.2
6 | 6 | 0 | 993 | Misc. Unmetered - 198 hrs / month | 200 | 40 | 8.39 | 8.39 | 6 | 2880 | 604.08 |  | 0.2 | 1.2 |  | 40 | 8.39 | --- | -1.18 | OK | 9.57 | 9.57 | 14.06% |  | 689.04
1 | 1 | 0 | 994 | Misc. Unmetered - Photocell | 1650 | 550 | 92.44 | 92.44 | 1 | 6600 | 1109.28 |  | 1.65 | 1.65 |  | 550 | 92.44 | --- | -13.12 | OK | 105.56 | 105.56 | 14.19% |  | 1266.72
82 | 83 | 1 | 995 | Misc. Unmetered - Continuous | 336 | 245 | 32.87 | 32.87 | 83 | 244020 | 32738.52 |  | 0.336 | 27.888 | 27.888 | 245 | 32.87 | --- | -4.67 | OK | 37.54 | 37.54 | 14.21% |  | 37389.84
1 | 1 | 0 | 996 | Misc. Unmetered - Photocell | 336 | 112 | 18.82 | 18.82 | 1 | 1344 | 225.84 |  | 0.336 | 0.336 |  | 112 | 18.82 | --- | -2.66 | OK | 21.48 | 21.48 | 14.13% |  | 257.76
10 | 8 | -2 | 997 | Misc. Unmetered - Photocell | 500 | 167 | 28.06 | 28.06 | 8 | 16032 | 2693.76 |  | 0.5 | 4 |  | 167 | 28.06 | --- | -3.97 | OK | 32.03 | 32.03 | 14.15% |  | 3074.88
213 | 213 | 0 | 998 | Misc. Unmetered - DMS IU Pwr. Cabinet | 764 | 654 | 87.71 | 87.71 | 213 | 1671624 | 224186.76 |  | 0.896 | 190.848 | 190.848 | 654 | 87.71 | --- | -12.49 | OK | 100.2 | 100.2 | 14.24% | Manually Adjusted by 0.26% Rate Increase | 256111.2
9 | 8 | -1 | 999 | Misc. Unmetered - Continuous | 144 | 105 | 14.1 | 14.1 | 8 | 10080 | 1353.6 |  | 0.144 | 1.152 | 1.152 | 105 | 14.1 | --- | -2 | OK | 16.1 | 16.1 | 14.18% |  | 1545.6
4 | 4 | 0 | 1003 | Misc. Unmetered Fluor - Photo | 825 | 330 | 55.47 | 55.47 | 4 | 15840 | 2662.56 |  | 0.99 | 3.96 |  | 330 | 55.47 | --- | -7.87 | OK | 63.34 | 63.34 | 14.19% |  | 3040.32
3 | 3 | 0 | 1004 | Misc Unmetered - Photocell | 720 | 264 | 44.36 | 44.36 | 3 | 9504 | 1596.96 |  | 0.792 | 2.376 |  | 264 | 44.36 | --- | -6.29 | OK | 50.65 | 50.65 | 14.18% |  | 1823.4
1 | 0 | -1 | 1006 | Misc Unmetered - Photocell | 700 | 256 | 43.06 | 43.06 | 0 | 0 | 0 |  | 0.769 | 0 |  | 256 | 43.06 | --- | -6.1 | OK | 49.16 | 49.16 | 14.17% |  | 0
3 | 3 | 0 | 1009 | Misc Unmetered - Photocell | 200 | 3 | 12.29 | 12.29 | 3 | 108 | 442.44 |  | 0.22 | 0.66 |  | 3 | 12.29 | --- | -1.74 | OK | 14.03 | 14.03 | 14.16% |  | 505.08
107 | 102 | -5 | 1010 | DSLAM Power Cabinet | 603 | 380 | 54.59 | 54.59 | 102 | 465120 | 66818.16 |  | 0.693 | 70.686 | 70.686 | 380 | 54.59 | --- | -7.76 | OK | 62.35 | 62.35 | 14.22% |  | 76316.4
1 | 1 | 0 | 1012 | Misc Unmetered - Photocell | 408 | 150 | 25.21 | 25.21 | 1 | 1800 | 302.52 |  | 0.449 | 0.449 |  | 150 | 25.21 | --- | -3.56 | OK | 28.77 | 28.77 | 14.12% |  | 345.24
1 | 1 | 0 | 1013 | Misc Unmetered - Photocell | 395 | 145 | 24.36 | 24.36 | 1 | 1740 | 292.32 |  | 0.435 | 0.435 |  | 145 | 24.36 | --- | -3.46 | OK | 27.82 | 27.82 | 14.2% |  | 333.84
1 | 1 | 0 | 1015 | Misc Unmetered - Photocell | 2844 | 2505 | 421.06 | 421.06 | 1 | 30060 | 5052.72 |  | 7.515 | 7.515 |  | 2505 | 421.06 | --- | -59.71 | OK | 480.77 | 480.77 | 14.18% |  | 5769.24
1 | 1 | 0 | 1018 | Misc Unmetered - 12 hrs/day | 330 | 120 | 19.55 | 19.55 | 1 | 1440 | 234.6 |  | 0.33 | 0.33 |  | 120 | 19.55 | --- | -2.77 | OK | 22.32 | 22.32 | 14.17% |  | 267.84
1 | 1 | 0 | 1019 | Misc Unmetered - Continuous | 228 | 183 | 24.53 | 24.53 | 1 | 2196 | 294.36 |  | 0.251 | 0.251 | 0.251 | 183 | 24.53 | --- | -3.51 | OK | 28.04 | 28.04 | 14.31% |  | 336.48
1 | 1 | 0 | 1020 | Misc Unmetered - Photocell | 320 | 117 | 19.67 | 19.67 | 1 | 1404 | 236.04 |  | 0.352 | 0.352 |  | 117 | 19.67 | --- | -2.78 | OK | 22.45 | 22.45 | 14.13% |  | 269.4
1 | 1 | 0 | 1021 | Misc Unmetered - Photocell | 1955 | 652 | 109.57 | 109.57 | 1 | 7824 | 1314.84 |  | 1.955 | 1.955 |  | 652 | 109.57 | --- | -15.55 | OK | 125.12 | 125.12 | 14.19% |  | 1501.44
1 | 1 | 0 | 1022 | Misc Unmetered - Photocell | 75 | 30 | 5.05 | 5.05 | 1 | 360 | 60.6 |  | 0.09 | 0.09 |  | 30 | 5.05 | --- | -0.71 | OK | 5.76 | 5.76 | 14.06% |  | 69.12
1 | 1 | 0 | 1023 | Misc Unmetered - Photocell | 1640 | 546 | 91.81 | 91.81 | 1 | 6552 | 1101.72 |  | 1.64 | 1.64 |  | 546 | 91.81 | --- | -13.03 | OK | 104.84 | 104.84 | 14.19% |  | 1258.08
1 | 1 | 0 | 1024 | Misc Unmetered - Photocell | 390 | 143 | 24.04 | 24.04 | 1 | 1716 | 288.48 |  | 0.429 | 0.429 |  | 143 | 24.04 | --- | -3.42 | OK | 27.46 | 27.46 | 14.23% |  | 329.52
1 | 1 | 0 | 1025 | Misc Unmetered - Photocell | 300 | 110 | 18.5 | 18.5 | 1 | 1320 | 222 |  | 0.33 | 0.33 |  | 110 | 18.5 | --- | -2.61 | OK | 21.11 | 21.11 | 14.11% |  | 253.32
2 | 2 | 0 | 1026 | Misc Unmetered - Photocell | 440 | 161 | 27.09 | 27.09 | 2 | 3864 | 650.16 |  | 0.484 | 0.968 |  | 161 | 27.09 | --- | -3.85 | OK | 30.94 | 30.94 | 14.21% |  | 742.56
1 | 1 | 0 | 1030 | Misc. Unmetered - Photocell | 1032 | 378 | 63.57 | 63.57 | 1 | 4536 | 762.84 |  | 1.135 | 1.135 |  | 378 | 63.57 | --- | -9 | OK | 72.57 | 72.57 | 14.16% |  | 870.84
1 | 1 | 0 | 1032 | Misc. Unmetered - Continuous | 216 | 173 | 23.24 | 23.24 | 1 | 2076 | 278.88 |  | 0.238 | 0.238 | 0.238 | 173 | 23.24 | --- | -3.31 | OK | 26.55 | 26.55 | 14.24% |  | 318.6
1 | 1 | 0 | 1033 | Misc. Unmetered - Photocell | 375 | 138 | 23.19 | 23.19 | 1 | 1656 | 278.28 |  | 0.413 | 0.413 |  | 138 | 23.19 | --- | -3.29 | OK | 26.48 | 26.48 | 14.19% |  | 317.76
4 | 4 | 0 | 1034 | Misc. Unmetered - Photocell | 560 | 205 | 34.47 | 34.47 | 4 | 9840 | 1654.56 |  | 0.616 | 2.464 |  | 205 | 34.47 | --- | -4.89 | OK | 39.36 | 39.36 | 14.19% |  | 1889.28
1 | 1 | 0 | 1038 | Misc. Unmetered - Photocell | 360 | 133 | 22.38 | 22.38 | 1 | 1596 | 268.56 |  | 0.4 | 0.4 |  | 133 | 22.38 | --- | -3.17 | OK | 25.55 | 25.55 | 14.16% |  | 306.6
1 | 1 | 0 | 1039 | Misc. Unmetered - Photocell | 672 | 267 | 44.86 | 44.86 | 1 | 3204 | 538.32 |  | 0.8 | 0.8 |  | 267 | 44.86 | --- | -6.37 | OK | 51.23 | 51.23 | 14.2% |  | 614.76
1 | 1 | 0 | 1040 | Misc. Unmetered - Photocell | 140 | 56 | 9.43 | 9.43 | 1 | 672 | 113.16 |  | 0.168 | 0.168 |  | 56 | 9.43 | --- | -1.34 | OK | 10.77 | 10.77 | 14.21% |  | 129.24
1 | 1 | 0 | 1043 | Misc. Unmetered - Photocell | 1300 | 586 | 98.46 | 98.46 | 1 | 7032 | 1181.52 |  | 1.757 | 1.757 |  | 586 | 98.46 | --- | -13.96 | OK | 112.42 | 112.42 | 14.18% |  | 1349.04
1 | 1 | 0 | 1044 | Misc. Unmetered - Photocell | 340 | 123 | 20.69 | 20.69 | 1 | 1476 | 248.28 |  | 0.37 | 0.37 |  | 123 | 20.69 | --- | -2.95 | OK | 23.64 | 23.64 | 14.26% |  | 283.68
1 | 1 | 0 | 1045 | Misc. Unmetered - Photocell | 720 | 275 | 46.21 | 46.21 | 1 | 3300 | 554.52 |  | 0.824 | 0.824 |  | 275 | 46.21 | --- | -6.56 | OK | 52.77 | 52.77 | 14.2% |  | 633.24
1 | 1 | 0 | 1046 | Misc. Unmetered - Photocell | 360 | 137 | 23.03 | 23.03 | 1 | 1644 | 276.36 |  | 0.412 | 0.412 |  | 137 | 23.03 | --- | -3.27 | OK | 26.3 | 26.3 | 14.2% |  | 315.6
6 | 2 | -4 | 1047 | 250 & 400 M/A Light ( Maint. & Cap. Only) | 0 | 0 | 17.9378 | 17.9378 | 2 | 0 | 430.507 | 1291.5209 | 0 | 0 |  | 0 | 17.9378 | --- | --- | OK | 17.9378 | 17.9378 | 0% | Cap. & Maint. Chg. for 250W M/A Light | 430.507 | 430.507
1 | 1 | 0 | 1049 | Misc. Unmetered - Photocell | 150 | 60 | 10.08 | 10.08 | 1 | 720 | 120.96 |  | 0.18 | 0.18 |  | 60 | 10.08 | --- | -1.44 | OK | 11.52 | 11.52 | 14.29% |  | 138.24
1 | 1 | 0 | 1050 | Misc. Unmetered - Continuous | 400 | 321 | 43.06 | 43.06 | 1 | 3852 | 516.72 |  | 0.44 | 0.44 | 0.44 | 321 | 43.06 | --- | -6.13 | OK | 49.19 | 49.19 | 14.24% |  | 590.28
1 | 1 | 0 | 1051 | Misc. Unmetered - Photocell | 1435 | 574 | 96.47 | 96.47 | 1 | 6888 | 1157.64 |  | 1.722 | 1.722 |  | 574 | 96.47 | --- | -13.68 | OK | 110.15 | 110.15 | 14.18% |  | 1321.8
1 | 1 | 0 | 1054 | Misc. Unmetered - Photocell | 4725 | 1818 | 305.59 | 305.59 | 1 | 21816 | 3667.08 |  | 5.454 | 5.454 |  | 1818 | 305.59 | --- | -43.35 | OK | 348.94 | 348.94 | 14.19% |  | 4187.28
1 | 1 | 0 | 1055 | Misc. Unmetered - Continuous | 90 | 66 | 8.85 | 8.85 | 1 | 792 | 106.2 |  | 0.09 | 0.09 | 0.09 | 66 | 8.85 | --- | -1.25 | OK | 10.1 | 10.1 | 14.12% |  | 121.2
1 | 1 | 0 | 1057 | Misc. Unmetered - Photocell | 1260 | 436 | 73.3 | 73.3 | 1 | 5232 | 879.6 |  | 1.308 | 1.308 |  | 436 | 73.3 | --- | -10.4 | OK | 83.7 | 83.7 | 14.19% |  | 1004.4
1 | 0 | -1 | 1060 | Misc. Unmetered - Photocell | 320 | 124 | 20.82 | 20.82 | 0 | 0 | 0 |  | 0.372 | 0 |  | 124 | 20.82 | --- | -2.96 | OK | 23.78 | 23.78 | 14.22% |  | 0
1 | 1 | 0 | 1062 | Misc. Unmetered - Photocell | 228 | 99 | 16.61 | 16.61 | 1 | 1188 | 199.32 |  | 0.296 | 0.296 |  | 99 | 16.61 | --- | -2.37 | OK | 18.98 | 18.98 | 14.27% |  | 227.76
1 | 1 | 0 | 1063 | Misc. Unmetered - Photocell | 510 | 200 | 33.62 | 33.62 | 1 | 2400 | 403.44 |  | 0.6 | 0.6 |  | 200 | 33.62 | --- | -4.77 | OK | 38.39 | 38.39 | 14.19% |  | 460.68
3 | 3 | 0 | 1064 | Misc. Unmetered - Photocell | 40 | 13 | 4.3479 | 4.3479 | 3 | 468 | 156.524 |  | 0.04 | 0.12 |  | 13 | 4.3479 | --- | -0.20997 | OK | 4.5579 | 4.5579 | 4.829% | Miniumum rate Applied | 164.0828
1 | 1 | 0 | 1066 | Misc. Unmetered - Photocell | 550 | 205 | 34.45 | 34.45 | 1 | 2460 | 413.4 |  | 0.55 | 0.55 |  | 205 | 34.45 | --- | -4.88 | OK | 39.33 | 39.33 | 14.17% |  | 471.96
2 | 2 | 0 | 1067 | Misc. Unmetered - Photocell | 400 | 73 | 12.29 | 12.29 | 2 | 1752 | 294.96 |  | 0.4 | 0.8 |  | 73 | 12.29 | --- | -1.74 | OK | 14.03 | 14.03 | 14.16% |  | 336.72
1 | 1 | 0 | 1068 | Misc. Unmetered - Photocell | 880 | 336 | 56.49 | 56.49 | 1 | 4032 | 677.88 |  | 0.88 | 0.88 |  | 336 | 56.49 | --- | -8.02 | OK | 64.51 | 64.51 | 14.2% |  | 774.12
1 | 1 | 0 | 1069 | Misc. Unmetered - Photocell | 5004 | 1668 | 280.38 | 280.38 | 1 | 20016 | 3364.56 |  | 5.004 | 5.004 |  | 1668 | 280.38 | --- | -39.76 | OK | 320.14 | 320.14 | 14.18% |  | 3841.68
1 | 1 | 0 | 1071 | Misc. Unmetered - Photocell | 825 | 340 | 57.15 | 57.15 | 1 | 4080 | 685.8 |  | 0.96 | 0.96 |  | 340 | 57.15 | --- | -8.11 | OK | 65.26 | 65.26 | 14.19% |  | 783.12
1 | 1 | 0 | 1073 | Misc. Unmetered - Photocell | 434 | 172 | 28.89 | 28.89 | 1 | 2064 | 346.68 |  | 0.516 | 0.516 |  | 172 | 28.89 | --- | -4.12 | OK | 33.01 | 33.01 | 14.26% |  | 396.12
1 | 1 | 0 | 1075 | Misc. Unmetered - Photocell | 1320 | 480 | 80.69 | 80.69 | 1 | 5760 | 968.28 |  | 1.44 | 1.44 |  | 480 | 80.69 | --- | -11.44 | OK | 92.13 | 92.13 | 14.18% |  | 1105.56
1 | 1 | 0 | 1076 | Misc. Unmetered - Photocell | 590 | 226 | 37.94 | 37.94 | 1 | 2712 | 455.28 |  | 0.676 | 0.676 |  | 226 | 37.94 | --- | -5.36 | OK | 43.3 | 43.3 | 14.13% |  | 519.6
4 | 2 | -2 | 1077 | Misc. Unmetered - Continuous | 700 | 561 | 75.25 | 75.25 | 2 | 13464 | 1806 |  | 0.768 | 1.536 | 1.536 | 561 | 75.25 | --- | -10.72 | OK | 85.97 | 85.97 | 14.25% |  | 2063.28
1 | 1 | 0 | 1078 | Misc. Unmetered - Continuous | 1870 | 1679 | 225.22 | 225.22 | 1 | 20148 | 2702.64 |  | 2.3 | 2.3 | 2.3 | 1679 | 225.22 | --- | -32.06 | OK | 257.28 | 257.28 | 14.23% |  | 3087.36
1 | 1 | 0 | 1079 | Misc. Unmetered - Photocell | 600 | 224 | 37.63 | 37.63 | 1 | 2688 | 451.56 |  | 0.672 | 0.672 |  | 224 | 37.63 | --- | -5.34 | OK | 42.97 | 42.97 | 14.19% |  | 515.64
1 | 1 | 0 | 1081 | Misc. Unmetered - Photocell | 102 | 37 | 6.22 | 6.22 | 1 | 444 | 74.64 |  | 0.112 | 0.112 |  | 37 | 6.22 | --- | -0.91 | OK | 7.13 | 7.13 | 14.63% |  | 85.56
1 | 1 | 0 | 1082 | Misc. Unmetered - Photocell | 1320 | 504 | 84.7 | 84.7 | 1 | 6048 | 1016.4 |  | 1.512 | 1.512 |  | 504 | 84.7 | --- | -12.01 | OK | 96.71 | 96.71 | 14.18% |  | 1160.52
1 | 1 | 0 | 1083 | Misc. Unmetered - Photocell | 450 | 165 | 27.74 | 27.74 | 1 | 1980 | 332.88 |  | 0.495 | 0.495 |  | 165 | 27.74 | --- | -3.93 | OK | 31.67 | 31.67 | 14.17% |  | 380.04
1 | 1 | 0 | 1084 | Misc. Unmetered - Photocell | 162 | 59 | 9.96 | 9.96 | 1 | 708 | 119.52 |  | 0.178 | 0.178 |  | 59 | 9.96 | --- | -1.41 | OK | 11.37 | 11.37 | 14.16% |  | 136.44
1 | 1 | 0 | 1086 | Misc. Unmetered - Photocell | 720 | 264 | 44.36 | 44.36 | 1 | 3168 | 532.32 |  | 0.792 | 0.792 |  | 264 | 44.36 | --- | -6.29 | OK | 50.65 | 50.65 | 14.18% |  | 607.8
4 | 4 | 0 | 1088 | Misc. Unmetered - Photocell | 1800 | 684 | 114.95 | 114.95 | 4 | 32832 | 5517.6 |  | 2.052 | 8.208 |  | 684 | 114.95 | --- | -16.31 | OK | 131.26 | 131.26 | 14.19% |  | 6300.48
1 | 1 | 0 | 1090 | Misc. Unmetered - Photocell | 792 | 264 | 44.36 | 44.36 | 1 | 3168 | 532.32 |  | 0.792 | 0.792 |  | 264 | 44.36 | --- | -6.29 | OK | 50.65 | 50.65 | 14.18% |  | 607.8
1 | 1 | 0 | 1091 | Misc. Unmetered - Photocell | 1520 | 793 | 115.4 | 115.4 | 1 | 9516 | 1384.8 |  | 1.52 | 1.52 |  | 793 | 115.4 | --- | -16.42 | OK | 131.82 | 131.82 | 14.23% |  | 1581.84
1 | 1 | 0 | 1092 | Misc. Unmetered - Photocell | 2400 | 58 | 37.01 | 37.01 | 1 | 696 | 444.12 |  | 2.4 | 2.4 |  | 58 | 37.01 | --- | -5.19 | OK | 42.2 | 42.2 | 14.02% |  | 506.4
1 | 1 | 0 | 1093 | Misc. Unmetered - Photocell | 120 | 44 | 7.37 | 7.37 | 1 | 528 | 88.44 |  | 0.132 | 0.132 |  | 44 | 7.37 | --- | -1.05 | OK | 8.42 | 8.42 | 14.25% |  | 101.04
1 | 1 | 0 | 1094 | Misc. Unmetered - Photocell | 385 | 128 | 30.25 | 30.25 | 1 | 1536 | 363 |  | 0.385 | 0.385 |  | 128 | 30.25 | --- | -4.3 | OK | 34.55 | 34.55 | 14.21% | -4.3 | 414.6
1 | 1 | 0 | 393 | Misc. Unmetered - Photocell | 75 | 25 | 4.3379 | 4.3379 | 1 | 300 | 52.0547 |  | 0.075 | 0.075 |  | 25 | 4.3379 | --- | -0.45211 | OK | 4.79 | 4.79 | 10.42% | Minimumrate applied | 57.48
2 | 2 | 0 | 394 | Misc. Unmetered - Photocell | 900 | 657 | 88.12 | 88.12 | 2 | 15768 | 2114.88 |  | 0.9 | 1.8 |  | 657 | 88.12 | --- | -12.55 | OK | 100.67 | 100.67 | 14.24% |  | 2416.08
3 | 1 | -2 | 395 | Misc. Unmetered - Photocell | 137 | 47 | 7.79 | 7.79 | 1 | 564 | 93.48 |  | 0.137 | 0.137 |  | 47 | 7.79 | --- | -1.12 | OK | 8.91 | 8.91 | 14.38% |  | 106.92
1 | 1 | 0 | 396 | Misc. Unmetered - Photocell | 124 | 48 | 7.66 | 7.66 | 1 | 576 | 91.92 |  | 0.124 | 0.124 |  | 48 | 7.66 | --- | -1.09 | OK | 8.75 | 8.75 | 14.23% |  | 105
1 | 1 | 0 | 397 | CN Rail - Switch at Parrsborro |  | 461 | 86.8368 | 86.8368 | 1 | 5530 | 1042.0414 |  | 0 | 0 |  | 461 | 86.8368 | --- | -17.6585 | OK | 104.4953 | 104.4953 | 20.34% | Calculated using Small General tariff | 1253.9437
1 | 1 | 0 | 398 | CN Rail - Switch at Parrsborro |  | 519 | 95.2268 | 95.2268 | 1 | 6223 | 1142.7214 |  | 0 | 0 |  | 519 | 95.2268 | --- | -19.1985 | OK | 114.4253 | 114.4253 | 20.16% | Calculated using Small General tariff | 1373.1037
1 | 1 | 0 | 353 | Misc. Unmetered - Photocell | 1100 | 403 | 67.77 | 67.77 | 1 | 4836 | 813.24 |  | 1.21 | 1.21 |  | 403 | 67.77 | --- | -9.59 | OK | 77.36 | 77.36 | 14.15% |  | 928.32
1 | 1 | 0 | 1095 | Misc. Unmetered - Photocell | 690 | 304 | 51.14 | 51.14 | 1 | 3648 | 613.68 |  | 0.913 | 0.913 | 0.913 | 304 | 51.14 | --- | -7.25 | OK | 58.39 | 58.39 | 14.18% |  | 700.68
1 | 1 | 0 | 1096 | Misc. Unmetered - Photocell | 2165 | 866 | 145.59 | 145.59 | 1 | 10392 | 1747.08 |  | 2.598 | 2.598 | 2.598 | 866 | 145.59 | --- | -20.64 | OK | 166.23 | 166.23 | 14.18% |  | 1994.76
1 | 0 | -1 | 1097 | Misc. Unmetered - Photocell | 300 | 115 | 19.32 | 19.32 | 0 | 0 | 0 |  | 0.344 | 0 |  | 115 | 19.32 | --- | -2.74 | OK | 22.06 | 22.06 | 14.18% |  | 0
1 | 1 | 0 | 1098 | Misc. Unmetered - Photocell | 375 | 132 | 22.18 | 22.18 | 1 | 1584 | 266.16 |  | 0.396 | 0.396 |  | 132 | 22.18 | --- | -3.14 | OK | 25.32 | 25.32 | 14.16% |  | 303.84
1 | 1 | 0 | 1099 | Misc. Unmetered - Photocell | 0 | 3 | 16.4568 | 16.4568 | 1 | 36 | 197.4814 |  | 0 | 0 |  | 3 | 16.4568 | --- | -5.5385 | OK | 21.9953 | 21.9953 | 33.65% | Fixed - Based on minimum charge | 263.9437
1 | 1 | 0 | 1100 | Misc. Unmetered - Photocell | 500 | 100 | 20.98 | 20.98 | 1 | 1200 | 251.76 |  | 0.5 | 0.5 |  | 100 | 20.98 | --- | -2.96 | OK | 23.94 | 23.94 | 14.11% |  | 287.28
1 | 1 | 0 | 1104 | Misc. Unmetered - Photocell | 1000 | 240 | 46.17 | 46.17 | 1 | 2880 | 554.04 |  | 1 | 1 |  | 240 | 46.17 | --- | -6.54 | OK | 52.71 | 52.71 | 14.17% |  | 632.52
30 | 28 | -2 | 834 | 1 - 375W Eastlink Power Supply | 595 | 344 | 47.07 | 47.07 | 28 | 115584 | 15815.52 |  |  |  |  | 344 | 47.07 | --- | -6.93 | OK | 54 | 54 | 14.72% | Adjust the rate to agreeto 2015 | 18144
1 | 1 | 0 | 1105 | CN Railway Switch - Londonberry |  | 129 | 33.69 | 33.69 | 1 | 1548 | 404.28 |  |  |  |  | 129 | 33.69 | --- | -3.37 | OK | 37.06 | 37.06 | 10% |  | 444.72
1 | 1 | 0 | 1106 | CN Railway Switch - Parrsboro |  | 5 | 13.47 | 13.47 | 1 | 60 | 161.64 |  |  |  |  | 5 | 13.47 | --- | -0.13 | OK | 13.6 | 13.6 | 0.9651% |  | 163.2
1 | 1 | 0 | 1108 | 204W Misc Unmetered Continuous | 204 | 173 | 23.19 | 23.19 | 1 | 2076 | 278.28 |  |  |  |  | 173 | 23.19 | --- | -3.3 | OK | 26.49 | 26.49 | 14.23% |  | 317.88
1 | 2 | 1 | 1109 | 660W Misc Unmetered - Photocell | 660 | 248 | 41.69 | 41.69 | 2 | 5952 | 1000.56 |  |  |  |  | 248 | 41.69 | --- | -5.91 | OK | 47.6 | 47.6 | 14.18% |  | 1142.4
1 | 1 | 0 | 1113 | 1680W Misc Unmetered - Continuous | 1680 | 1382 | 185.4 | 185.4 | 1 | 16584 | 2224.8 |  |  |  |  | 1382 | 185.4 | --- | -26.39 | OK | 211.79 | 211.79 | 14.23% |  | 2541.48
5 | 5 | 0 | 1115 | Halifax Bridge Commission - Signage | 7500 | 1095 | 146.88 | 146.88 | 5 | 65700 | 8812.8 |  |  |  |  | 1095 | 146.88 | --- | -20.91 | OK | 167.79 | 167.79 | 14.24% |  | 10067.4
10 | 10 | 0 | 1118 | 40W Traffic Camera | 40 | 15 | 17.51 | 17.51 | 10 | 1800 | 2101.2 |  |  |  |  | 15 | 17.51 | --- | --- | OK | 17.51 | 17.51 | 0% | Minimum Charge applied | 2101.2
1 | 0 | -1 | 1121 | Misc Unmetered - 180W Photocell | 180 | 66 | 11.11 | 11.11 | 0 | 0 | 0 |  |  |  |  | 66 | 11.11 | --- | -1.58 | OK | 12.69 | 12.69 | 14.22% |  | 0
1 | 1 | 0 | 1122 | Misc Unmetered - 82W | 82 | 27 | 16.4568 | 16.4568 | 1 | 324 | 197.4814 |  |  |  |  | 27 | 16.4568 | --- | -5.5385 | OK | 21.9953 | 21.9953 | 33.65% | Minimum Charge applied | 263.9437
1 | 1 | 0 | 1123 | 110W Misc Unmetered - Photocell | 110 | 37 | 6.2 | 6.2 | 1 | 444 | 74.4 |  |  |  |  | 37 | 6.2 | --- | -0.88 | OK | 7.08 | 7.08 | 14.19% |  | 84.96
1 | 1 | 0 | 1125 | 1200W Misc Unmetered Photocell | 1200 | 486 | 81.72 | 81.72 | 1 | 5832 | 980.64 |  |  |  |  | 486 | 81.72 | --- | -11.59 | OK | 93.31 | 93.31 | 14.18% |  | 1119.72
1 | 1 | 0 | 1127 | 2420W Misc Unmetered-Photocell | 2420 | 981 | 164.92 | 164.92 | 1 | 11772 | 1979.04 |  |  |  |  | 981 | 164.92 | --- | -23.37 | OK | 188.29 | 188.29 | 14.17% |  | 2259.48
1 | 1 | 0 | 1131 | Misc. Sign 425W Photocell | 425 | 163 | 27.4 | 27.4 | 1 | 1956 | 328.8 |  |  |  |  | 163 | 27.4 | --- | -3.89 | OK | 31.29 | 31.29 | 14.2% |  | 375.48
1 | 1 | 0 | 1133 | Misc. Sign 1890W - Photocell | 1890 | 693 | 116.49 | 116.49 | 1 | 8316 | 1397.88 |  |  |  |  | 693 | 116.49 | --- | -16.52 | OK | 133.01 | 133.01 | 14.18% |  | 1596.12
1 | 1 | 0 | 1140 | Misc LED Sign | 2040 | 1092 | 162 | 162 | 1 | 13104 | 1944 |  |  |  |  | 1092 | 162 | --- | -23.05 | OK | 185.05 | 185.05 | 14.23% |  | 2220.6
54 | 54 | 0 | 1144 | 82w Individual Decorative Light | 82 | 27 | 4.54 | 4.54 | 54 | 17496 | 2941.92 |  |  |  |  | 27 | 4.54 | --- | -0.65 | OK | 5.19 | 5.19 | 14.32% |  | 3363.12
1 | 1 | 0 | 1145 | 230W Misc LED Lights | 230 | 77 | 12.92 | 12.92 | 1 | 924 | 155.04 |  |  |  |  | 77 | 12.92 | --- | -1.84 | OK | 14.76 | 14.76 | 14.24% |  | 177.12
1 | 1 | 0 | 1146 | 280W Business Sign | 280 | 204 | 25.59 | 25.59 | 1 | 2448 | 307.08 |  |  |  |  | 204 | 25.59 | --- | -3.9 | OK | 29.49 | 29.49 | 15.24% |  | 353.88
3 | 4 | 1 | 1149 | 1 - 129W LED Street Light | 129 | 4.83 | 7.24 | 7.24 | 4 | 231.84 | 347.52 |  |  |  |  | 4.83 | 7.24 | --- | -1.02 | OK | 8.26 | 8.26 | 14.09% |  | 396.48
1 | 1 | 0 | 1150 | 200W Business Sign - Continuous | 200 | 186 | 16.4568 | 16.4568 | 1 | 2232 | 197.4814 |  |  |  |  | 186 | 16.4568 | --- | -5.5385 | OK | 21.9953 | 21.9953 | 33.65% |  | 263.9437
1 | 1 | 0 | 1151 | 2400W Misc Lights | 2400 | 840 | 141.19 | 141.19 | 1 | 10080 | 1694.28 |  |  |  |  | 840 | 141.19 | --- | -20.03 | OK | 161.22 | 161.22 | 14.19% |  | 1934.64
1 | 1 | 0 | 1152 | 8 - 250W High Pressure Sodium Lights - Photocell | 2000 | 813 | 136.68 | 136.68 | 1 | 9756 | 1640.16 |  |  |  |  | 813 | 136.68 | --- | -19.38 | OK | 156.06 | 156.06 | 14.18% |  | 1872.72
1 | 1 | 0 | 1153 | 705 Msc Sign - Photocell | 705 | 271 | 45.59 | 45.59 | 1 | 3252 | 547.08 |  |  |  |  | 271 | 45.59 | --- | -6.47 | OK | 52.06 | 52.06 | 14.19% |  | 624.72
1 | 1 | 0 | 1154 | 2 - 400W Meal Halide - Photocell | 800 | 293 | 64.1268 | 64.1268 | 1 | 3516 | 769.5214 |  |  |  |  | 293 | 64.1268 | --- | -13.5085 | OK | 77.6353 | 77.6353 | 21.07% |  | 931.6237
1 | 1 | 0 | 1157 | 4 - 15W Misc Sign | 60 | 23 | 4.3479 | 4.3479 | 1 | 276 | 52.1747 |  |  |  |  | 23 | 4.3479 | --- | -0.20997 | OK | 4.5579 | 4.5579 | 4.829% | Minimum Charge applied | 54.6943
3 | 3 | 0 | 1158 | 396W -Crosswalk Light | 396 | 148 | 24.91 | 24.91 | 3 | 5328 | 896.76 |  |  |  |  | 148 | 24.91 | --- | -3.53 | OK | 28.44 | 28.44 | 14.17% |  | 1023.84
1 | 1 | 0 | 1161 | 660W Pylon Sign | 660 | 220 | 36.97 | 36.97 | 1 | 2640 | 443.64 |  |  |  |  | 220 | 36.97 | --- | -5.25 | OK | 42.22 | 42.22 | 14.2% |  | 506.64
1 | 1 | 0 | 1162 | Misc Camera | 495 | 45 | 16.4568 | 16.4568 | 1 | 540 | 197.4814 |  |  |  |  | 45 | 16.4568 | --- | -5.5385 | OK | 21.9953 | 21.9953 | 33.65% | Minimum Charge applied | 263.9437
1 | 1 | 0 | 1163 | 300W Metal Halide Sign | 300 | 95 | 16.5 | 16.5 | 1 | 1140 | 198 |  |  |  |  | 95 | 16.5 | --- | -2.35 | OK | 18.85 | 18.85 | 14.24% |  | 226.2
1 | 1 | 0 | 1164 | 1188W Pylon Sign | 1188 | 479 | 80.5 | 80.5 | 1 | 5748 | 966 |  |  |  |  | 479 | 80.5 | --- | -11.41 | OK | 91.91 | 91.91 | 14.17% |  | 1102.92
1 | 0 | -1 | 1166 | Flow Meter | 17 | 12 | 4.3479 | 4.3479 | 0 | 0 | 0 |  |  |  |  | 12 | 4.3479 | --- | -0.20997 | OK | 4.5579 | 4.5579 | 4.829% | Minimum Charge applied | 0
1 | 1 | 0 | 1167 | Misc Wireless Camera Cont | 25 | 18 | 4.3479 | 4.3479 | 1 | 216 | 52.1747 |  |  |  |  | 18 | 4.3479 | --- | -0.20997 | OK | 4.5579 | 4.5579 | 4.829% | Minimum Charge applied | 54.6943
1 | 1 | 0 | 1168 | 38 - Induction Ligths | 3040 | 740 | 141.46 | 141.46 | 1 | 8880 | 1697.52 |  |  |  |  | 740 | 141.46 | --- | -20.03 | OK | 161.49 | 161.49 | 14.16% |  | 1937.88
1 | 1 | 0 | 1169 | 1 - Power Fence | 12 | 9 | 4.3479 | 4.3479 | 1 | 108 | 52.1747 |  |  |  |  | 9 | 4.3479 | --- | -0.20997 | OK | 4.5579 | 4.5579 | 4.829% | Minimum Charge applied | 54.6943
1 | 1 | 0 | 1170 | 1 - 1920W Led Cont | 1920 | 1402 | 188.04 | 188.04 | 1 | 16824 | 2256.48 |  |  |  |  | 1402 | 188.04 | --- | -26.78 | OK | 214.82 | 214.82 | 14.24% |  | 2577.84
1 | 1 | 0 | 1171 | 1 - 96W LED 168 Hrs | 96 | 1 | 4.3479 | 4.3479 | 1 | 12 | 52.1747 |  |  |  |  | 1 | 4.3479 | --- | -0.20997 | OK | 4.5579 | 4.5579 | 4.829% | Minimum Charge applied | 54.6943
1 | 1 | 0 | 1172 | 4858W Pylon Sign | 4858 | 2285 | 342.5 | 342.5 | 1 | 27420 | 4110 |  |  |  |  | 2285 | 342.5 | --- | -48.67 | OK | 391.17 | 391.17 | 14.21% |  | 4694.04
1 | 1 | 0 | 1173 | 12 - 12W LED Light | 144 | 48 | 8.08 | 8.08 | 1 | 576 | 96.96 |  |  |  |  | 48 | 8.08 | --- | -1.14 | OK | 9.22 | 9.22 | 14.11% |  | 110.64
1 | 1 | 0 | 1174 | 1 - 768W Misc Sign | 768 | 308 | 51.78 | 51.78 | 1 | 3696 | 621.36 |  |  |  |  | 308 | 51.78 | --- | -7.34 | OK | 59.12 | 59.12 | 14.18% |  | 709.44
1 | 1 | 0 | 1177 | 1 - 1000W MA | 1000 | 162 | 37.1 | 37.1 | 1 | 1944 | 445.2 |  |  |  |  | 162 | 37.1 | --- | -5.24 | OK | 42.34 | 42.34 | 14.12% |  | 508.08
1 | 1 | 0 | 1185 | 623W Fluorescent Sign | 623 | 208 | 34.96 | 34.96 | 1 | 2496 | 419.52 |  |  |  |  | 208 | 34.96 | --- | -4.96 | OK | 39.92 | 39.92 | 14.19% |  | 479.04
1 | 1 | 0 | 1186 | 450W LED Sign | 450 | 150 | 25.22 | 25.22 | 1 | 1800 | 302.64 |  |  |  |  | 150 | 25.22 | --- | -3.57 | OK | 28.79 | 28.79 | 14.16% |  | 345.48
1 | 1 | 0 | 1187 | 4284W Sign | 4284 | 1428 | 240.03 | 240.03 | 1 | 17136 | 2880.36 |  |  |  |  | 1428 | 240.03 | --- | -34.04 | OK | 274.07 | 274.07 | 14.18% |  | 3288.84
1 | 1 | 0 | 1188 | 3046W Sign | 3046 | 1016 | 170.72 | 170.72 | 1 | 12192 | 2048.64 |  |  |  |  | 1016 | 170.72 | --- | -24.21 | OK | 194.93 | 194.93 | 14.18% |  | 2339.16
1 | 1 | 0 | 1189 | 940W Sign | 940 | 313 | 52.63 | 52.63 | 1 | 3756 | 631.56 |  |  |  |  | 313 | 52.63 | --- | -7.47 | OK | 60.1 | 60.1 | 14.19% |  | 721.2
1 | 0 | -1 | 1190 | 128W Plyon Sign | 128 | 43 | 7.23 | 7.23 | 0 | 0 | 0 |  |  |  |  | 43 | 7.23 | --- | -1.02 | OK | 8.25 | 8.25 | 14.11% |  | 0
3 | 3 | 0 | 1191 | 240W Fire Alarm Radio | 240 | 80 | 13.45 | 13.45 | 3 | 2880 | 484.2 |  |  |  |  | 80 | 13.45 | --- | -1.9 | OK | 15.35 | 15.35 | 14.13% |  | 552.6
5 | 9 | 4 | 1192 | 60W LED Light | 60 | 44 | 3.36 | 3.36 | 9 | 4752 | 362.88 |  |  |  |  | 44 | 3.36 | --- | -0.49 | OK | 3.85 | 3.85 | 14.58% |  | 415.8
1 | 1 | 0 | 1198 | 1395W Fluorescent Sign | 1395 | 465 | 78.16 | 78.16 | 1 | 5580 | 937.92 |  |  |  |  | 465 | 78.16 | --- | -11.08 | OK | 89.24 | 89.24 | 14.18% |  | 1070.88
1 | 1 | 0 | 1199 | 2000W Cell Phone Micro Po | 2000 | 1460 | 195.83 | 195.83 | 1 | 17520 | 2349.96 |  |  |  |  | 1460 | 195.83 | --- | -27.89 | OK | 223.72 | 223.72 | 14.24% |  | 2684.64
1 | 1 | 0 | 1201 | 876W Pylon Sign | 876 | 292 | 49.08 | 49.08 | 1 | 3504 | 588.96 |  |  |  |  | 292 | 49.08 | --- | -6.95 | OK | 56.03 | 56.03 | 14.16% |  | 672.36
96 | 94 | -2 | 1203 | 134W LED Sign | 134 | 45 | 7.55 | 7.55 | 94 | 50760 | 8516.4 |  |  |  |  | 45 | 7.55 | --- | -1.07 | OK | 8.62 | 8.62 | 14.17% |  | 9723.36
1 | 1 | 0 | 1206 | 1632W Misc Unmetered | 1632 | 8 | 20.43 | 20.43 | 1 | 96 | 245.16 |  |  |  |  | 8 | 20.43 | --- | -2.85 | OK | 23.28 | 23.28 | 13.95% |  | 279.36
1 | 1 | 0 | 1207 | 11W LED Light | 11 | 4 | 1.06 | 1.06 | 1 | 48 | 12.72 |  |  |  |  | 4 | 1.06 | --- | -0.15 | OK | 1.21 | 1.21 | 14.15% |  | 14.52
1 | 1 | 0 | 1209 | Sewer Flow Meter | 105.12 | 9 | 17.9268 | 17.9268 | 1 | 108 | 215.1214 |  |  |  |  | 9 | 17.9268 | --- | -5.7685 | OK | 23.6953 | 23.6953 | 32.18% | Applied the Small General customer charge | 284.3437
1 | 1 | 0 | 1210 | 3817W Pylon Sign | 3817 | 1272 | 213.81 | 213.81 | 1 | 15264 | 2565.72 |  |  |  |  | 1272 | 213.81 | --- | -30.33 | OK | 244.14 | 244.14 | 14.19% |  | 2929.68
1 | 1 | 0 | 1211 | 442.5W Crosswalk Sign | 425 | 142 | 17.51 | 17.51 | 1 | 1704 | 210.12 |  |  |  |  | 142 | 17.51 | --- | --- | OK | 17.51 | 17.51 | 0% |  | 210.12
1 | 1 | 0 | 1212 | 6000W LED Light | 6000 | 2000 | 336.17 | 336.17 | 1 | 24000 | 4034.04 |  |  |  |  | 2000 | 336.17 | --- | -47.68 | OK | 383.85 | 383.85 | 14.18% |  | 4606.2
6 | 6 | 0 | 1213 | 97W LED Light | 97 | 71 | 9.5 | 9.5 | 6 | 5112 | 684 |  |  |  |  | 71 | 9.5 | --- | -1.35 | OK | 10.85 | 10.85 | 14.21% |  | 781.2
2 | 2 | 0 | 1215 | 720W Pylon Sign - Continu | 720 | 526 | 40.34 | 40.34 | 2 | 12624 | 968.16 |  |  |  |  | 526 | 40.34 | --- | -5.72 | OK | 46.06 | 46.06 | 14.18% |  | 1105.44
1 | 1 | 0 | 1216 | 922W Crosswalk Light | 922 | 338 | 56.96 | 56.96 | 1 | 4056 | 683.52 |  |  |  |  | 338 | 56.96 | --- | -8.08 | OK | 65.04 | 65.04 | 14.19% |  | 780.48
1 | 1 | 0 | 1218 | 875W Decorative Light | 875 | 304 | 97.92 | 97.92 | 1 | 3648 | 1175.04 |  |  |  |  | 304 | 97.92 | --- | -13.94 | OK | 111.86 | 111.86 | 14.24% |  | 1342.32
1 | 1 | 0 | 1220 | Fire Dept Pager | 25 | 1 | 2.24 | 2.24 | 1 | 12 | 26.88 |  |  |  |  | 1 | 2.24 | --- | -0.32 | OK | 2.56 | 2.56 | 14.29% |  | 30.72
1 | 1 | 0 | 1221 | 400W Continuous Crosswalk | 350 | 329 | 39.17 | 39.17 | 1 | 3948 | 470.04 |  |  |  |  | 329 | 39.17 | --- | -5.57 | OK | 44.74 | 44.74 | 14.22% |  | 536.88
1 | 1 | 0 | 1223 | 46W Business Sign | 46 | 15 | 2.53 | 2.53 | 1 | 180 | 30.36 |  |  |  |  | 15 | 2.53 | --- | -0.36 | OK | 2.89 | 2.89 | 14.23% |  | 34.68
1 | 1 | 0 | 1224 | 1800W Business Sign | 1800 | 652 | 109.59 | 109.59 | 1 | 7824 | 1315.08 |  |  |  |  | 652 | 109.59 | --- | -15.55 | OK | 125.14 | 125.14 | 14.19% |  | 1501.68
5 | 5 | 0 | 1227 | 1 - 4600W Misc Sign | 3400 | 3358 | 450.41 | 450.41 | 5 | 201480 | 27024.6 |  |  |  |  | 3358 | 450.41 | --- | -64.15 | OK | 514.56 | 514.56 | 14.24% |  | 30873.6
1 | 1 | 0 | 1229 | 800W Pylon Sign | 800 | 339 | 57.03 | 57.03 | 1 | 4068 | 684.36 |  |  |  |  | 339 | 57.03 | --- | -8.08 | OK | 65.11 | 65.11 | 14.17% |  | 781.32
1 | 1 | 0 | 1233 | 288W Pylon Sign | 288 | 210 | 28.19 | 28.19 | 1 | 2520 | 338.28 |  |  |  |  | 210 | 28.19 | --- | -4.02 | OK | 32.21 | 32.21 | 14.26% |  | 386.52
6 | 4 | -2 | 1234 | 1000W Crosswalk | 1000 | 271 | 51.53 | 51.53 | 4 | 13008 | 2473.44 |  |  |  |  | 271 | 51.53 | --- | -7.29 | OK | 58.82 | 58.82 | 14.15% |  | 2823.36
1 | 1 | 0 | 1236 | 696W Pylon Sign | 696 | 256 | 42.98 | 42.98 | 1 | 3072 | 515.76 |  |  |  |  | 256 | 42.98 | --- | -6.08 | OK | 49.06 | 49.06 | 14.15% |  | 588.72
1 | 0 | -1 | 331 | 180W LP Sodium Energy Onl | 70 | 80 | 13.17 | 13.17 | 0 | 0 | 0 |  |  |  |  | 80 | 13.17 | --- | --- | OK | 13.17 | 13.17 | 0% |  | 0
5 | 5 | 0 | 333 | 175W HP Sodium Energy Onl | 175 | 76 | 12.79 | 12.79 | 5 | 4560 | 767.4 |  |  |  |  | 76 | 12.79 | --- | -1.81 | OK | 14.6 | 14.6 | 14.15% |  | 876
1 | 1 | 0 | 1240 | 900W Decorative St Lighti | 900 | 300 | 50.42 | 50.42 | 1 | 3600 | 605.04 |  |  |  |  | 300 | 50.42 | --- | -7.16 | OK | 57.58 | 57.58 | 14.2% |  | 690.96
1 | 1 | 0 | 1243 | 1 - 518.4 W Pylon Sign | 518.4 | 71 | 16.82 | 16.82 | 1 | 852 | 201.84 |  |  |  |  | 71 | 16.82 | --- | -2.37 | OK | 19.19 | 19.19 | 14.09% |  | 230.28
1 | 1 | 0 | 1244 | 1 - 561.6W Pylon Sign | 561.6 | 266 | 44.74 | 44.74 | 1 | 3192 | 536.88 |  |  |  |  | 266 | 44.74 | --- | -6.36 | OK | 51.1 | 51.1 | 14.22% |  | 613.2
1 | 1 | 0 | 1247 | 324W LED Sign | 85 | 108 | 12.32 | 12.32 | 1 | 1296 | 147.84 |  |  |  |  | 108 | 12.32 | --- | -1.77 | OK | 14.09 | 14.09 | 14.37% |  | 169.08
1 | 1 | 0 | 1252 | 1 - 394W LED Billboard sign | 393.6 | 131 | 22.05 | 22.05 | 1 | 1572 | 264.6 |  |  |  |  | 131 | 22.05 | --- | -3.12 | OK | 25.17 | 25.17 | 14.15% |  | 302.04
1 | 1 | 0 | 1253 | 10-20 W Light | 15 | 5 | 0.84 | 0.84 | 1 | 60 | 10.08 |  |  |  |  | 5 | 0.84 | --- | -0.12 | OK | 0.96 | 0.96 | 14.29% |  | 11.52
1 | 1 | 0 | 1254 | 1-1000W LED Sign | 1000 | 304 | 55.97 | 55.97 | 1 | 3648 | 671.64 |  |  |  |  | 304 | 55.97 | --- | -8.01 | OK | 63.98 | 63.98 | 14.31% |  | 767.76
3 | 3 | 0 | 1257 | 250W Directional Light | 249.6 | 128 | 18.72 | 18.72 | 3 | 4608 | 673.92 |  |  |  |  | 128 | 18.72 | --- | -2.66 | OK | 21.38 | 21.38 | 14.21% |  | 769.68
1 | 1 | 0 | 1258 | 234W LED Sign | 234 | 78 | 13.12 | 13.12 | 1 | 936 | 157.44 |  |  |  |  | 78 | 13.12 | --- | -1.88 | OK | 15 | 15 | 14.33% |  | 180
1 | 1 | 0 | 1261 | 1 - 700W Road Sign | 720 | 117 | 25.89 | 25.89 | 1 | 1404 | 310.68 |  |  |  |  | 117 | 25.89 | --- | -3.66 | OK | 29.55 | 29.55 | 14.14% |  | 354.6
1 | 1 | 0 | 1262 | 1 - 320 W LED Flood Light | 320 | 107 | 17.97 | 17.97 | 1 | 1284 | 215.64 |  |  |  |  | 107 | 17.97 | --- | -2.54 | OK | 20.51 | 20.51 | 14.13% |  | 246.12
1 | 1 | 0 | 1263 | 1- 2000W Misc. Unmetered | 2000 | 122 | 41.95 | 41.95 | 1 | 1464 | 503.4 |  |  |  |  | 122 | 41.95 | --- | -5.91 | OK | 47.86 | 47.86 | 14.09% |  | 574.32
1 | 1 | 0 | 1265 | 4-145W Lights | 580 | 194 | 32.57 | 32.57 | 1 | 2328 | 390.84 |  |  |  |  | 194 | 32.57 | --- | -4.62 | OK | 37.19 | 37.19 | 14.18% |  | 446.28
1 | 1 | 0 | 1266 | 4-200W lights | 800 | 100 | 24.51 | 24.51 | 1 | 1200 | 294.12 |  |  |  |  | 100 | 24.51 | --- | -3.46 | OK | 27.97 | 27.97 | 14.12% |  | 335.64
6 | 6 | 0 | 1267 | 2-40W LED Crosswalk lights | 80 | 27 | 4.51 | 4.51 | 6 | 1944 | 324.72 |  |  |  |  | 27 | 4.51 | --- | -0.65 | OK | 5.16 | 5.16 | 14.41% |  | 371.52
1 | 1 | 0 | 1269 | 59W Security Camera | 59 | 43 | 5.77 | 5.77 | 1 | 516 | 69.24 |  |  |  |  | 43 | 5.77 | --- | -0.83 | OK | 6.6 | 6.6 | 14.38% |  | 79.2
1 | 0 | -1 | 1271 | 128 W Track and Triangular top Sign. | 128 | 43 | 7.23 | 7.23 | 0 | 0 | 0 |  |  |  |  | 43 | 7.23 | --- | -1.02 | OK | 8.25 | 8.25 | 14.11% |  | 0
8 | 6 | -2 | 1275 | 1000W Flood Light | 1000 | 333 | 55.99 | 55.99 | 6 | 23976 | 4031.28 |  |  |  |  | 333 | 55.99 | --- | -7.95 | OK | 63.94 | 63.94 | 14.2% |  | 4603.68
437 | 471 | 34 | 1277 | 1 - 305W Misc. Unmetered - Continuous | 304.7 | 222 | 29.79 | 29.79 | 471 | 1254744 | 168373.08 |  |  |  |  | 222 | 29.79 | --- | -4.25 | OK | 34.04 | 34.04 | 14.27% |  | 192394.08
1 | 1 | 0 | 1279 | 1064W Pylon message board | 1064 | 777 | 104.22 | 104.22 | 1 | 9324 | 1250.64 |  |  |  |  | 777 | 104.22 | --- | -14.85 | OK | 119.07 | 119.07 | 14.25% |  | 1428.84
1 | 1 | 0 | 1280 | 13-200W LED Luminaries | 2600 | 867 | 145.71 | 145.71 | 1 | 10404 | 1748.52 |  |  |  |  | 867 | 145.71 | --- | -20.66 | OK | 166.37 | 166.37 | 14.18% |  | 1996.44
1 | 1 | 0 | 1281 | 4-110W LED Luminaries | 440 | 147 | 24.69 | 24.69 | 1 | 1764 | 296.28 |  |  |  |  | 147 | 24.69 | --- | -3.49 | OK | 28.18 | 28.18 | 14.14% |  | 338.16
1 | 1 | 0 | 1282 | 1-720W Pylon Sign | 720 | 240 | 40.34 | 40.34 | 1 | 2880 | 484.08 |  |  |  |  | 240 | 40.34 | --- | -5.72 | OK | 46.06 | 46.06 | 14.18% |  | 552.72
1 | 1 | 0 | 1283 | 1-1920W LED Road Sign | 1920 | 934 | 138.62 | 138.62 | 1 | 11208 | 1663.44 |  |  |  |  | 934 | 138.62 | --- | -19.71 | OK | 158.33 | 158.33 | 14.22% |  | 1899.96
1 | 1 | 0 | 1286 | 67.5W Pylon Sign | 67.5 | 23 | 3.85 | 3.85 | 1 | 276 | 46.2 |  |  |  |  | 23 | 3.85 | --- | -0.56 | OK | 4.41 | 4.41 | 14.55% |  | 52.92
2 | 2 | 0 | 1288 | 30W Miscl. Unmetered | 30 | 30 | 2.95 | 2.95 | 2 | 720 | 70.8 |  |  |  |  | 30 | 2.95 | --- | -0.41 | OK | 3.36 | 3.36 | 13.9% |  | 80.64
5 | 6 | 1 | 1289 | 400W Metal Halide Photocell | 400 | 400 | 22.38 | 22.38 | 6 | 28800 | 1611.36 |  |  |  |  | 400 | 22.38 | --- | -3.17 | OK | 25.55 | 25.55 | 14.16% |  | 1839.6
1 | 1 | 0 | 1290 | 742.5W LED Electronic Sign | 742.5 | 407 | 58.46 | 58.46 | 1 | 4884 | 701.52 |  |  |  |  | 407 | 58.46 | --- | -8.32 | OK | 66.78 | 66.78 | 14.23% |  | 801.36
1 | 1 | 0 | 1292 | 1 - 1000W LED sign | 720 | 333 | 70.54 | 70.54 | 1 | 3996 | 846.48 |  |  |  |  | 333 | 70.54 | --- | -10.05 | OK | 80.59 | 80.59 | 14.25% |  | 967.08
1 | 1 | 0 | 1293 | 1123.5 W Pylon Sign | 2508 | 375 | 153.75 | 153.75 | 1 | 4500 | 1845 |  |  |  |  | 375 | 153.75 | --- | -22.02 | OK | 175.77 | 175.77 | 14.32% |  | 2109.24
1 | 1 | 0 | 1294 | 10560 W Electronic Billbaord | 10560 | 7709 | 1034.03 | 1034.03 | 1 | 92508 | 12408.36 |  |  |  |  | 7709 | 1034.03 | --- | -147.24 | OK | 1181.27 | 1181.27 | 14.24% |  | 14175.24
32 | 32 | 0 | 1299 | 1-27W LED Holiday Lights | 27 | 27 | 1.58 | 1.58 | 32 | 10368 | 606.72 |  |  |  |  | 27 | 1.58 | --- | -0.23 | OK | 1.81 | 1.81 | 14.56% |  | 695.04
1 | 1 | 0 | 1300 | 544 W Crosswalk Sign | 544 | 181 | 30.45 | 30.45 | 1 | 2172 | 365.4 |  |  |  |  | 181 | 30.45 | --- | -4.32 | OK | 34.77 | 34.77 | 14.19% |  | 417.24
1 | 1 | 0 | 1301 | 1380 LED sign board Sign | 1380 | 460 | 77.32 | 77.32 | 1 | 5520 | 927.84 |  |  |  |  | 460 | 77.32 | --- | -10.96 | OK | 88.28 | 88.28 | 14.17% |  | 1059.36
1 | 1 | 0 | 1304 | 2-38 W LED Signs | 76 | 25 | 4.22 | 4.22 | 1 | 300 | 50.64 |  |  |  |  | 25 | 4.22 | --- | -0.59 | OK | 4.81 | 4.81 | 13.98% |  | 57.72
1 | 0 | -1 | 1305 | 1584 W LED Signs | 1584 | 1156 | 155.07 | 155.07 | 0 | 0 | 0 |  |  |  |  | 1156 | 155.07 | --- | -22.09 | OK | 177.16 | 177.16 | 14.25% |  | 0
97 | 97 | 0 | 1306 | 12W Misc. Small Loads | 12 | 9 | 1.18 | 1.18 | 97 | 10476 | 1373.52 |  |  |  |  | 9 | 1.18 | --- | -0.17 | OK | 1.35 | 1.35 | 14.41% |  | 1571.4
1 | 1 | 0 | 1307 | 60W LED Cross walk signs | 60 | 20 | 3.36 | 3.36 | 1 | 240 | 40.32 |  |  |  |  | 20 | 3.36 | --- | -0.49 | OK | 3.85 | 3.85 | 14.58% |  | 46.2
1 | 1 | 0 | 1308 | 1800W 3 Sided LED Pylon Sign | 1800 | 600 | 100.85 | 100.85 | 1 | 7200 | 1210.2 |  |  |  |  | 600 | 100.85 | --- | -14.31 | OK | 115.16 | 115.16 | 14.19% |  | 1381.92
15 | 15 | 0 | 1310 | 60W LED Caster Lighting | 60 | 20 | 3.36 | 3.36 | 15 | 3600 | 604.8 |  |  |  |  | 20 | 3.36 | --- | -0.49 | OK | 3.85 | 3.85 | 14.58% |  | 693
1 | 1 | 0 | 1311 | 2400 W Misc. Small Loads | 2400 | 1752 | 234.99 | 234.99 | 1 | 21024 | 2819.88 |  |  |  |  | 1752 | 234.99 | --- | -33.48 | OK | 268.47 | 268.47 | 14.25% |  | 3221.64
1 | 1 | 0 | 1312 | 1 - 60 W Misc. Unmetered - Continous | 60 | 44 | 5.9 | 5.9 | 1 | 528 | 70.8 |  |  |  |  | 44 | 5.9 | --- | -0.84 | OK | 6.74 | 6.74 | 14.24% |  | 80.88
1 | 1 | 0 | 1314 | 1 - 748 W Misc. Load-Continous | 748 | 546 | 73.26 | 73.26 | 1 | 6552 | 879.12 |  |  |  |  | 546 | 73.26 | --- | -10.43 | OK | 83.69 | 83.69 | 14.24% |  | 1004.28
4 | 4 | 0 | 1317 | 1 - 2611W Miscl Loads | 2611 | 1046 | 164.46 | 164.46 | 4 | 50208 | 7894.08 |  |  |  |  | 1046 | 164.46 | --- | -23.36 | OK | 187.82 | 187.82 | 14.2% |  | 9015.36
1 | 1 | 0 | 1319 | 1 - 1363W Miscl Small Load | 1363.3 | 456 | 76.56 | 76.56 | 1 | 5472 | 918.72 |  |  |  |  | 456 | 76.56 | --- | -10.87 | OK | 87.43 | 87.43 | 14.2% |  | 1049.16
1 | 1 | 0 | 1320 | 400W Metal Halide Op Only | 400 | 150 | 68.42 | 68.42 | 1 | 1800 | 821.04 |  |  |  |  | 150 | 68.42 | --- | 39.63 | OK | 28.79 | 28.79 | -57.92% |  | 345.48
2 | 2 | 0 | 1321 | 1 - 698.5W Miscl Small Load | 698.5 | 510 | 68.42 | 68.42 | 2 | 12240 | 1642.08 |  |  |  |  | 510 | 68.42 | --- | -9.74 | OK | 78.16 | 78.16 | 14.24% |  | 1875.84
1 | 1 | 0 | 1322 | 30W Sign | 30 | 10 | 1.68 | 1.68 | 1 | 120 | 20.16 |  |  |  |  | 10 | 1.68 | --- | -0.23 | OK | 1.91 | 1.91 | 13.69% |  | 22.92
1 | 0 | -1 | 1323 | 1 - 1528.2 W LED Light | 1528.2 | 186 | 46.06 | 46.06 | 0 | 0 | 0 |  |  |  |  | 186 | 46.06 | --- | -6.5 | OK | 52.56 | 52.56 | 14.11% |  | 0
2 | 2 | 0 | 1324 | 1 - Misc. Crosswalk Sign - 336W | 336 | 164 | 26.69 | 26.69 | 2 | 3936 | 640.56 |  |  |  |  | 164 | 26.69 | --- | -3.79 | OK | 30.48 | 30.48 | 14.2% |  | 731.52
1 | 0 | -1 | 1325 | 122W Miscl Cont. Small Load | 122 | 89 | 11.92 | 11.92 | 0 | 0 | 0 |  |  |  |  | 89 | 11.92 | --- | -1.71 | OK | 13.63 | 13.63 | 14.35% |  | 0
1 | 1 | 0 | 1330 | 1 - 1836W Misc Unmetered Sign | 1836 | 612 | 102.86 | 102.86 | 1 | 7344 | 1234.32 |  |  |  |  | 612 | 102.86 | --- | -14.59 | OK | 117.45 | 117.45 | 14.18% |  | 1409.4
1 | 1 | 0 | 1332 | 1056W Misc Unmetered Lights | 1056 | 352 | 59.16 | 59.16 | 1 | 4224 | 709.92 |  |  |  |  | 352 | 59.16 | --- | -8.38 | OK | 67.54 | 67.54 | 14.16% |  | 810.48
1 | 1 | 0 | 1335 | 1000 W Metal Halide | 1000 | 376 | 110.41 | 110.41 | 1 | 4512 | 1324.92 |  |  |  |  | 376 | 110.41 | --- | -15.73 | OK | 126.14 | 126.14 | 14.25% |  | 1513.68
1 | 1 | 0 | 1340 | 112.6 W Miscl Loads | 45 | 83 | 11.13 | 11.13 | 1 | 996 | 133.56 |  |  |  |  | 83 | 11.13 | --- | -1.58 | OK | 12.71 | 12.71 | 14.2% |  | 152.52
1 | 1 | 0 | 1341 | 198 W Cross Walk Signs | 198 | 66 | 11.11 | 11.11 | 1 | 792 | 133.32 |  |  |  |  | 66 | 11.11 | --- | -1.58 | OK | 12.69 | 12.69 | 14.22% |  | 152.28
1 | 1 | 0 | 1342 | 1240W Sign | 1240 | 413 | 69.43 | 69.43 | 1 | 4956 | 833.16 |  |  |  |  | 413 | 69.43 | --- | -9.86 | OK | 79.29 | 79.29 | 14.2% |  | 951.48
1 | 1 | 0 | 1345 | 35 W Miscl. Loads | 30 | 22 | 2.95 | 2.95 | 1 | 264 | 35.4 |  |  |  |  | 22 | 2.95 | --- | -0.41 | OK | 3.36 | 3.36 | 13.9% |  | 40.32
1 | 1 | 0 | 1347 | 1 - 120W Radar Speed Sign | 120 | 88 | 11.79 | 11.79 | 1 | 1056 | 141.48 |  |  |  |  | 88 | 11.79 | --- | -1.69 | OK | 13.48 | 13.48 | 14.33% |  | 161.76
1 | 1 | 0 | 1348 | 1113.6 Misc. Unmetered -Photocell | 1113.6 | 371 | 62.38 | 62.38 | 1 | 4452 | 748.56 |  |  |  |  | 371 | 62.38 | --- | -8.85 | OK | 71.23 | 71.23 | 14.19% |  | 854.76
2 | 2 | 0 | 1351 | 22.8 W LED Light | 22.8 | 8 | 1.34 | 1.34 | 2 | 192 | 32.16 |  |  |  |  | 8 | 1.34 | --- | -0.19 | OK | 1.53 | 1.53 | 14.18% |  | 36.72
1 | 1 | 0 | 1353 | 240W Unmetered Misc. Load | 240 | 175 | 23.48 | 23.48 | 1 | 2100 | 281.76 |  |  |  |  | 175 | 23.48 | --- | -3.34 | OK | 26.82 | 26.82 | 14.22% |  | 321.84
1 | 0 | -1 | 1354 | 1000W Metal Halide St Lig | 1000 | 333 | 55.99 | 55.99 | 0 | 0 | 0 |  |  |  |  | 333 | 55.99 | --- | -7.95 | OK | 63.94 | 63.94 | 14.2% |  | 0
29 | 29 | 0 | 1355 | 150W Flood light | 150 | 50 | 8.41 | 8.41 | 29 | 17400 | 2926.68 |  |  |  |  | 50 | 8.41 | --- | -1.18 | OK | 9.59 | 9.59 | 14.03% |  | 3337.32
1 | 1 | 0 | 1356 | 2070W Light | 2070 | 630 | 109.65 | 109.65 | 1 | 7560 | 1315.8 |  |  |  |  | 630 | 109.65 | --- | -15.54 | OK | 125.19 | 125.19 | 14.17% |  | 1502.28
3 | 4 | 1 | 1358 | 260W Flood Light | 260 | 87 | 14.6 | 14.6 | 4 | 4176 | 700.8 |  |  |  |  | 87 | 14.6 | --- | -2.08 | OK | 16.68 | 16.68 | 14.25% |  | 800.64
1 | 2 | 1 | 1360 | 130W Flood Light | 130 | 43 | 7.25 | 7.25 | 2 | 1032 | 174 |  |  |  |  | 43 | 7.25 | --- | -1.02 | OK | 8.27 | 8.27 | 14.07% |  | 198.48
1 | 1 | 0 | 1361 | 3000W Pylong Sign | 300 | 100 | 16.8 | 16.8 | 1 | 1200 | 201.6 |  |  |  |  | 100 | 16.8 | --- | -2.4 | OK | 19.2 | 19.2 | 14.29% |  | 230.4
1 | 1 | 0 | 514 | 1 - 300W LED Traffic Light | 300 | 73 | 13.95 | 13.95 | 1 | 876 | 167.4 |  |  |  |  | 73 | 13.95 | --- | -1.99 | OK | 15.94 | 15.94 | 14.27% |  | 191.28
87 | 83 | -4 | 516 | 1 - 129W LED Traffic Light | 129 | 31 | 5.97 | 5.97 | 83 | 30876 | 5946.12 |  |  |  |  | 31 | 5.97 | --- | -0.84 | OK | 6.81 | 6.81 | 14.07% |  | 6782.76
27 | 8 | -19 | 835 | 44.8W Eastlink Repeater | 44.8 | 33 | 16.4568 | 16.4568 | 8 | 3168 | 1579.8513 |  |  |  |  | 33 | 16.4568 | --- | -5.5385 | OK | 21.9953 | 21.9953 | 33.65% | Fixed - Based on minimum charge | 2111.5499
1 | 1 | 0 | 628 | 65W LED Lights 600 Series | 65 | 22 | 10.86 | 10.86 | 1 | 264 | 130.32 |  |  |  |  | 22 | 10.86 | --- | -0.52 | OK | 11.38 | 11.38 | 4.788% |  | 136.56
1 | 1 | 0 | 1120 | 120W Miscellaneous Sign | 120 | 49 | 7.67 | 7.67 | 1 | 588 | 92.04 |  |  |  |  | 49 | 7.67 | --- | -1.1 | OK | 8.77 | 8.77 | 14.34% |  | 105.24
1 | 1 | 0 | 1254 | 1000W LED Sign | 1000 | 304 | 55.97 | 55.97 | 1 | 3648 | 671.64 |  |  |  |  | 304 | 55.97 | --- | -8.01 | OK | 63.98 | 63.98 | 14.31% |  | 767.76
3 | 4 | 1 | 1358 | 1-260W Flood Light | 260 | 87 | 14.6 | 14.6 | 4 | 4176 | 700.8 |  |  |  |  | 87 | 14.6 | --- | -2.08 | OK | 16.68 | 16.68 | 14.25% |  | 800.64
1 | 2 | 1 | 1360 | 130W Flood Light | 130 | 43 | 7.25 | 7.25 | 2 | 1032 | 174 |  |  |  |  | 43 | 7.25 | --- | -1.02 | OK | 8.27 | 8.27 | 14.07% |  | 198.48
1 | 1 | 0 | 1361 | 300W Pylon Sign | 300 | 100 | 16.8 | 16.8 | 1 | 1200 | 201.6 |  |  |  |  | 100 | 16.8 | --- | -2.4 | OK | 19.2 | 19.2 | 14.29% |  | 230.4
2 | 2 | 0 | 1367 | 50W Radar Speed Sign | 50 | 37 | 4.95 | 4.95 | 2 | 888 | 118.8 |  |  |  |  | 37 | 4.95 | --- | -0.7 | OK | 5.65 | 5.65 | 14.14% |  | 135.6
1 | 1 | 0 | 1368 | 1 1200W Misc Unmetered Photocell | 1200 | 437 | 71.14 | 71.14 | 1 | 5244 | 853.68 |  |  |  |  | 437 | 71.14 | --- | -10.09 | OK | 81.23 | 81.23 | 14.18% |  | 974.76
2 | 2 | 0 | 1370 | 120W Speed Rader | 120 | 88 | 11.79 | 11.79 | 2 | 2112 | 282.96 |  |  |  |  | 88 | 11.79 | --- | -1.69 | OK | 13.48 | 13.48 | 14.33% |  | 323.52
1 | 1 | 0 | 1371 | 240W Miscl. Load | 240 | 175 | 23.48 | 23.48 | 1 | 2100 | 281.76 |  |  |  |  | 175 | 23.48 | --- | -3.34 | OK | 26.82 | 26.82 | 14.22% |  | 321.84
1 | 1 | 0 | 1374 | 144W LED Pylon Sign | 144 | 35 | 6.7 | 6.7 | 1 | 420 | 80.4 |  |  |  |  | 35 | 6.7 | --- | -0.95 | OK | 7.65 | 7.65 | 14.18% |  | 91.8
1 | 3 | 2 | 1378 | 2315W Misc. Load | 2315 | 1690 | 226.68 | 226.68 | 3 | 60840 | 8160.48 |  | 2.315 | 6.945 | 6.945 | 1690 | 226.68 | --- | -32.28 | OK | 258.96 | 258.96 | 14.24% |  | 9322.56
1 | 1 | 0 | 1382 | 2760W Pylong Sign | 2760 | 682 | 128.44 | 128.44 | 1 | 8184 | 1541.28 |  | 2.76 | 2.76 | 2.76 | 682 | 128.44 | --- | -18.2 | OK | 146.64 | 146.64 | 14.17% |  | 1759.68
Unaccounted for
8974 | 9604 | 630 |  | TOTALS |  |  |  |  | 9604 | 23777024.84 | 3306091.462 | 9926.0736 |  | 2947.0285 | 2357.878 | [7 empty] | 9604 | 23777024.84 | 3773004.3147 | 9868.2436
RATE COUNT:
|  |  | 395 |  |  |  | PER MONTH = |  |  | 1981418.7367 | 276334.7946 | [13 empty] | 3773004.3147
[7 empty] | 2025 Unit Revenue |  |  | 0.13905 | [13 empty] | 0.15868 | 14.12%

## 2026 Rates Smoothed
"PROPOSED SMOOTHED RATES - EFFECTIVE JANUARY 1, 2026"
Components of Small General Tariff
CALCULATION OF UNMETERED SERVICE RATES
Components of Misc. Small Loads Rate |  |  |  |  | RATE INC./(DEC.): |  | 8.983%
[12 empty] | Customer Charge |  |  | 21.9953
Demand Charge |  |  | 13.4204 |  | Recreational Area Lighting Rate: |  |  |  | Large Industrial Tariff: |  |  | 1st Block Energy Charge @ 200 kW.h |  |  | 0.18919
1st Block Energy Charge @ 200 kW.h |  |  | 0.17229 | [8 empty] | All Additional kW.h Energy Charge |  |  | 0.17112
All Additional kW.h Energy Charge |  |  | 0.12072 |  | Energy Charge |  | 0.11043 |  | Energy Charge |  | 0.11164
Minimum Charge | 4.5579 | / month | 13.6392
Minimum Bill | 21.9953 | / month
10% cap unit cost
CROSSWALK SIGNS
|  | Demand | Ballast | Demand | Energy per Month |  | Demand | 1st Block | 1st Block | All Addional Energy |  | All Add. Energy Charge |  | Total Monthly Charge
Rate Code | Wattage | in KW | % | incl. Ballast | Photocell | Continuous | Charge | Energy | Energy Chg. | Photocell | Continuous | Photocell | Continuous | Photocell | Continuous | Continous ?
DEMAND & ENERGY CALCULATION ONLY FOR 100, 200 & 300 SERIES RATE CODES
100 | 100 | 0.1 | 29% | 0.129 | 43 | 94 | 1.73 | 26 | 4.48 | 17 |  | 2.05 |  | 8.26 | N/A
101 | 125 | 0.125 | 24.8% | 0.156 | 52 | 114 | 2.09 | 31 | 5.34 | 21 |  | 2.54 |  | 9.97 | N/A
102 | 175 | 0.175 | 18.29% | 0.20701 | 69 | 151 | 2.78 | 41 | 7.06 | 28 |  | 3.38 |  | 13.22 | N/A
103 | 250 | 0.25 | 16.4% | 0.291 | 97 | 212 | 3.91 | 58 | 9.99 | 39 |  | 4.71 |  | 18.61 | N/A
104 | 400 | 0.4 | 15.5% | 0.462 | 154 | 337 | 6.2 | 92 | 15.85 | 62 |  | 7.48 |  | 29.53 | 51.63
105 | 700 | 0.7 | 11.4% | 0.7798 | 260 | 569 | 10.47 | 156 | 26.88 | 104 |  | 12.55 |  | 49.9 | 87.21
106 | 1000 | 1 | 8.9% | 1.089 | 363 | 795 | 14.61 | 218 | 37.56 | 145 |  | 17.5 |  | 69.67 | 121.83
107 | 250 | 0.25 | 16.4% | 0.291 | 97 | 212 | 3.91 | 58 | 9.99 | 39 |  | 4.71 |  | N/A | 32.49 | yes
110 | 48 | 0.048 | 90% | 0.0912 | 30 | 67 | 1.22 | 18 | 3.1 | 12 |  | 1.45 |  | 5.77 | 10.24
111 | 96 | 0.096 | 165% | 0.2544 | 85 | 186 | 3.41 | 51 | 8.79 | 34 |  | 4.1 |  | 16.3 | 28.5
112 | 144 | 0.144 | 142% | 0.34848 | 116 | 254 | 4.68 | 70 | 12.06 | 46 |  | 5.55 |  | 22.29 | 38.95
113 | 288 | 0.288 | 131% | 0.66528 | 222 | 486 | 8.93 | 133 | 22.91 | 89 |  | 10.74 |  | 42.58 | 74.45
114 | 96 | 0.096 | 46.88% | 0.141 | 47 | 103 | 1.89 | 28 | 4.82 | 19 |  | 2.29 |  | 9 | 15.76
115 | 72 | 0.072 | 150% | 0.18 | 60 | 131 | 2.42 | 36 | 6.2 | 24 |  | 2.9 |  | 11.52 | 20.09
116 | 192 | 0.192 | 160% | 0.4992 | 166 | 364 | 6.7 | 100 | 17.23 | 66 |  | 7.97 |  | 31.9 | 55.8
117 | 288 | 0.288 | 131% | 0.66528 | 222 | 486 | 8.93 | 133 | 22.91 | 89 |  | 10.74 |  | 42.58 | 74.45 | yes
118 | 48 | 0.048 | 87.5% | 0.09 | 30 | 66 | 1.21 | 18 | 3.1 | 12 |  | 1.45 |  | 5.76 | 10.1 | yes
119 | 192 | 0.192 | 160% | 0.4992 | 166 | 364 | 6.7 | 100 | 17.23 | 66 |  | 7.97 |  | 31.9 | 55.8 | yes
120 | 192 | 0.192 | 81% | 0.34752 | 116 | 254 | 4.66 | 70 | 12.06 | 46 |  | 5.55 |  | 22.27 | 38.93 | yes
121 | 250 | 0.25 | 20% | 0.3 | 100 | 219 | 4.03 | 60 | 10.34 | 40 |  | 4.83 |  | 19.2 | 33.56
122 | 400 | 0.4 | 12.5% | 0.45 | 150 | 329 | 6.04 | 90 | 15.51 | 60 |  | 7.24 |  | 28.79 | 50.4
123 | 70 | 0.07 | 37% | 0.0959 | 32 | 70 | 1.29 | 19 | 3.27 | 13 |  | 1.57 |  | 6.13 | 10.72
124 | 100 | 0.1 | 35% | 0.135 | 45 | 99 | 1.81 | 27 | 4.65 | 18 |  | 2.17 |  | 8.63 | 15.15
125 | 150 | 0.15 | 30% | 0.195 | 65 | 142 | 2.62 | 39 | 6.72 | 26 |  | 3.14 |  | 12.48 | 21.77
126 | 100 | 0.1 | 35% | 0.135 | 45 | 99 | 1.81 | 27 | 4.65 | 18 |  | 2.17 |  | 8.63 | 15.15 | yes
130 | 135 | 0.135 | 33.33% | 0.18 | 60 | 131 | 2.42 | 36 | 6.2 | 24 |  | 2.9 |  | 11.52 | 20.09
131 | 180 | 0.18 | 33.33% | 0.23999 | 80 | 175 | 3.22 | 48 | 8.27 | 32 |  | 3.86 |  | 15.35 | 26.82
132 | 90 | 0.09 | 50% | 0.135 | 45 | 99 | 1.81 | 27 | 4.65 | 18 |  | 2.17 |  | 8.63 | 15.15
140 | 400 | 0.4 | 12.5% | 0.45 | 150 | 329 | 6.04 | 90 | 15.51 | 60 |  | 7.24 |  | 28.79 | 50.4
141 | 1000 | 1 | 8% | 1.08 | 360 | 788 | 14.49 | 216 | 37.22 | 144 |  | 17.38 |  | 69.09 | 120.76
142 | 250 | 0.25 | 20% | 0.3 | 100 | 219 | 4.03 | 60 | 10.34 | 40 |  | 4.83 |  | 19.2 | 33.56
143 | 150 | 0.15 | 33.33% | 0.19999 | 67 | 146 | 2.68 | 40 | 6.89 | 27 |  | 3.26 |  | 12.83 | 22.37
144 | 100 | 0.1 | 50% | 0.15 | 50 | 110 | 2.01 | 30 | 5.17 | 20 |  | 2.41 |  | 9.59 | 16.84
150 | 840 | 0.84 | 0% | 0.84 | 280 | 613 | 11.27 | 168 | 28.95 | 112 |  | 13.52 |  | 53.74 | 93.94 | yes
201 | 125 | 0.125 | 24.8% | 0.156 | 52 | 114 | 2.09 | 31 | 5.34 | 21 |  | 2.54 |  | 9.97 | 17.45
202 | 175 | 0.175 | 18.29% | 0.20701 | 69 | 151 | 2.78 | 41 | 7.06 | 28 |  | 3.38 |  | 13.22 | 23.12
203 | 250 | 0.25 | 16.4% | 0.291 | 97 | 212 | 3.91 | 58 | 9.99 | 39 |  | 4.71 |  | 18.61 | 32.49
204 | 400 | 0.4 | 15.5% | 0.462 | 154 | 337 | 6.2 | 92 | 15.85 | 62 |  | 7.48 |  | 29.53 | 51.63
205 | 700 | 0.7 | 11.4% | 0.7798 | 260 | 569 | 10.47 | 156 | 26.88 | 104 |  | 12.55 |  | 49.9 | 87.21
206 | 1000 | 1 | 8.9% | 1.089 | 363 | 795 | 14.61 | 218 | 37.56 | 145 |  | 17.5 |  | 69.67 | 121.83
213 | 340 | 0.34 | 96% | 0.6664 | 222 | 486 | 8.94 | 133 | 22.91 | 89 |  | 10.74 |  | 42.59 | 74.46
214 | 110 | 0.11 | 28% | 0.1408 | 47 | 103 | 1.89 | 28 | 4.82 | 19 |  | 2.29 |  | 9 | 15.76
215 | 85 | 0.085 | 110% | 0.1785 | 60 | 130 | 2.4 | 36 | 6.2 | 24 |  | 2.9 |  | 11.5 | 19.95
216 | 240 | 0.24 | 108% | 0.4992 | 166 | 364 | 6.7 | 100 | 17.23 | 66 |  | 7.97 |  | 31.9 | 55.8
217 | 60 | 0.06 | 145% | 0.147 | 49 | 107 | 1.97 | 29 | 5 | 20 |  | 2.41 |  | 9.38 | 16.39
218 | 120 | 0.12 | 113% | 0.2556 | 85 | 187 | 3.43 | 51 | 8.79 | 34 |  | 4.1 |  | 16.32 | 28.64
221 | 250 | 0.25 | 20% | 0.3 | 100 | 219 | 4.03 | 60 | 10.34 | 40 |  | 4.83 |  | 19.2 | 33.56
222 | 70 | 0.07 | 37% | 0.0959 | 32 | 70 | 1.29 | 19 | 3.27 | 13 |  | 1.57 |  | 6.13 | 10.72
223 | 100 | 0.1 | 35% | 0.135 | 45 | 99 | 1.81 | 27 | 4.65 | 18 |  | 2.17 |  | 8.63 | 15.15
224 | 150 | 0.15 | 30% | 0.195 | 65 | 142 | 2.62 | 39 | 6.72 | 26 |  | 3.14 |  | 12.48 | 21.77
231 | 180 | 0.18 | 33.33% | 0.23999 | 80 | 175 | 3.22 | 48 | 8.27 | 32 |  | 3.86 |  | 15.35 | 26.82
300 | 100 | 0.1 | 7% | 0.107 | 36 | 78 | 1.44 | 21 | 3.62 | 15 |  | 1.81 |  | 6.87 | 11.94 | yes
301 | 125 | 0.125 | 24.8% | 0.156 | 52 | 114 | 2.09 | 31 | 5.34 | 21 |  | 2.54 |  | 9.97 | 17.45
302 | 175 | 0.175 | 18.29% | 0.20701 | 69 | 151 | 2.78 | 41 | 7.06 | 28 |  | 3.38 |  | 13.22 | 23.12
303 | 250 | 0.25 | 16.4% | 0.291 | 97 | 212 | 3.91 | 58 | 9.99 | 39 |  | 4.71 |  | 18.61 | 32.49
304 | 400 | 0.4 | 15.5% | 0.462 | 154 | 337 | 6.2 | 92 | 15.85 | 62 |  | 7.48 |  | 29.53 | 51.63
305 | 700 | 0.7 | 11.4% | 0.7798 | 260 | 569 | 10.47 | 156 | 26.88 | 104 |  | 12.55 |  | 49.9 | 87.21
306 | 1000 | 1 | 8.9% | 1.089 | 363 | 795 | 14.61 | 218 | 37.56 | 145 |  | 17.5 |  | 69.67 | 121.83
310 | 60 | 0.06 | 50% | 0.09 | 30 | 66 | 1.21 | 18 | 3.1 | 12 |  | 1.45 |  | 5.76 | 10.1
311 | 240 | 0.24 | 108% | 0.4992 | 166 | 364 | 6.7 | 100 | 17.23 | 66 |  | 7.97 |  | 31.9 | 55.8
312 | 170 | 0.17 | 105% | 0.3485 | 116 | 254 | 4.68 | 70 | 12.06 | 46 |  | 5.55 |  | 22.29 | 38.95
313 | 340 | 0.34 | 96% | 0.6664 | 222 | 486 | 8.94 | 133 | 22.91 | 89 |  | 10.74 |  | 42.59 | 74.46
314 | 110 | 0.11 | 28% | 0.1408 | 47 | 103 | 1.89 | 28 | 4.82 | 19 |  | 2.29 |  | 9 | 15.76
315 | 85 | 0.085 | 110% | 0.1785 | 60 | 130 | 2.4 | 36 | 6.2 | 24 |  | 2.9 |  | 11.5 | 19.95
321 | 250 | 0.25 | 20% | 0.3 | 100 | 219 | 4.03 | 60 | 10.34 | 40 |  | 4.83 |  | 19.2 | 33.56
322 | 70 | 0.07 | 37% | 0.0959 | 32 | 70 | 1.29 | 19 | 3.27 | 13 |  | 1.57 |  | 6.13 | 10.72
323 | 100 | 0.1 | 35% | 0.135 | 45 | 99 | 1.81 | 27 | 4.65 | 18 |  | 2.17 |  | 8.63 | 15.15
324 | 150 | 0.15 | 30% | 0.195 | 65 | 142 | 2.62 | 39 | 6.72 | 26 |  | 3.14 |  | 12.48 | 21.77
326 | 400 | 0.4 | 12.5% | 0.45 | 150 | 329 | 6.04 | 90 | 15.51 | 60 |  | 7.24 |  | 28.79 | 50.4
327 | 500 | 0.5 | 10% | 0.55 | 183 | 402 | 7.38 | 110 | 18.95 | 73 |  | 8.81 |  | 35.14 | 61.58
328 | 1000 | 1 | 9% | 1.09 | 363 | 796 | 14.63 | 218 | 37.56 | 145 |  | 17.5 |  | 69.69 | 121.97
330 | 140 | 0.14 | 0% | 0.14 | 47 | 102 | 1.88 | 28 | 4.82 | 19 |  | 2.29 |  | 8.99 | 15.63
331 | 180 | 0.18 | 33.33% | 0.23999 | 80 | 175 | 3.22 | 48 | 8.27 | 32 |  | 3.86 |  | 15.35 | 26.82
341 | 1000 | 1 | 8% | 1.08 | 360 | 788 | 14.49 | 216 | 37.22 | 144 |  | 17.38 |  | 69.09 | 120.76
342 | 400 | 0.4 | 12.5% | 0.45 | 150 | 329 | 6.04 | 90 | 15.51 | 60 |  | 7.24 |  | 28.79 | 50.4
343 | 250 | 0.25 | 20% | 0.3 | 100 | 219 | 4.03 | 60 | 10.34 | 40 |  | 4.83 |  | 19.2 | 33.56
344 | 175 | 0.175 | 28.57% | 0.225 | 75 | 164 | 3.02 | 45 | 7.75 | 30 |  | 3.62 |  | 14.39 | 25.14
345 | 150 | 0.15 | 33.33% | 0.19999 | 67 | 146 | 2.68 | 40 | 6.89 | 27 |  | 3.26 |  | 12.83 | 22.37
346 | 100 | 0.1 | 50% | 0.15 | 50 | 110 | 2.01 | 30 | 5.17 | 20 |  | 2.41 |  | 9.59 | 16.84
350 | 384 | 0.384 | 119% | 0.84096 | 280 | 614 | 11.29 | 168 | 28.95 | 112 |  | 13.52 |  | 53.76 | 94.08
351 | 400 | 0.4 | 33.33% | 0.53332 | 178 | 389 | 7.16 | 107 | 18.44 | 71 |  | 8.57 |  | 34.17 | 59.64
| 56 | 0.056 | 0% | 0.056 | 0 | 41 | 0.75 | 0 | 0 | 0 | 41 | 0 | 4.95 | 0.75 | 5.7
| 700 | 0.7 | 0% | 0.7 | 233 | 511 | 9.39 | 140 | 24.12 | 93 | 371 | 11.23 | 44.79 | 44.74 | 78.3 | yes
352 | [5 empty] | 511 | [8 empty] | 79.05 | yes
| 105 | 0.105 | 14% | 0.1197 | 40 | N/A | 1.61 | 24 | 4.14 | 16 |  | 1.93 |  | 7.68 | N/A
| 150 | 0.15 | 6.5% | 0.15975 | 53 | N/A | 2.14 | 32 | 5.51 | 21 |  | 2.54 |  | 10.19 | N/A
| 138 | 0.138 | 0% | 0.138 | 0 | N/A | 1.85 | 0 | 0 | 0 |  | 0 |  | 1.85 | N/A
360 |  |  |  |  | 93 | [8 empty] | 19.72
| 175 | 0.175 | 0% | 0.175 | 58 | N/A | 2.35 | 35 | 6.03 | 23 | N/A | 2.78 | N/A | 11.16 | N/A
| 120 | 0.12 | 0% | 0.12 | 12 | N/A | 1.61 | 12 | 2.07 | 0 | N/A | 0 | N/A | 3.68 | N/A
361 |  |  |  |  | 70 | [8 empty] | 14.84
362 | 350 | 0.35 | 10% | 0.385 | 128 | N/A | 5.17 | 77 | 13.27 | 51 | N/A | 6.16 | N/A | 24.6 | N/A
| 500 | 0.5 | 10% | 0.55 | 183 | N/A | 7.38 | 110 | 18.95 | 73 | N/A | 8.81 | N/A | 35.14 | N/A
| 350 | 0.35 | 10% | 0.385 | 128 | N/A | 5.17 | 77 | 13.27 | 51 | N/A | 6.16 | N/A | 24.6 | N/A
| 276 | 0.276 | 10% | 0.3036 | 0 | N/A | 4.07 | 0 | 0 | 0 | N/A | 0 | N/A | 4.07 | N/A
363 |  |  |  |  | 311 | [8 empty] | 63.81
364 | 912 | 0.912 | 10% | 1.0032 | 334 | N/A | 13.46 | 201 | 34.63 | 133 | N/A | 16.06 | N/A | 64.15 | N/A
365 | 701 | 0.701 | 17.4% | 0.82297 | 265 | N/A | 11.04 | 165 | 28.43 | 100 | N/A | 12.07 | N/A | 51.54 | N/A
366 | 650 | 0.65 | 10% | 0.715 | 238 | N/A | 9.6 | 143 | 24.64 | 95 | N/A | 11.47 | N/A | 45.71 | N/A
367 | 590 | 0.59 | 10% | 0.649 | 216 | N/A | 8.71 | 130 | 22.4 | 86 | N/A | 10.38 | N/A | 41.49 | N/A
368 | 250 | 0.25 | 10% | 0.275 | 92 | N/A | 3.69 | 55 | 9.48 | 37 | N/A | 4.47 | N/A | 17.64 | N/A
369 | 175 | 0.175 | 10% | 0.1925 | 64 | N/A | 2.58 | 39 | 6.72 | 25 | N/A | 3.02 | N/A | 12.32 | N/A
370 | 1500 | 1.5 | 0% | 1.5 | 150 | 1095 | 20.13 | 150 | 25.84 | 0 | 945 | 0 | 114.08 | 45.97 | N/A
371 | 1500 | 1.5 | 0% | 1.5 | 200 | 1095 | 20.13 | 200 | 34.46 | 0 |  | 0 |  | 54.59 | N/A
372 | 1500 | 1.5 | 0% | 1.5 | 150 | 1095 | 20.13 | 150 | 25.84 | 0 | 945 | 0 | 114.08 | 45.97 | N/A
373 | 480 | 0.48 | 0% | 0.48 | 8 | 350 | 6.44 | 8 | 1.38 | 0 | 342 | 0 | 41.29 | 7.82 | N/A
374 | 330 | 0.33 | 0% | 0.33 | 120 | 241 | 4.43 | 66 | 11.37 | 54 | 175 | 6.52 | 21.13 | 22.32 | N/A
375 | 36 | 0.036 | 0% | 0.036 | 12 | 26 | 0.48 | 7 | 1.21 | 5 | 19 | 0.6 | 2.29 | 2.29 | N/A
|  |  |  | 1st Block | Additional
| Annual | Monthly | Customer | Energy | Energy | Monthly
| Energy | Energy | Charge | Charge | Charge | Charge
7.74
376 | 8525 | 710 | 21.9953 | 37.84 | 87.27 | 147.1053 |  |  | 0.088 |  |  |  |  | 147.1053 | 147.1053
0.0582
377 | 2190 | 183 | 21.9953 | 34.62 | 0 | 56.6153
378-2005 | 2500 | 2.5 | 0% | 2.5 | 833 | 1825 | 19.35 | 500 | 44 | 333 | 1325 | 19.38 | 77.12 | 82.73 | 140.47 | yes
| 2500 | 2.5 | 0% | 2.5 | 833 | 1825 | 33.55 | 500 | 86.15 | 333 | 1325 | 40.2 | 159.96 | 159.9 | 279.66 | yes
|  |  |  | 1st Block | Additional
| Annual | Monthly | Customer | Energy | Energy | Monthly
| Energy | Energy | Charge | Charge | Charge | Charge
379 | 4745 | 395 | 21.9953 | 37.84 | 33.37 | 93.2053 | [8 empty] | 93.2053 | yes
|  |  |  | 1st Block | Additional
| Annual | Monthly | Customer | Energy | Energy | Monthly
| Energy | Energy | Charge | Charge | Charge | Charge
380 | 3285 | 274 | 21.9953 | 37.84 | 12.66 | 72.4953 | [8 empty] | 72.4953 | yes
| 175 | 0.175 | 25% | 0.21875 | 73 | 160 | 2.94 | 44 | 7.58 | 29 | 116 | 3.5 | 14 | 14.02 | N/A
| 250 | 0.25 | 20% | 0.3 | 100 | 219 | 4.03 | 60 | 10.34 | 40 | 159 | 4.83 | 19.19 | 19.2 | N/A
| 138 | 0.138 | 10% | 0.1518 | 46 | 111 | 2.04 | 30 | 5.17 | 16 | 81 | 1.93 | 9.78 | 9.14 | N/A
381 | 563 |  |  |  | 219 | [8 empty] | 42.36 | 42.36 | yes
|  |  |  | 1st Block | Additional
| Annual | Monthly | Customer | Energy | Energy | Monthly
| Energy | Energy | Charge | Charge | Charge | Charge
382 | 7300 | 608 | 21.9953 | 37.84 | 69.82 | 129.6553 | [8 empty] | 129.6553 | yes
|  |  |  | 1st Block | Additional
| Annual | Monthly | Customer | Energy | Energy | Monthly
| Energy | Energy | Charge | Charge | Charge | Charge
383 | 10950 | 913 | 21.9953 | 37.84 | 122.01 | 181.8453 | [8 empty] | 181.8453 | yes
|  |  |  | 1st Block | Additional
| Annual | Monthly | Customer | Energy | Energy | Monthly
| Energy | Energy | Charge | Charge | Charge | Charge
384 | 16425 | 1369 | 21.9953 | 37.84 | 200.04 | 259.8753 | [8 empty] | 259.8753 | yes
|  |  |  | 1st Block | Additional
| Annual | Monthly | Customer | Energy | Energy | Monthly
| Energy | Energy | Charge | Charge | Charge | Charge
385 | 11315 | 943 | 21.9953 | 37.84 | 127.14 | 186.9753 | [8 empty] | 186.9753
| 2600 | 2.6 | 0% | 2.6 | 867 | 1898 | 34.89 | 520 | 89.59 | 347 | 1378 | 41.89 | 166.35 | 166.37 | 290.83
| 320 | 0.32 | 0% | 0.32 | 97 | 234 | 4.29 | 64 | 11.03 | 33 | 170 | 3.98 | 20.52 | 19.3 | 35.84
386 |  | 2.92 |  |  |  | 1995 | [8 empty] | 310.13 | yes
| 1300 | 1.3 | 0% | 1.3 | 433 | 949 | 17.45 | 260 | 44.8 | 173 | 689 | 20.88 | 83.18 | 83.13 | 145.43
| 160 | 0.16 | 0% | 0.16 | 49 | 117 | 2.15 | 32 | 5.51 | 17 | 85 | 2.05 | 10.26 | 9.71 | 17.92
387 | 1460 | 1.46 |  |  |  | 998 | [8 empty] | 155.14 | yes
388 | 150 | 0.15 | 0% | 0.15 | 50 | 110 | 2.01 | 30 | 5.17 | 20 | 80 | 2.41 | 9.66 | 9.59 | 16.84 | yes
389 | 1500 | 1.5 | 0% | 1.5 | 151 | 1095 | 20.13 | 151 | 26.02 | 0 | 944 | 0 | 113.96 | 46.15 | 160.11
390 | 325 | 0.325 | 10% | 0.3575 | 119 | 261 | 4.8 | 72 | 12.41 | 47 | 189 | 5.67 | 22.82 | 22.88 | 40.03 | yes
391 | 348 | 0.348 | 0% | 0.348 | 116 | 254 | 4.67 | 70 | 12.06 | 46 | 184 | 5.55 | 22.21 | 22.28 | 38.94 | yes
392 |  | 0 | 0% | 0 | 0 | 0 | 0 | 0 | 0 | 0 | 0 | 0 | 0 | 0 | 21.9953 | yes
399 | 2400 | 2.4 | 7.5% | 2.58 | 314 | 1883 | 34.62 | 314 | 54.1 | 0 | 1569 | 0 | 189.41 | 88.72 | N/A
|  |  |  | 1st Block | Additional
| Annual | Monthly | Customer | Energy | Energy | Monthly | Annual
Rate Code | Energy | Energy | Charge | Charge | Charge | Charge | Charge
397 | 5529.75 | 461 | 21.9953 | 37.84 | 44.66 | 104.4953 | 1253.9437 | [7 empty] | 104.4953 | yes
|  |  |  | 1st Block | Additional
| Annual | Monthly | Customer | Energy | Energy | Monthly | Annual
Rate Code | Energy | Energy | Charge | Charge | Charge | Charge | Charge
398 | 6223.25 | 519 | 21.9953 | 37.84 | 54.59 | 114.4253 | 1373.1037 | [7 empty] | 114.4253 | yes
DEMAND & ENERGY CALCULATION ONLY FOR 400 SERIES & Kentville Electric RATE CODES
400 | 100 | 0.1 | 0% | 0.1 | 15 | 73 | 1.34 | 15 | 2.58 | 0 | 58 | 0 | 7 | 3.92 | 10.92
401 | 100 | 0.1 | 0% | 0.1 | 30 | 73 | 1.34 | 20 | 3.45 | 10 | 53 | 1.21 | 6.4 | 6 | 11.19
402 | 100 | 0.1 | 23% | 0.123 | 37 | 90 | 1.65 | 25 | 4.31 | 12 | 65 | 1.45 | 7.85 | 7.41 | 13.81 | yes
441 | 1000 | 1 | 0% | 1 | 333 | 730 | 13.42 | 200 | 34.46 | 133 | 530 | 16.06 | 63.98 | 26.6412 | 111.86
444
Kentville Electric Unmetered Service Rates
449
450
451
452 | 1000 | 1 | 9% | 1.09 | 363 | 796 | 14.63 | 218 | 37.56 | 145 | 578 | 17.5 | 69.78 | 69.69 | 121.97
453 | [13 empty] | 34.2
454 | [13 empty] | 43.66
455
456
457
458
459
460
461
462 | [13 empty] | 6.74
463
464 | [13 empty] | 17.13
465 | [13 empty] | 8.42
470
471
472 | [13 empty] | 83.6901
473 | 175 | 0.175 | 18.29% | 0.20701 | 69 | 151 | 2.78 | 41 | 7.06 | 28 | 110 | 3.38 | 13.28 | 13.22 | 23.12
474 | 125 | 0.125 | 24.8% | 0.156 | 52 | 114 | 2.09 | 31 | 5.34 | 21 | 83 | 2.54 | 10.02 | 9.97 | 17.45
475 | 70 | 0.07 | 37% | 0.0959 | 32 | 70 | 1.29 | 19 | 3.27 | 13 | 51 | 1.57 | 6.16 | 6.13 | 10.72
476
477
478 |  |  |  |  | 1938
DEMAND & ENERGY CALCULATION ONLY FOR 500 SERIES (Traffic Control Lights)
500 | 210 | 0.21 | 0% | 0.21 | 51 | 153 | 2.82 | 42 | 7.24 | 9 | 111 | 1.09 | 13.4 | 11.15 | 23.46
501 | 23 | 0.023 | 0% | 0.023 | 6 | 17 | 0.31 | 5 | 0.86 | 1 | 12 | 0.12 | 1.45 | 1.29 | 2.62
502 | 27 | 0.027 | 0% | 0.027 | 7 | 20 | 0.36 | 5 | 0.86 | 2 | 15 | 0.24 | 1.81 | 1.46 | 3.03
503 | 33 | 0.033 | 0% | 0.033 | 8 | 24 | 0.44 | 7 | 1.21 | 1 | 17 | 0.12 | 2.05 | 1.77 | 3.7
504 | 39 | 0.039 | 0% | 0.039 | 9 | 28 | 0.52 | 8 | 1.38 | 1 | 20 | 0.12 | 2.41 | 2.02 | 4.31
505 | 50 | 0.05 | 0% | 0.05 | 12 | 37 | 0.67 | 10 | 1.72 | 2 | 27 | 0.24 | 3.26 | 2.63 | 5.65
506 | 200 | 0.2 | 0% | 0.2 | 49 | 146 | 2.68 | 40 | 6.89 | 9 | 106 | 1.09 | 12.8 | 10.66 | 22.37
507 | 860 | 0.86 | 0% | 0.86 | 209 | 628 | 11.54 | 172 | 29.63 | 37 | 456 | 4.47 | 55.05 | 45.64 | 96.22
508 | 20 | 0.02 | 0% | 0.02 | 5 | 15 | 0.27 | 4 | 0.69 | 1 | 11 | 0.12 | 1.33 | 1.08 | 2.29
509 | 45 | 0.045 | 0% | 0.045 | 11 | 33 | 0.6 | 9 | 1.55 | 2 | 24 | 0.24 | 2.9 | 2.39 | 5.05
510 | 7 | 0.007 | 0% | 0.007 | 2 | 5 | 0.09 | 1 | 0.17 | 1 | 4 | 0.12 | 0.48 | 0.38 | 0.74
511 | 17 | 0.017 | 0% | 0.017 | 4 | 12 | 0.23 | 3 | 0.52 | 1 | 9 | 0.12 | 1.09 | 0.87 | 1.84 | yes
512 | 25 | 0.025 | 0% | 0.025 | 6 | 18 | 0.34 | 5 | 0.86 | 1 | 13 | 0.12 | 1.57 | 1.32 | 2.77 | yes
513 | 60 | 0.06 | 0% | 0.06 | 22 | 44 | 0.81 | 12 | 2.07 | 10 | 32 | 1.21 | 3.86 | 4.09 | 6.74
NEW LED TRAFFIC CONTROL SIGNALS
520 | 7 | 0.007 | 0% | 0.007 | 3 | 5 | 0.09 | 1 | 0.17 | 2 | 4 | 0.24 | 0.48 | 0.5 | 0.74
521 | 7 | 0.007 | 0% | 0.007 | 2 | 5 | 0.09 | 1 | 0.17 | 1 | 4 | 0.12 | 0.48 | 0.38 | 0.74
522 | 10 | 0.01 | 0% | 0.01 | 4 | 7 | 0.13 | 2 | 0.34 | 2 | 5 | 0.24 | 0.6 | 0.71 | 1.07
523 | 10 | 0.01 | 0% | 0.01 | 2 | 7 | 0.13 | 2 | 0.34 | 0 | 5 | 0 | 0.6 | 0.47 | 1.07
524 | 12 | 0.012 | 0% | 0.012 | 3 | 9 | 0.16 | 2 | 0.34 | 1 | 7 | 0.12 | 0.85 | 0.62 | 1.35
525 | 14.5 | 0.0145 | 0% | 0.0145 | 1 | 11 | 0.19 | 1 | 0.17 | 0 | 10 | 0 | 1.21 | 0.36 | 1.57
526 | 20 | 0.02 | 0% | 0.02 | 9 | 15 | 0.27 | 4 | 0.69 | 5 | 11 | 0.6 | 1.33 | 1.56 | 2.29
527 | 22 | 0.022 | 0% | 0.022 | 2 | 16 | 0.3 | 2 | 0.34 | 0 | 14 | 0 | 1.69 | 0.64 | 2.33
528 | 6 | 0.006 | 0% | 0.006 | 0 | 4 | 0.08 | 0 | 0 | 0 | 4 | 0 | 0.48 | N/A | 0.56 | yes
529 | 9 | 0.009 | 0% | 0.009 | 2 | 7 | 0.12 | 2 | 0.34 | 0 | 5 | 0 | 0.6 | 0.46 | 1.06 | yes
530 Non-Cont. LED TCS | 4.6 | 0.0046 | 0% | 0.0046 | 1 | 3 | 0.06 | 1 | 0.17 | 0 | 2 | 0 | 0.24 | 0.23 | 0.47 | yes
531 Cont. LED TCS | 7.5 | 0.0075 | 0% | 0.0075 | 2 | 5 | 0.1 | 2 | 0.34 | 0 | 3 | 0 | 0.36 | 0.44 | 0.8 | yes
14.13
DEMAND & ENERGY CALCULATION ONLY FOR 600 SERIES (Miscellaneous Lighting)
600 | 116 | 0.116 | 0% | 0.116 | 39 | 85 | 1.56 | 23 | 3.96 | 16 | 62 | 1.93 | 7.48 | 7.45 | 13 | yes
601 | 500 | 0.5 | 0% | 0.5 | 167 | 365 | 6.71 | 100 | 17.23 | 67 | 265 | 8.09 | 31.99 | 32.03 | 55.93
602 | 400 | 0.4 | 15.5% | 0.462 | 154 | 337 | 6.2 | 92 | 15.85 | 62 | 245 | 7.48 | 29.58 | 29.53 | 51.63 | yes
603 | 100 | 0.1 | 0% | 0.1 | 33 | 73 | 1.34 | 20 | 3.45 | 13 | 53 | 1.57 | 6.4 | 6.36 | 11.19
604 | 276 | 0.276 | 0% | 0.276 | 92 | 201 | 3.7 | 55 | 9.48 | 37 | 146 | 4.47 | 17.63 | 17.65 | 30.81
605 | 10 | 0.01 | 0% | 0.01 | 3 | 7 | 0.13 | 2 | 0.34 | 1 | 5 | 0.12 | 0.6 | 0.59 | 1.07
606 | 480 | 0.48 | 0% | 0.48 | 87 | 350 | 6.44 | 87 | 14.99 | 0 | 263 | 0 | 31.75 | 21.43 | 53.18
607 | 4440 | 4.44 | 0% | 4.44 | 1480 | 3241 | 59.59 | 888 | 153 | 592 | 2353 | 71.47 | 284.06 | 284.06 | 496.65
608 | 138 | 0.138 | 0% | 0.138 | 46 | 101 | 1.85 | 28 | 4.82 | 18 | 73 | 2.17 | 8.81 | 8.84 | 15.48
609 | 175 | 0.175 | 0% | 0.175 | 58 | 128 | 2.35 | 35 | 6.03 | 23 | 93 | 2.78 | 11.23 | 11.16 | 19.61
610 | 244 | 0.244 | 0% | 0.244 | 81 | 178 | 3.27 | 49 | 8.44 | 32 | 129 | 3.86 | 15.57 | 15.57 | 27.28
DEMAND & ENERGY CALCULATION ONLY FOR 700 SERIES (Police Sirens)
700 |  |  |  |  | 13 | [8 empty] | 4.5579
701 |  |  |  |  | 0 | [8 empty] | 21.9953
702 |  |  |  |  | 0 | [8 empty] | 26.26
703 |  |  |  |  | 0
704 |  |  |  |  | 0 | [8 empty] | 4.5579
705 |  |  |  |  | 44 | [8 empty] | 6.04
DEMAND & ENERGY CALCULATION ONLY FOR 800 SERIES (CATV Power Supply)
801 | 100 | 0.1 | 0% | 0.1 | 33 | 73 | 1.34 | 20 | 3.45 | 13 | 53 | 1.57 | 6.4 | 6.36 | 11.19 | yes
802 | 150 | 0.15 | 0% | 0.15 | 50 | 110 | 2.01 | 30 | 5.17 | 20 | 80 | 2.41 | 9.66 | 9.59 | 16.84 | yes
803 | 200 | 0.2 | 0% | 0.2 | 67 | 146 | 2.68 | 40 | 6.89 | 27 | 106 | 3.26 | 12.8 | 12.83 | 22.37 | yes
804 | 250 | 0.25 | 0% | 0.25 | 83 | 183 | 3.36 | 50 | 8.61 | 33 | 133 | 3.98 | 16.06 | 15.95 | 28.03
805 | 300 | 0.3 | 0% | 0.3 | 100 | 219 | 4.03 | 60 | 10.34 | 40 | 159 | 4.83 | 19.19 | 19.2 | 33.56 | yes
806 | 350 | 0.35 | 0% | 0.35 | 117 | 256 | 4.7 | 70 | 12.06 | 47 | 186 | 5.67 | 22.45 | 22.43 | 39.21
807 | 400 | 0.4 | 0% | 0.4 | 133 | 292 | 5.37 | 80 | 13.78 | 53 | 212 | 6.4 | 25.59 | 25.55 | 44.74 | yes
808 | 450 | 0.45 | 0% | 0.45 | 150 | 329 | 6.04 | 90 | 15.51 | 60 | 239 | 7.24 | 28.85 | 28.79 | 50.4
809 | 500 | 0.5 | 0% | 0.5 | 167 | 365 | 6.71 | 100 | 17.23 | 67 | 265 | 8.09 | 31.99 | 32.03 | 55.93 | yes
810 | 550 | 0.55 | 0% | 0.55 | 183 | 402 | 7.38 | 110 | 18.95 | 73 | 292 | 8.81 | 35.25 | 35.14 | 61.58
811 | 600 | 0.6 | 0% | 0.6 | 200 | 438 | 8.05 | 120 | 20.68 | 80 | 318 | 9.66 | 38.39 | 38.39 | 67.12 | yes
812 | 650 | 0.65 | 0% | 0.65 | 217 | 475 | 8.72 | 130 | 22.4 | 87 | 345 | 10.5 | 41.65 | 41.62 | 72.77
813 | 700 | 0.7 | 0% | 0.7 | 233 | 511 | 9.39 | 140 | 24.12 | 93 | 371 | 11.23 | 44.79 | 44.74 | 78.3 | yes
820 | 420 | 0.42 | 0% | 0.42 | 89 | 307 | 5.64 | 84 | 14.47 | 5 | 223 | 0.6 | 26.92 | 20.71 | 47.03
821 | 960 | 0.96 | 0% | 0.96 | 230 | 701 | 12.88 | 192 | 33.08 | 38 | 509 | 4.59 | 61.45 | 50.55 | 107.41
822 | 900 | 0.9 | 0% | 0.9 | 270 | 657 | 12.08 | 180 | 31.01 | 90 | 477 | 10.86 | 57.58 | 53.95 | 100.67
823 | 38.4 | 0.0384 | 0% | 0.0384 | 13 | 28 | 0.52 | 8 | 1.38 | 5 | 20 | 0.6 | 2.41 | 2.5 | 4.31 | yes
824 | 0 | 0 | 0% | 0 | 0 | 0 | 0 | 0 | 0 | 0 | 0 | 0 | 0 | 21.9953 | 0
825 | 3248 | 3.248 | 0% | 3.248 | 401 | 2371 | 43.59 | 376 | 64.78 | 25 | 1995 | 3.02 | 240.84 | 111.39 | 349.21
826 | 450 | 0.45 | 0% | 0.45 | 96 | 329 | 6.04 | 90 | 15.51 | 6 | 239 | 0.72 | 28.85 | 22.27 | 50.4
827 | 600 | 0.6 | 0% | 0.6 | 128 | 365 | 8.05 | 120 | 20.68 | 8 | 245 | 0.97 | 29.58 | 29.7 | 58.31 | yes
| 300 | 0.3 | 0% | 0.3 | 1 | 219 | 4.03 | 1 | 0.17 | 0 | 218 | 0 | 26.32 | 4.2 | 30.52
| 100 | 0.1 | 0% | 0.1 | 0 | 73 | 1.34 | 0 | 0 | 0 | 73 | 0 | 8.81 | 1.34 | 10.15
| 2000 | 2 | 0% | 2 | 243 | 1460 | 26.84 | 243 | 41.87 | 0 | 1217 | 0 | 146.92 | 68.71 | 215.63
828 | 2400 |  |  |  | 244 | [8 empty] | 74.25
829 | 4.4 | 0.0044 | 0% | 0.0044 | 1 | 3 | 0.06 | 1 | 0.17 | 0 | 2 | 0 | 0.24 | 0.23 | 0.47 | yes
| 746 | 0.746 | 0% | 0.746 | 23 | 545 | 10.01 | 23 | 3.96 | 0 | 522 | 0 | 63.02 | 13.97 | 76.99
| 125 | 0.125 | 0% | 0.125 | 38 | 91 | 1.68 | 25 | 4.31 | 13 | 66 | 1.57 | 7.97 | 7.56 | 13.96
830 | 871 |  |  |  | 61 | [8 empty] | 21.53 |  | yes
| 302.4 | 0.3024 | 15% | 0.34776 | 116 | 254 | 4.67 | 70 | 12.06 | 46 | 184 | 5.55 | 22.21 | 22.28 | 38.94
| 300 | 0.3 | 15% | 0.345 | 126 | 252 | 4.63 | 69 | 11.89 | 57 | 183 | 6.88 | 22.09 | 23.4 | 38.61
| 2538 | 2.538 | 0% | 2.538 | 756 | 1853 | 34.06 | 508 | 87.52 | 248 | 1345 | 29.94 | 162.37 | 151.52 | 283.95
831 | 3140.4 |  |  |  | 998 | [8 empty] | 213.86
| 3 | 0.003 | 10% | 0.0033 | 1 | 2 | 0.04 | 1 | 0.17 | 0 | 1 | 0 | 0.12 | 0.21 | 0.33
| 100 | 0.1 | 10% | 0.11 | 37 | 80 | 1.48 | 22 | 3.79 | 15 | 58 | 1.81 | 7 | 7.08 | 12.27
832 | 103 |  |  |  |  | 82 | [8 empty] | 12.6 | yes
833 | 35 | 0.035 | 0% | 0.035 | 12 | 26 | 0.47 | 7 | 1.21 | 5 | 19 | 0.6 | 2.29 | 2.28 | 3.97 | yes
DEMAND & ENERGY CALCULATION ONLY FOR 900 SERIES RATE CODES
|  | Demand | Ballast | Demand | Energy per Month |  | Demand | 1st Block | 1st Block | All Addional Energy |  | All Add. Energy Charge |  | Total Monthly Charge
Rate Code | Wattage | in KW | % | incl. Ballast | Photocell | Continuous | Charge | Energy | Energy Chg. | Photocell | Continuous | Photocell | Continuous | Photocell | Continuous
901 | 2800 | 2.8 | 0% | 2.8 | 933 | 2044 | 37.58 | 560 | 96.48 | 373 | 1484 | 45.03 | 179.15 | 179.09 | 313.21
902 | 192 | 0.192 | 0% | 0.192 | 64 | 140 | 2.58 | 38 | 6.55 | 26 | 102 | 3.14 | 12.31 | 12.27 | 21.44 | yes
903 | 175 | 0.175 | 0% | 0.175 | 58 | 128 | 2.35 | 35 | 6.03 | 23 | 93 | 2.78 | 11.23 | 11.16 | 19.61
904 | 250 | 0.25 | 0% | 0.25 | 83 | 183 | 3.36 | 50 | 8.61 | 33 | 133 | 3.98 | 16.06 | 15.95 | 28.03
905 | 885 | 0.885 | 0% | 0.885 | 295 | 646 | 11.88 | 177 | 30.5 | 118 | 469 | 14.25 | 56.62 | 56.63 | 99 | yes
906 | 768 | 0.768 | 0% | 0.768 | 140 | 561 | 10.31 | 140 | 24.12 | 0 | 421 | 0 | 50.82 | 34.43 | 85.25
907 | 885 | 0.885 | 0% | 0.885 | 295 | 646 | 11.88 | 177 | 30.5 | 118 | 469 | 14.25 | 56.62 | 56.63 | 99
908 | 800 | 0.8 | 0% | 0.8 | 267 | 584 | 10.74 | 160 | 27.57 | 107 | 424 | 12.92 | 51.19 | 51.23 | 89.5
909 | 420 | 0.42 | 0% | 0.42 | 13 | 307 | 5.64 | 13 | 2.24 | 0 | 294 | 0 | 35.49 | 7.88 | 43.37
910 | 660 | 0.66 | 0% | 0.66 | 220 | 482 | 8.86 | 132 | 22.74 | 88 | 350 | 10.62 | 42.25 | 42.22 | 73.85 | yes
911 | 75 | 0.075 | 0% | 0.075 | 25 | 55 | 1.01 | 15 | 2.58 | 10 | 40 | 1.21 | 4.83 | 4.8 | 8.42 | yes
912 | 400 | 0.4 | 0% | 0.4 | 133 | 292 | 5.37 | 80 | 13.78 | 53 | 212 | 6.4 | 25.59 | 8.4884 | 44.74 | yes
913 | 33800 | 33.8 | 0% | 33.8 | 11267 | 24674 | 453.61 | 6760 | 1164.69 | 4507 | 17914 | 544.09 | 2162.59 | 2162.39 | 3780.89
914 | 40 | 0.04 | 20% | 0.048 | 16 | 35 | 0.64 | 10 | 1.72 | 6 | 25 | 0.72 | 3.02 | 3.08 | 5.38
915 | 40 | 0.04 | 20% | 0.048 | 16 | 35 | 0.64 | 10 | 1.72 | 6 | 25 | 0.72 | 3.02 | 3.08 | 5.38 | yes
916 | 215 | 0.215 | 0% | 0.215 | 72 | 157 | 2.89 | 43 | 7.41 | 29 | 114 | 3.5 | 13.76 | 13.8 | 24.06
917 | 110 | 0.11 | 18.2% | 0.13002 | 23 | 95 | 1.74 | 23 | 3.96 | 0 | 72 | 0 | 8.69 | 5.7 | 14.39
918 | 80 | 0.08 | 12.5% | 0.09 | 30 | 66 | 1.21 | 18 | 3.1 | 12 | 48 | 1.45 | 5.79 | 5.76 | 10.1
919 | 110 | 0.11 | 18% | 0.1298 | 43 | 95 | 1.74 | 26 | 4.48 | 17 | 69 | 2.05 | 8.33 | 8.27 | 14.55
920 | 360 | 0.36 | 0% | 0.36 | 88 | 263 | 4.83 | 72 | 12.41 | 16 | 191 | 1.93 | 23.06 | 19.17 | 40.3
921 | 4582 | 4.582 | 0% | 4.582 | 830 | 3345 | 61.49 | 830 | 143 | 0 | 2515 | 0 | 303.61 | 204.49 | 508.1
922 | 150 | 0.15 | 16% | 0.174 | 58 | 127 | 2.34 | 35 | 6.03 | 23 | 92 | 2.78 | 11.11 | 11.15 | 19.48
923 | 3510 | 3.51 | 0% | 3.51 | 1170 | 2562 | 47.11 | 702 | 120.95 | 468 | 1860 | 56.5 | 224.54 | 224.56 | 392.6
924 | 205 | 0.205 | 15.6% | 0.23698 | 79 | 173 | 3.18 | 47 | 8.1 | 32 | 126 | 3.86 | 15.21 | 15.14 | 26.49
925 | 2040 | 2.04 | 0% | 2.04 | 680 | 1489 | 27.38 | 408 | 70.3 | 272 | 1081 | 32.84 | 130.5 | 130.52 | 228.18
926 | 330 | 0.33 | 15.45% | 0.38099 | 127 | 278 | 5.11 | 76 | 13.09 | 51 | 202 | 6.16 | 24.39 | 24.36 | 42.59
927 | 2190 | 2.19 | 0% | 2.19 | 730 | 1599 | 29.39 | 438 | 75.46 | 292 | 1161 | 35.25 | 140.16 | 140.1 | 245.01
928 | 2850 | 2.85 | 0% | 2.85 | 950 | 2081 | 38.25 | 570 | 98.21 | 380 | 1511 | 45.87 | 182.41 | 182.33 | 318.87
929 | 550 | 0.55 | 0% | 0.55 | 183 | 402 | 7.38 | 110 | 18.95 | 73 | 292 | 8.81 | 35.25 | 35.14 | 61.58
930 | 70 | 0.07 | 25% | 0.0875 | 29 | 64 | 1.17 | 18 | 3.1 | 11 | 46 | 1.33 | 5.55 | 5.6 | 9.82
931 | 132 | 0.132 | 10% | 0.1452 | 53 | 106 | 1.95 | 29 | 5 | 24 | 77 | 2.9 | 9.3 | 9.85 | 16.25
932 | 180 | 0.18 | 15% | 0.207 | 69 | 151 | 2.78 | 41 | 7.06 | 28 | 110 | 3.38 | 13.28 | 13.22 | 23.12
933 | 1000 | 1 | 0% | 1 | 333 | 730 | 13.42 | 200 | 34.46 | 133 | 530 | 16.06 | 63.98 | 63.94 | 111.86
934 | 55 | 0.055 | 40% | 0.077 | 26 | 56 | 1.03 | 15 | 2.58 | 11 | 41 | 1.33 | 4.95 | 4.94 | 8.56 | yes
935 | 1000 | 1 | 10% | 1.1 | 367 | 803 | 14.76 | 220 | 37.9 | 147 | 583 | 17.75 | 70.38 | 70.41 | 123.04
936 | 125 |  | 0% | 0 | 0 | 0 | 0 | 0 | 0 | 0 | 0 | 0 | 0 | 9.8765 | 0
937 | 528 | 0.528 | 0% | 0.528 | 176 | 385 | 7.09 | 106 | 18.26 | 70 | 279 | 8.45 | 33.68 | 33.8 | 59.03
938 | 360 | 0.36 | 0% | 0.36 | 120 | 263 | 4.83 | 72 | 12.41 | 48 | 191 | 5.79 | 23.06 | 23.03 | 40.3
939 | 150 | 0.15 | 0% | 0.15 | 50 | 110 | 2.01 | 30 | 5.17 | 20 | 80 | 2.41 | 9.66 | 9.59 | 16.84 | yes
940 | 675 | 0.675 | 0% | 0.675 | 225 | 493 | 9.06 | 135 | 23.26 | 90 | 358 | 10.86 | 43.22 | 43.18 | 75.54
941 | 7440 | 7.44 | 0% | 7.44 | 2480 | 5431 | 99.85 | 1488 | 256.37 | 992 | 3943 | 119.76 | 476 | 475.98 | 832.22
942 | 2200 | 2.2 | 0% | 2.2 | 733 | 1606 | 29.52 | 440 | 75.81 | 293 | 1166 | 35.37 | 140.76 | 140.7 | 246.09
943 | 1290 | 1.29 | 0% | 1.29 | 430 | 942 | 17.31 | 258 | 44.45 | 172 | 684 | 20.76 | 82.57 | 82.52 | 144.33
944 | 200 | 0.2 | 0% | 0.2 | 67 | 146 | 2.68 | 40 | 6.89 | 27 | 106 | 3.26 | 12.8 | 12.83 | 22.37
945 | 1380 | 1.38 | 0% | 1.38 | 2 | 1007 | 18.52 | 2 | 0.34 | 0 | 1005 | 0 | 121.32 | 18.86 | 140.18
946 | 1800 | 1.8 | 10% | 1.98 | 660 | 1445 | 26.57 | 396 | 68.23 | 264 | 1049 | 31.87 | 126.64 | 126.67 | 221.44
947 | 300 | 0.3 | 0% | 0.3 | 4 | 219 | 4.03 | 4 | 0.69 | 0 | 215 | 0 | 25.95 | 4.72 | 30.67
948 | 1344 | 1.344 | 0% | 1.344 | 448 | 981 | 18.04 | 269 | 46.35 | 179 | 712 | 21.61 | 85.95 | 86 | 150.34
949 | 75 | 0.075 | 0% | 0.075 | 25 | 55 | 1.01 | 15 | 2.58 | 10 | 40 | 1.21 | 4.83 | 4.8 | 8.42
950 | 1440 | 1.44 | 0% | 1.44 | 480 | 1051 | 19.33 | 288 | 49.62 | 192 | 763 | 23.18 | 92.11 | 92.13 | 161.06 | yes
951 | 2000 | 2 | 0% | 2 | 667 | 1460 | 26.84 | 400 | 68.92 | 267 | 1060 | 32.23 | 127.96 | 127.99 | 223.72
952 | 1119 | 1.119 | 0% | 1.119 | 0 | 0 | 15.02 | 0 | 0 | 0 | 0 | 0 | 0 | 15.02 | 15.02
953 | 1548 | 1.548 | 0% | 1.548 | 516 | 1130 | 20.77 | 310 | 53.41 | 206 | 820 | 24.87 | 98.99 | 99.05 | 173.17 | yes
954 | 175 |  | 0% | 0 | 0 | 0 | 0 | 0 | 0 | 0 | 0 | 0 | 0 | 8.1301 | 0
955 | 100 |  | 0% | 0 | 0 | 0 | 0 | 0 | 0 | 0 | 0 | 0 | 0 | 8.2048 | 0
956 | 250 | 0.25 | 0% | 0.25 | 83 | 183 | 3.36 | 50 | 8.61 | 33 | 133 | 3.98 | 16.06 | 15.95 | 28.03 | yes
957 | 90 | 0.09 | 10% | 0.099 | 33 | 72 | 1.33 | 20 | 3.45 | 13 | 52 | 1.57 | 6.28 | 6.35 | 11.06
958 | 850 | 0.85 | 0% | 0.85 | 283 | 621 | 11.41 | 170 | 29.29 | 113 | 451 | 13.64 | 54.45 | 54.34 | 95.15
959 | 980 | 0.98 | 0% | 0.98 | 327 | 715 | 13.15 | 196 | 33.77 | 131 | 519 | 15.81 | 62.65 | 62.73 | 109.57
960 | 2400 | 2.4 | 0% | 2.4 | 800 | 1752 | 32.21 | 480 | 82.7 | 320 | 1272 | 38.63 | 153.56 | 153.54 | 268.47 | yes
961 | 5 | 0.005 | 0% | 0.005 | 2 | 4 | 0.07 | 1 | 0.17 | 1 | 3 | 0.12 | 0.36 | 0.36 | 0.6
962 | 100 | 0.1 | 0% | 0.1 | 0 | 73 | 1.34 | 0 | 0 | 0 | 73 | 0 | 8.81 | 1.34 | 10.15
963 | 249 | 0.249 | 0% | 0.249 | 1 | 182 | 3.34 | 1 | 0.17 | 0 | 181 | 0 | 21.85 | 3.51 | 25.36
964 | 319 | 0.319 | 10% | 0.3509 | 117 | 256 | 4.71 | 70 | 12.06 | 47 | 186 | 5.67 | 22.45 | 22.44 | 39.22
965 | 2420 | 2.42 | 0% | 2.42 | 807 | 1767 | 32.48 | 484 | 83.39 | 323 | 1283 | 38.99 | 154.88 | 154.86 | 270.75
966 | 6500 | 6.5 | 0% | 6.5 | 845 | 4745 | 87.23 | 845 | 145.59 | 0 | 3900 | 0 | 470.81 | 232.82 | 703.63
967 | 2500 | 2.5 | 0% | 2.5 | 833 | 1320 | 33.55 | 500 | 86.15 | 333 | 820 | 40.2 | 98.99 | 159.9 | 218.69 | yes
968 | 473 | 0.473 | 0% | 0.473 | 158 | 345 | 6.35 | 95 | 16.37 | 63 | 250 | 7.61 | 30.18 | 30.33 | 52.9
969 | 1488 | 1.488 | 0% | 1.488 | 496 | 1086 | 19.97 | 298 | 51.34 | 198 | 788 | 23.9 | 95.13 | 95.21 | 166.44
970 | 3200 | 3.2 | 0% | 3.2 | 1067 | 2336 | 42.95 | 640 | 110.27 | 427 | 1696 | 51.55 | 204.74 | 204.77 | 357.96
971 | 49 | 0.049 | 0% | 0.049 | 16 | 36 | 0.66 | 10 | 1.72 | 6 | 26 | 0.72 | 3.14 | 3.1 | 5.52
972 | 25 | 0.025 | 0% | 0.025 | 8 | 18 | 0.34 | 5 | 0.86 | 3 | 13 | 0.36 | 1.57 | 1.56 | 2.77
973 | 180 | 0.18 | 10% | 0.198 | 66 | 145 | 2.66 | 40 | 6.89 | 26 | 105 | 3.14 | 12.68 | 12.69 | 22.23
974 | 700 | 0.7 | 9.5% | 0.7665 | 256 | 560 | 10.29 | 153 | 26.36 | 103 | 407 | 12.43 | 49.13 | 49.08 | 85.78
975 | 324 | 0.324 | 0% | 0.324 | 108 | 237 | 4.35 | 65 | 11.2 | 43 | 172 | 5.19 | 20.76 | 20.74 | 36.31
976 | 300 | 0.3 | 0% | 0.3 | 46 | 219 | 4.03 | 46 | 7.93 | 0 | 173 | 0 | 20.88 | 11.96 | 32.84
977 | 50 | 0.05 | 0% | 0.05 | 17 | 37 | 0.67 | 10 | 1.72 | 7 | 27 | 0.85 | 3.26 | 3.24 | 5.65 | yes
978 | 648 | 0.648 | 0% | 0.648 | 126 | 473 | 8.7 | 126 | 21.71 | 0 | 347 | 0 | 41.89 | 30.41 | 72.3
979 | 1100 | 1.1 | 0% | 1.1 | 367 | 803 | 14.76 | 220 | 37.9 | 147 | 583 | 17.75 | 70.38 | 70.41 | 123.04
980 | 2148 | 2.148 | 0% | 2.148 | 716 | 1568 | 28.83 | 430 | 74.09 | 286 | 1138 | 34.53 | 137.38 | 137.45 | 240.3
981 | 216 | 0.216 | 0% | 0.216 | 72 | 158 | 2.9 | 43 | 7.41 | 29 | 115 | 3.5 | 13.88 | 13.81 | 24.19 | yes
982 | 400 | 0.4 | 0% | 0.4 | 85 | 292 | 5.37 | 80 | 13.78 | 5 | 212 | 0.6 | 25.59 | 19.75 | 44.74
983 | 420 | 0.42 | 0% | 0.42 | 140 | 307 | 5.64 | 84 | 14.47 | 56 | 223 | 6.76 | 26.92 | 26.87 | 47.03
984 | 746 | 0.746 | 0% | 0.746 | 42 | 545 | 10.01 | 42 | 7.24 | 0 | 503 | 0 | 60.72 | 17.25 | 77.97
985 | 1200 | 1.2 | 0% | 1.2 | 400 | 876 | 16.1 | 240 | 41.35 | 160 | 636 | 19.32 | 76.78 | 76.77 | 134.23
986 | 2300 | 2.3 | 0% | 2.3 | 10 | 1679 | 30.87 | 10 | 1.72 | 0 | 1669 | 0 | 201.48 | 32.59 | 234.07
987 | 1990 | 1.99 | 0% | 1.99 | 663 | 1453 | 26.71 | 398 | 68.57 | 265 | 1055 | 31.99 | 127.36 | 127.27 | 222.64 | yes
988 | 160 | 0.16 | 10% | 0.176 | 27 | 128 | 2.36 | 27 | 4.65 | 0 | 101 | 0 | 12.19 | 7.01 | 19.2
989 | 624 | 0.624 | 0% | 0.624 | 208 | 456 | 8.37 | 125 | 21.54 | 83 | 331 | 10.02 | 39.96 | 39.93 | 69.87
990 | 745 | 0.745 | 0% | 0.745 | 218 | 544 | 10 | 149 | 25.67 | 69 | 395 | 8.33 | 47.68 | 44 | 83.35
991 | 5000 | 5 | 0% | 5 | 1667 | 3650 | 67.1 | 1000 | 172.29 | 667 | 2650 | 80.52 | 319.91 | 319.91 | 559.3
992 | 100 | 0.1 | 0% | 0.1 | 33 | 73 | 1.34 | 20 | 3.45 | 13 | 53 | 1.57 | 6.4 | 6.36 | 11.19 | yes
993 | 200 | 0.2 | 0% | 0.2 | 40 | 146 | 2.68 | 40 | 6.89 | 0 | 106 | 0 | 12.8 | 9.57 | 22.37
994 | 1650 | 1.65 | 0% | 1.65 | 550 | 1205 | 22.14 | 330 | 56.86 | 220 | 875 | 26.56 | 105.63 | 105.56 | 184.63
995 | 336 | 0.336 | 0% | 0.336 | 112 | 245 | 4.51 | 67 | 11.54 | 45 | 178 | 5.43 | 21.49 | 21.48 | 37.54 | yes
996 | 336 | 0.336 | 0% | 0.336 | 112 | 245 | 4.51 | 67 | 11.54 | 45 | 178 | 5.43 | 21.49 | 21.48 | 37.54
997 | 500 | 0.5 | 0% | 0.5 | 167 | 365 | 6.71 | 100 | 17.23 | 67 | 265 | 8.09 | 31.99 | 32.03 | 55.93
998 | 764 | 0.764 | 17.25% | 0.89579 | 299 | 654 | 12.02 | 179 | 30.84 | 120 | 475 | 14.49 | 57.34 | 57.35 | 100.2
999 | 144 | 0.144 | 0% | 0.144 | 48 | 105 | 1.93 | 29 | 5 | 19 | 76 | 2.29 | 9.17 | 9.22 | 16.1 | yes
1000 | 86 | 0.086 | 36% | 0.11696 | 39 | 85 | 1.57 | 23 | 3.96 | 16 | 62 | 1.93 | 7.48 | 7.46 | 13.01
1001 | 720 | 0.72 | 25% | 0.9 | 300 | 657 | 12.08 | 180 | 31.01 | 120 | 477 | 14.49 | 57.58 | 57.58 | 100.67 | yes
1002 | 11104 | 11.104 | 10% | 12.2144 | 4087 | 8917 | 163.92 | 2443 | 420.91 | 1644 | 6474 | 198.46 | 781.55 | 783.29 | 1366.38
1003 | 825 | 0.825 | 20% | 0.99 | 330 | 723 | 13.29 | 198 | 34.11 | 132 | 525 | 15.94 | 63.38 | 63.34 | 110.78
1004 | 720 | 0.72 | 10% | 0.792 | 264 | 578 | 10.63 | 158 | 27.22 | 106 | 420 | 12.8 | 50.7 | 50.65 | 88.55
1005 | 680 | 0.68 | 10% | 0.748 | 249 | 546 | 10.04 | 150 | 25.84 | 99 | 396 | 11.95 | 47.81 | 47.83 | 83.69
1006 | 700 | 0.7 | 9.9% | 0.7693 | 256 | 562 | 10.32 | 154 | 26.53 | 102 | 408 | 12.31 | 49.25 | 49.16 | 86.1
1007 | 690 | 0.69 | 13.19% | 0.78101 | 260 | 570 | 10.48 | 156 | 26.88 | 104 | 414 | 12.55 | 49.98 | 49.91 | 87.34
1008 | 550 | 0.55 | 10% | 0.605 | 3 | 442 | 8.12 | 3 | 0.52 | 0 | 439 | 0 | 53 | 8.64 | 61.64
1009 | 200 | 0.2 | 10% | 0.22 | 73 | 161 | 2.95 | 44 | 7.58 | 29 | 117 | 3.5 | 14.12 | 14.03 | 24.65
1010 | 603 | 0.603 | 15% | 0.69345 | 253 | 380 | 9.31 | 139 | 23.95 | 114 | 241 | 13.76 | 29.09 | 47.02 | 62.35 | yes
1011 | 35 | 0.035 | 0% | 0.035 | 12 | 26 | 0.47 | 7 | 1.21 | 5 | 19 | 0.6 | 2.29 | 2.28 | 3.97
1012 | 408 | 0.408 | 10% | 0.4488 | 150 | 328 | 6.02 | 90 | 15.51 | 60 | 238 | 7.24 | 28.73 | 28.77 | 50.26
1013 | 395 | 0.395 | 10% | 0.4345 | 145 | 317 | 5.83 | 87 | 14.99 | 58 | 230 | 7 | 27.77 | 27.82 | 48.59
1014 | 180 | 0.18 | 10% | 0.198 | 66 | 145 | 2.66 | 40 | 6.89 | 26 | 105 | 3.14 | 12.68 | 12.69 | 22.23
1015 | 5844 | 5.844 | 28.6% | 7.5154 | 2505 | 5486 | 100.86 | 1503 | 258.95 | 1002 | 3983 | 120.96 | 480.83 | 480.77 | 840.64
1016 | 875 | 0.875 | 28.5% | 1.1244 | 375 | 821 | 15.09 | 225 | 38.77 | 150 | 596 | 18.11 | 71.95 | 71.97 | 125.81
1017 | 100 | 0.1 | 10% | 0.11 | 37 | 80 | 1.48 | 22 | 3.79 | 15 | 58 | 1.81 | 7 | 7.08 | 12.27
1018 | 300 | 0.3 | 10% | 0.33 | 120 | 241 | 4.43 | 66 | 11.37 | 54 | 175 | 6.52 | 21.13 | 22.32 | 36.93
1019 | 228 | 0.228 | 10% | 0.2508 | 84 | 183 | 3.37 | 50 | 8.61 | 34 | 133 | 4.1 | 16.06 | 16.08 | 28.04 | yes
1020 | 320 | 0.32 | 10% | 0.352 | 117 | 257 | 4.72 | 70 | 12.06 | 47 | 187 | 5.67 | 22.57 | 22.45 | 39.35
1021 | 1955 | 1.955 | 0% | 1.955 | 652 | 1427 | 26.24 | 391 | 67.37 | 261 | 1036 | 31.51 | 125.07 | 125.12 | 218.68
1022 | 75 | 0.075 | 20% | 0.09 | 30 | 66 | 1.21 | 18 | 3.1 | 12 | 48 | 1.45 | 5.79 | 5.76 | 10.1
1023 | 1640 | 1.64 | 0% | 1.64 | 546 | 1197 | 22.01 | 328 | 56.51 | 218 | 869 | 26.32 | 104.91 | 104.84 | 183.43
1024 | 390 | 0.39 | 10% | 0.429 | 143 | 313 | 5.76 | 86 | 14.82 | 57 | 227 | 6.88 | 27.4 | 27.46 | 47.98
1025 | 300 | 0.3 | 10% | 0.33 | 110 | 241 | 4.43 | 66 | 11.37 | 44 | 175 | 5.31 | 21.13 | 21.11 | 36.93
1026 | 440 | 0.44 | 10% | 0.484 | 161 | 353 | 6.5 | 97 | 16.71 | 64 | 256 | 7.73 | 30.9 | 30.94 | 54.11
1027 | 210 | 0.21 | 10% | 0.231 | 42 | 169 | 3.1 | 42 | 7.24 | 0 | 127 | 0 | 15.33 | 10.34 | 25.67
1028 | 840 | 0.84 | 10% | 0.924 | 308 | 675 | 12.4 | 185 | 31.87 | 123 | 490 | 14.85 | 59.15 | 59.12 | 103.42
1029 | 80 | 0.08 | 10% | 0.088 | 16 | 64 | 1.18 | 16 | 2.76 | 0 | 48 | 0 | 5.79 | 3.94 | 9.73
1030 | 1032 | 1.032 | 10% | 1.1352 | 378 | 829 | 15.23 | 227 | 39.11 | 151 | 602 | 18.23 | 72.67 | 72.57 | 127.01
1031 | 516 | 0.516 | 10% | 0.5676 | 189 | 414 | 7.62 | 114 | 19.64 | 75 | 300 | 9.05 | 36.22 | 36.31 | 63.48
1032 | 216 | 0.216 | 10% | 0.2376 | 79 | 173 | 3.19 | 48 | 8.27 | 31 | 125 | 3.74 | 15.09 | 15.2 | 26.55 | yes
1033 | 375 | 0.375 | 10% | 0.4125 | 138 | 301 | 5.54 | 83 | 14.3 | 55 | 218 | 6.64 | 26.32 | 26.48 | 46.16
1034 | 560 | 0.56 | 10% | 0.616 | 205 | 450 | 8.27 | 123 | 21.19 | 82 | 327 | 9.9 | 39.48 | 39.36 | 68.94
1035 | 350 | 0.35 | 0% | 0.35 | 128 | 256 | 4.7 | 70 | 12.06 | 58 | 186 | 7 | 22.45 | 23.76 | 39.21
1036 | 300 | 0.3 | 14.67% | 0.34401 | 115 | 251 | 4.62 | 69 | 11.89 | 46 | 182 | 5.55 | 21.97 | 22.06 | 38.48
1037 | 585 | 0.585 | 33.33% | 0.77998 | 260 | 569 | 10.47 | 156 | 26.88 | 104 | 413 | 12.55 | 49.86 | 49.9 | 87.21
1038 | 360 | 0.36 | 11.11% | 0.4 | 133 | 292 | 5.37 | 80 | 13.78 | 53 | 212 | 6.4 | 25.59 | 25.55 | 44.74
1039 | 672 | 0.672 | 19.05% | 0.80002 | 267 | 584 | 10.74 | 160 | 27.57 | 107 | 424 | 12.92 | 51.19 | 51.23 | 89.5
1040 | 140 | 0.14 | 20% | 0.168 | 56 | 123 | 2.25 | 34 | 5.86 | 22 | 89 | 2.66 | 10.74 | 10.77 | 18.85
1041 | 570 | 0.57 | 10% | 0.627 | 209 | 458 | 8.41 | 125 | 21.54 | 84 | 333 | 10.14 | 40.2 | 40.09 | 70.15 | yes
1042 | 1320 | 1.32 | 4.7% | 1.382 | 461 | 1009 | 18.55 | 276 | 47.55 | 185 | 733 | 22.33 | 88.49 | 88.43 | 154.59
1043 | 1300 | 1.3 | 35.17% | 1.7572 | 586 | 1283 | 23.58 | 351 | 60.47 | 235 | 932 | 28.37 | 112.51 | 112.42 | 196.56
1044 | 340 | 0.34 | 8.82% | 0.36999 | 123 | 270 | 4.97 | 74 | 12.75 | 49 | 196 | 5.92 | 23.66 | 23.64 | 41.38
1045 | 720 | 0.72 | 14.44% | 0.82397 | 275 | 601 | 11.06 | 165 | 28.43 | 110 | 436 | 13.28 | 52.63 | 52.77 | 92.12
1046 | 360 | 0.36 | 14.44% | 0.41198 | 137 | 301 | 5.53 | 82 | 14.13 | 55 | 219 | 6.64 | 26.44 | 26.3 | 46.1
1047 |  | 0 | 0% | 0 | 0 | 0 | 0 | 0 | 0 | 0 | 0 | 0 | 0 | 17.9378 | 0
1048 | 320 | 0.32 | 11.5% | 0.3568 | 119 | 260 | 4.79 | 71 | 12.23 | 48 | 189 | 5.79 | 22.82 | 22.81 | 39.84
1049 | 150 | 0.15 | 20% | 0.18 | 60 | 131 | 2.42 | 36 | 6.2 | 24 | 95 | 2.9 | 11.47 | 11.52 | 20.09
1050 | 400 | 0.4 | 10% | 0.44 | 147 | 321 | 5.9 | 88 | 15.16 | 59 | 233 | 7.12 | 28.13 | 28.18 | 49.19 | yes
| 380 | 0.38 | 21.58% | 0.462 | 154 | 337 | 6.2 | 92 | 15.85 | 62 | 245 | 7.48 | 29.58 | 29.53 | 51.63
| 510 | 0.51 | 17.65% | 0.60001 | 200 | 438 | 8.05 | 120 | 20.68 | 80 | 318 | 9.66 | 38.39 | 38.39 | 67.12
| 145 | 0.145 | 19.31% | 0.173 | 58 | 126 | 2.32 | 35 | 6.03 | 23 | 91 | 2.78 | 10.99 | 11.13 | 19.34
| 400 | 0.4 | 21.75% | 0.487 | 162 | 356 | 6.54 | 97 | 16.71 | 65 | 259 | 7.85 | 31.27 | 31.1 | 54.52
1051 | 1435 |  |  |  | 574 | [8 empty] | 110.15
1052 | 180 | 0.18 | 21.67% | 0.21901 | 73 | 160 | 2.94 | 44 | 7.58 | 29 | 116 | 3.5 | 14 | 14.02 | 24.52 | yes
| 3960 | 3.96 | 14.55% | 4.5362 | 1512 | 3311 | 60.88 | 907 | 156.27 | 605 | 2404 | 73.04 | 290.21 | 290.19 | 507.36
| 765 | 0.765 | 20% | 0.918 | 306 | 670 | 12.32 | 184 | 31.7 | 122 | 486 | 14.73 | 58.67 | 58.75 | 102.69
1054 | 4725 |  |  |  | 1818 | [8 empty] | 348.94
1055 | 90 | 0.09 | 0% | 0.09 | 30 | 66 | 1.21 | 18 | 3.1 | 12 | 48 | 1.45 | 5.79 | 5.76 | 10.1 | yes
1056 | 4608 | 4.608 | 0% | 4.608 | 1536 | 3364 | 61.84 | 922 | 158.85 | 614 | 2442 | 74.12 | 294.8 | 294.81 | 515.49
1057 | 1260 | 1.26 | 3.8% | 1.3079 | 436 | 955 | 17.55 | 262 | 45.14 | 174 | 693 | 21.01 | 83.66 | 83.7 | 146.35
1058 | 3432 | 3.432 | 0% | 3.432 | 1144 | 2505 | 46.06 | 686 | 118.19 | 458 | 1819 | 55.29 | 219.59 | 219.54 | 383.84
1059 | 660 | 0.66 | 14.55% | 0.75603 | 252 | 552 | 10.15 | 151 | 26.02 | 101 | 401 | 12.19 | 48.41 | 48.36 | 84.58
1060 | 320 | 0.32 | 16.25% | 0.372 | 124 | 272 | 4.99 | 74 | 12.75 | 50 | 198 | 6.04 | 23.9 | 23.78 | 41.64
1061 | 950 | 0.95 | 21.58% | 1.155 | 385 | 843 | 15.5 | 231 | 39.8 | 154 | 612 | 18.59 | 73.88 | 73.89 | 129.18
1062 | 228 | 0.228 | 30% | 0.2964 | 99 | 216 | 3.98 | 59 | 10.17 | 40 | 157 | 4.83 | 18.95 | 18.98 | 33.1
1063 | 510 | 0.51 | 17.65% | 0.60001 | 200 | 438 | 8.05 | 120 | 20.68 | 80 | 318 | 9.66 | 38.39 | 38.39 | 67.12
1064 | 40 | 0.04 | 0% | 0.04 | 13 | 29 | 0.54 | 8 | 1.38 | 5 | 21 | 0.6 | 2.54 | 2.52 | 4.46
1065 | 440 | 0.44 | 22.73% | 0.54001 | 180 | 394 | 7.25 | 108 | 18.61 | 72 | 286 | 8.69 | 34.53 | 34.55 | 60.39
1066 | 550 | 0.55 | 11.64% | 0.61402 | 205 | 448 | 8.24 | 123 | 21.19 | 82 | 325 | 9.9 | 39.23 | 39.33 | 68.66
1067 | 200 | 0.2 | 10% | 0.22 | 73 | 161 | 2.95 | 44 | 7.58 | 29 | 117 | 3.5 | 14.12 | 14.03 | 24.65
1068 | 880 | 0.88 | 14.55% | 1.008 | 336 | 736 | 13.53 | 202 | 34.8 | 134 | 534 | 16.18 | 64.46 | 64.51 | 112.79
1069 | 5004 | 5.004 | 0% | 5.004 | 1668 | 3653 | 67.16 | 1001 | 172.46 | 667 | 2652 | 80.52 | 320.15 | 320.14 | 559.77
1070 | 720 | 0.72 | 10.83% | 0.79798 | 266 | 583 | 10.71 | 160 | 27.57 | 106 | 423 | 12.8 | 51.06 | 51.08 | 89.34
1071 | 825 | 0.825 | 23.64% | 1.02 | 340 | 745 | 13.69 | 204 | 35.15 | 136 | 541 | 16.42 | 65.31 | 65.26 | 114.15
1072 | 624 | 0.624 | 16.67% | 0.72802 | 243 | 531 | 9.77 | 146 | 25.15 | 97 | 385 | 11.71 | 46.48 | 46.63 | 81.4
| 84 | 0.084 | 0% | 0.084 | 28 | 61 | 1.13 | 17 | 2.93 | 11 | 44 | 1.33 | 5.31 | 5.39 | 9.37
| 350 | 0.35 | 23.43% | 0.432 | 144 | 315 | 5.8 | 86 | 14.82 | 58 | 229 | 7 | 27.65 | 27.62 | 48.27
1073 | 434 |  |  |  | 172 | [8 empty] | 33.01
1075 | 1320 | 1.32 | 9.09% | 1.44 | 480 | 1051 | 19.33 | 288 | 49.62 | 192 | 763 | 23.18 | 92.11 | 92.13 | 161.06
| 120 | 0.12 | 14.55% | 0.13746 | 46 | 100 | 1.84 | 27 | 4.65 | 19 | 73 | 2.29 | 8.81 | 8.78 | 15.3
| 300 | 0.3 | 14.55% | 0.34365 | 115 | 251 | 4.61 | 69 | 11.89 | 46 | 182 | 5.55 | 21.97 | 22.05 | 38.47
| 170 | 0.17 | 14.55% | 0.19474 | 65 | 142 | 2.61 | 39 | 6.72 | 26 | 103 | 3.14 | 12.43 | 12.47 | 21.76
1076 | 590 |  |  |  | 226 | [8 empty] | 43.3
1077 | 700 | 0.7 | 9.71% | 0.76797 | 256 | 561 | 10.31 | 154 | 26.53 | 102 | 407 | 12.31 | 49.13 | 49.15 | 85.97
1078 | 1870 | 1.87 | 23% | 2.3001 | 767 | 1679 | 30.87 | 460 | 79.25 | 307 | 1219 | 37.06 | 147.16 | 147.18 | 257.28
1079 | 600 | 0.6 | 12% | 0.672 | 224 | 491 | 9.02 | 134 | 23.09 | 90 | 357 | 10.86 | 43.1 | 42.97 | 75.21
1080 | 384 | 0.384 | 20.3% | 0.46195 | 154 | 337 | 6.2 | 92 | 15.85 | 62 | 245 | 7.48 | 29.58 | 29.53 | 51.63
| 52 | 0.052 | 10% | 0.0572 | 19 | 42 | 0.77 | 11 | 1.9 | 8 | 31 | 0.97 | 3.74 | 3.64 | 6.41
| 50 | 0.05 | 10% | 0.055 | 18 | 40 | 0.74 | 11 | 1.9 | 7 | 29 | 0.85 | 3.5 | 3.49 | 6.14
1081 | 102 |  |  |  | 37 | [8 empty] | 7.13
1082 | 1320 | 1.32 | 14.55% | 1.5121 | 504 | 1104 | 20.29 | 302 | 52.03 | 202 | 802 | 24.39 | 96.82 | 96.71 | 169.14
1083 | 450 | 0.45 | 10% | 0.495 | 165 | 361 | 6.64 | 99 | 17.06 | 66 | 262 | 7.97 | 31.63 | 31.67 | 55.33
1084 | 162 | 0.162 | 10% | 0.1782 | 59 | 130 | 2.39 | 36 | 6.2 | 23 | 94 | 2.78 | 11.35 | 11.37 | 19.94
1085 | 425 | 0.425 | 10% | 0.4675 | 156 | 341 | 6.27 | 94 | 16.2 | 62 | 247 | 7.48 | 29.82 | 29.95 | 52.29
1086 | 720 | 0.72 | 10% | 0.792 | 264 | 578 | 10.63 | 158 | 27.22 | 106 | 420 | 12.8 | 50.7 | 50.65 | 88.55
1087 | 1200 | 1.2 | 20% | 1.44 | 480 | 1051 | 19.33 | 288 | 49.62 | 192 | 763 | 23.18 | 92.11 | 92.13 | 161.06
1088 | 1800 | 1.8 | 14% | 2.052 | 684 | 1498 | 27.54 | 410 | 70.64 | 274 | 1088 | 33.08 | 131.34 | 131.26 | 229.52
1089 | 1800 | 1.8 | 0% | 1.8 | 600 | 1314 | 24.16 | 360 | 62.03 | 240 | 954 | 28.97 | 115.17 | 115.16 | 201.36
1090 | 792 | 0.792 | 0% | 0.792 | 264 | 578 | 10.63 | 158 | 27.22 | 106 | 420 | 12.8 | 50.7 | 50.65 | 88.55
| 800 | 0.8 | 0% | 0.8 | 267 | 584 | 10.74 | 160 | 27.57 | 107 | 424 | 12.92 | 51.19 | 51.23 | 89.5
| 720 | 0.72 | 0% | 0.72 | 240 | 526 | 9.66 | 144 | 24.81 | 96 | 382 | 11.59 | 46.12 | 46.06 | 80.59 | yes
1091 | 1520 |  |  |  |  | 793 | [8 empty] | 131.82
1092 | 2400 | 2.4 | 0% | 2.4 | 58 | 1752 | 32.21 | 58 | 9.99 | 0 | 1694 | 0 | 204.5 | 42.2 | 246.7
1093 | 120 | 0.12 | 10% | 0.132 | 44 | 96 | 1.77 | 26 | 4.48 | 18 | 70 | 2.17 | 8.45 | 8.42 | 14.7
1094 | 540 | 0.54 | 0% | 0.54 | 180 | 394 | 7.25 | 108 | 18.61 | 72 | 286 | 8.69 | 34.53 | 34.55 | 60.39
393 | 75 | 0.075 | 0% | 0.075 | 25 | 55 | 1.01 | 15 | 2.58 | 10 | 40 | 1.21 | 4.83 | 4.8 | 8.42
394 | 900 | 0.9 | 0% | 0.9 | 300 | 657 | 12.08 | 180 | 31.01 | 120 | 477 | 14.49 | 57.58 | 57.58 | 100.67 | yes
| 12 | 0.012 | 0% | 0.012 | 4 | 9 | 0.16 | 2 | 0.34 | 2 | 7 | 0.24 | 0.85 | 0.74 | 1.35 | yes
395 | 125 | 0.125 | 0% | 0.125 | 38 | 91 | 1.68 | 25 | 4.31 | 13 | 66 | 1.57 | 7.97 | 7.56 | 13.96
[5 empty] | 47 |  | 0 | 0 | 0 | 47 | 0 | 5.67 | 0 | 8.91 | 0
| 24 | 0.024 | 0% | 0.024 | 8 | 18 | 0.32 | 5 | 0.86 | 3 | 13 | 0.36 | 1.57 | 1.54 | 2.75 | yes
| 100 | 0.1 | 0% | 0.1 | 30 | 73 | 1.34 | 20 | 3.45 | 10 | 53 | 1.21 | 6.4 | 6 | 11.19
396 |  |  |  |  | 48 |  | 0 | 0 | 0 | 48 | 0 | 5.79 | 0 | 8.75 | 0
| 800 | 0.8 | 10% | 0.88 | 293 | 642 | 11.81 | 176 | 30.32 | 117 | 466 | 14.12 | 56.26 | 56.25 | 98.39
| 300 | 0.3 | 10% | 0.33 | 110 | 241 | 4.43 | 66 | 11.37 | 44 | 175 | 5.31 | 21.13 | 21.11 | 36.93
353 | 1100 |  |  |  | 403 |  | 0 | 0 | 0 | 403 | 0 | 48.65 | 0 | 77.36 | 0
| 650 | 0.65 | 0% | 0.65 | 217 | 475 | 8.72 | 130 | 22.4 | 87 | 345 | 10.5 | 41.65 | 41.62 | 72.77
| 160 | 0.16 | 0% | 0.16 | 65 | 117 | 2.15 | 32 | 5.51 | 33 | 85 | 3.98 | 10.26 | 11.64 | 17.92
387 | 810 |  |  |  |  | 540 | 0 | 0 | 0 | 0 | 540 | 0 | 65.19 | 0 | 84.41 | yes
| 871 | 0.871 | 0% | 0.871 | 290 | 636 | 11.69 | 174 | 29.98 | 116 | 462 | 14 | 55.77 | 55.67 | 97.44
| 160 | 0.16 | 0% | 0.16 | 64 | 117 | 2.15 | 32 | 5.51 | 32 | 85 | 3.86 | 10.26 | 11.52 | 17.92
378 | 1031 |  |  |  |  | 700 | 0 | 0 | 0 | 0 | 700 | 0 | 84.5 | 0 | 108.96 | yes
| 660 | 0.66 | 21.74% | 0.80348 | 268 | 587 | 10.78 | 161 | 27.74 | 107 | 426 | 12.92 | 51.43 | 51.44 | 89.95
| 60 | 0.06 | 21.74% | 0.073044 | 24 | 53 | 0.98 | 15 | 2.58 | 9 | 38 | 1.09 | 4.59 | 4.65 | 8.15
| 30 | 0.03 | 21.74% | 0.036522 | 12 | 27 | 0.49 | 7 | 1.21 | 5 | 20 | 0.6 | 2.41 | 2.3 | 4.11
1095 | 690 |  |  |  | 304 |  | 0 | 0 | 0 | 304 | 0 | 36.7 | 0 | 58.39 | 0
| 2090 | 2.09 | 20% | 2.508 | 836 | 1831 | 33.66 | 502 | 86.49 | 334 | 1329 | 40.32 | 160.44 | 160.47 | 280.59
| 75 | 0.075 | 20% | 0.09 | 30 | 66 | 1.21 | 18 | 3.1 | 12 | 48 | 1.45 | 5.79 | 5.76 | 10.1
1096 | 2165 |  |  |  | 866 |  | 0 | 0 | 0 | 866 | 0 | 104.54 | 0 | 166.23 | 0
1097 | 300 | 0.3 | 14.67% | 0.34401 | 115 | 251 | 4.62 | 69 | 11.89 | 46 | 182 | 5.55 | 21.97 | 22.06 | 38.48
1098 | 375 | 0.375 | 5.6% | 0.396 | 132 | 289 | 5.31 | 79 | 13.61 | 53 | 210 | 6.4 | 25.35 | 25.32 | 44.27
1099 | 0 | 0 | 0% | 0 | 0 | 0 | 0 | 0 | 0 | 0 | 0 | 0 | 0 | 21.9953 | 0
1100 | 500 | 0.5 | 0% | 0.5 | 100 | 365 | 6.71 | 100 | 17.23 | 0 | 265 | 0 | 31.99 | 23.94 | 55.93
1101 | 2486 | 2.486 | 0% | 2.486 | 829 | 1815 | 33.36 | 497 | 85.63 | 332 | 1318 | 40.08 | 159.11 | 159.07 | 278.1 | yes
1102 | 5.4 | 0.0054 | 0% | 0.0054 | 2 | 4 | 0.07 | 1 | 0.17 | 1 | 3 | 0.12 | 0.36 | 0.36 | 0.6 | yes
1103 | 280 | 0.28 | 0% | 0.28 | 93 | 204 | 3.76 | 56 | 9.65 | 37 | 148 | 4.47 | 17.87 | 21.9953 | 31.28
1104 | 1000 | 1 | 0% | 1 | 240 | 730 | 13.42 | 200 | 34.46 | 40 | 530 | 4.83 | 63.98 | 52.71 | 111.86
834 | 595 | 0.595 | 0% | 0.595 | 143 | 344 | 7.99 | 119 | 20.5 | 24 | 225 | 2.9 | 27.16 | 31.39 | 54 | yes
1109 | 660 | 0.66 | 12.7% | 0.74382 | 248 | 543 | 9.98 | 149 | 25.67 | 99 | 394 | 11.95 | 47.56 | 47.6 | 83.21
1108 | 204 | 0.204 | 16.05% | 0.23674 | 79 | 173 | 3.18 | 47 | 8.1 | 32 | 126 | 3.86 | 15.21 | 15.14 | 26.49 | yes
1106 | 64.97 | 5 | 12.65 | 0.95 | 0 | 13.6
1105 | 1547.6 | 129 | 12.65 | 24.41 | 0 | 37.06
1110 | 20 | 0.02 | 0% | 0.02 | 7 | 15 | 0.27 | 4 | 0.69 | 3 | 11 | 0.36 | 1.33 | 21.9953 | 13.89 | yes
| 1200 | 1.2 | 0% | 1.2 | 400 | 876 | 16.1 | 240 | 41.35 | 160 | 636 | 19.32 | 76.78 | 76.77 | 134.23
| 360 | 0.36 | 0% | 0.36 | 263 | 263 | 4.83 | 72 | 12.41 | 191 | 191 | 23.06 | 23.06 | 40.3 | 40.3
1111 |  |  |  |  | 663 | [8 empty] | 117.07
1112 | 660 | 0.66 | 0% | 0.66 | 220 | 482 | 8.86 | 132 | 22.74 | 88 | 350 | 10.62 | 42.25 | 42.22 | 73.85 | yes
1113 | 1680 | 1.68 | 12.69% | 1.8932 | 631 | 1382 | 25.41 | 379 | 65.3 | 252 | 1003 | 30.42 | 121.08 | 121.13 | 211.79 | yes
1114 | 700 | 0.7 | 10% | 0.77 | 257 | 562 | 10.33 | 154 | 26.53 | 103 | 408 | 12.43 | 49.25 | 49.29 | 86.11 | yes
| 3500 | 3.5 | 0% | 3.5 | 2555 | 2555 | 46.97 | 700 | 120.6 | 1855 | 1855 | 223.94 | 223.94 | 391.51 | 391.51
| 1000 | 1 | 0% | 1 | 304 | 730 | 13.42 | 200 | 34.46 | 104 | 530 | 12.55 | 63.98 | 60.43 | 111.86
| 500 | 0.5 | 0% | 0.5 | 213 | 365 | 6.71 | 100 | 17.23 | 113 | 265 | 13.64 | 31.99 | 37.58 | 55.93
1115 | 5000 |  |  |  | 517 | 1095 | [7 empty] | 98.01 | 167.79
1116 | 935 | 0.935 | 16.04% | 1.085 | 362 | 792 | 14.56 | 217 | 37.39 | 145 | 575 | 17.5 | 69.41 | 69.45 | 121.36
| 360 | 0.36 | 13.9% | 0.41004 | 137 | 299 | 5.5 | 82 | 14.13 | 55 | 217 | 6.64 | 26.2 | 26.27 | 45.83
| 70 | 0.07 | 18.6% | 0.08302 | 28 | 61 | 1.11 | 17 | 2.93 | 11 | 44 | 1.33 | 5.31 | 5.37 | 9.35
| 80 | 0.08 | 18.4% | 0.09472 | 32 | 69 | 1.27 | 19 | 3.27 | 13 | 50 | 1.57 | 6.04 | 6.11 | 10.58
| 1200 | 1.2 | 17.8% | 1.4136 | 471 | 1032 | 18.97 | 283 | 48.76 | 188 | 749 | 22.7 | 90.42 | 90.43 | 158.15
1117 | 1710 |  |  |  | 668 | [8 empty] | 128.18
1118 | 40 | 0.04 | 10% | 0.044 | 15 | 32 | 0.59 | 176 | 30.32 | 117 | 466 | 14.12 | 56.26 | 17.51 | 87.17
1119 | 3234 | 3.234 | 0% | 3.234 | 202 | 2361 | 43.4 | 202 | 34.8 | 0 | 2159 | 0 | 260.64 | 78.2 | 338.84
1120 | 120 | 0.12 | 21.67% | 0.146 | 49 | 107 | 1.96 | 29 | 5 | 20 | 78 | 2.41 | 9.42 | 9.37 | 16.38
1121 | 180 | 0.18 | 10% | 0.198 | 66 | 145 | 2.66 | 40 | 6.89 | 26 | 105 | 3.14 | 12.68 | 12.69 | 22.23
1122 | 82 | 0.082 | 0% | 0.082 | 27 | 60 | 1.1 | 16 | 2.76 | 11 | 44 | 1.33 | 5.31 | 21.9953 | 9.17
1123 | 110 | 0.11 | 0% | 0.11 | 37 | 80 | 1.48 | 22 | 3.79 | 15 | 58 | 1.81 | 7 | 7.08 | 12.27
1124 | 1200 | 1.2 | 5% | 1.26 | 420 | 920 | 16.91 | 252 | 43.42 | 168 | 668 | 20.28 | 80.64 | 80.61 | 140.97
1125 | 1200 | 1.2 | 21.6% | 1.4592 | 486 | 1065 | 19.58 | 292 | 50.31 | 194 | 773 | 23.42 | 93.32 | 93.31 | 163.21
1126 | 440.5 | 0.4405 | 21.6% | 0.53565 | 179 | 391 | 7.19 | 107 | 18.44 | 72 | 284 | 8.69 | 34.28 | 34.32 | 59.91
1127 | 2420 | 2.42 | 21.6% | 2.9427 | 981 | 2148 | 39.49 | 589 | 101.48 | 392 | 1559 | 47.32 | 188.2 | 188.29 | 329.17
1128 | 860 | 0.86 | 17.21% | 1.008 | 336 | 736 | 13.53 | 202 | 34.8 | 134 | 534 | 16.18 | 64.46 | 64.51 | 112.79
1129 | 4380 | 4.38 | 17.81% | 5.16 | 1720 | 3767 | 69.25 | 1032 | 177.81 | 688 | 2735 | 83.06 | 330.17 | 330.12 | 577.23
1130 | 1530 | 1.53 | 15% | 1.7595 | 587 | 1284 | 23.61 | 352 | 60.65 | 235 | 932 | 28.37 | 112.51 | 112.63 | 196.77
1131 | 425 | 0.425 | 15% | 0.48875 | 163 | 357 | 6.56 | 98 | 16.88 | 65 | 259 | 7.85 | 31.27 | 31.29 | 54.71
1132 | 240 | 0.24 | 10% | 0.264 | 88 | 193 | 3.54 | 53 | 9.13 | 35 | 140 | 4.23 | 16.9 | 16.9 | 29.57
1133 | 1890 | 1.89 | 10% | 2.079 | 693 | 1518 | 27.9 | 416 | 71.67 | 277 | 1102 | 33.44 | 133.03 | 133.01 | 232.6
1134 | 84 | 0.084 | 10% | 0.0924 | 31 | 67 | 1.24 | 18 | 3.1 | 13 | 49 | 1.57 | 5.92 | 5.91 | 21.9953
1135 | 420 | 0.42 | 10% | 0.462 | 98 | 337 | 6.2 | 92 | 15.85 | 6 | 245 | 0.72 | 29.58 | 22.77 | 51.63
| 1242 | 1.242 | 0% | 1.242 | 18 |  | 16.67 | 18 | 3.1 | 0 | -18 | 0 | -2.17 | 19.77 | 17.6
| 120 | 0.12 | 0% | 0.12 | 88 |  | 1.61 | 24 | 4.14 | 64 | -24 | 7.73 | -2.9 | 13.48 | 2.85
1136 | 1362 |  |  |  | 106 |  | 0 |  | 0 |  |  |  |  | 33.25 | 20.45
1137 | 17 | 0.017 | 0% | 0.017 | 12 | 12 | 0.23 | 3 | 0.52 | 9 | 9 | 1.09 | 1.09 | 1.84 | 1.84
1138 | 2316 | 2.316 | 10% | 2.5476 | 849 | 1860 | 34.19 | 510 | 87.87 | 339 | 1350 | 40.92 | 162.97 | 162.98 | 285.03
1139 | 1440 | 1.44 | 0% | 1.44 | 1051 | 1051 | 19.33 | 288 | 49.62 | 763 | 763 | 92.11 | 92.11 | 161.06 | 161.06
| 1920 | 1.92 | 10% | 2.112 | 1028 | 1542 | 28.34 | 422 | 72.71 | 606 | 1120 | 73.16 | 135.21 | 174.21 | 236.26
| 120 | 0.12 | 10% | 0.132 | 64 | 96 | 1.77 | 26 | 4.48 | 38 | 70 | 4.59 | 8.45 | 10.84 | 14.7
1140 | 2040 |  |  |  | 1092 | [8 empty] | 185.05
1141 | 2090 | 2.09 | 20.57% | 2.52 | 840 | 1840 | 33.82 | 504 | 86.84 | 336 | 1336 | 40.56 | 161.28 | 161.22 | 281.94
1142 | 2316 | 2.316 | 0% | 2.316 | 1691 | 1691 | 31.08 | 463 | 79.77 | 1228 | 1228 | 148.25 | 148.25 | 259.1 | 259.1
| 25 | 0.025 | 0% | 0.025 | 18 | 18 | 0.34 | 5 | 0.86 | 13 | 13 | 1.57 | 1.57 | 6.4 | 2.77
| 75 | 0.075 | 0% | 0.075 | 41 | 55 | 1.01 | 15 | 2.58 | 26 | 40 | 3.14 | 4.83
1143 |  |  |  |  | 59 | [7 empty] | 6.4
1144 | 82 | 0.082 | 0% | 0.082 | 27 | 60 | 1.1 | 16 | 2.76 | 11 | 44 | 1.33 | 5.31 | 5.19 | 9.17
1145 | 230 | 0.23 | 0% | 0.23 | 77 | 168 | 3.09 | 46 | 7.93 | 31 | 122 | 3.74 | 14.73 | 14.76 | 25.75
1146 | 280 | 0.28 | 0% | 0.28 | 93 | 204 | 3.76 | 56 | 9.65 | 37 | 148 | 4.47 | 17.87 | 17.88 | 29.49
1147 | 450 | 0.45 | 5% | 0.4725 | 158 | 345 | 6.34 | 95 | 16.37 | 63 | 250 | 7.61 | 30.18 | 30.32 | 52.89
1148 | 800 | 0.8 | 5% | 0.84 | 280 | 613 | 11.27 | 168 | 28.95 | 112 | 445 | 13.52 | 53.72 | 53.74 | 93.94
1149 | 129 | 0.129 | 0% | 0.129 | 43 | 94 | 1.73 | 26 | 4.48 | 17 | 68 | 2.05 | 8.21 | 8.26 | 14.42
| 120 | 0.12 | 25% | 0.15 | 50 | 110 | 2.01 | 30 | 5.17 | 20 | 80 | 2.41 | 9.66 | 9.59 | 16.84
| 80 | 0.08 | 30% | 0.104 | 35 | 76 | 1.4 | 21 | 3.62 | 14 | 55 | 1.69 | 6.64 | 6.71 | 11.66
1150 | 200 |  |  |  | 85 | [8 empty] | 21.9953
1151 | 2400 | 2.4 | 5% | 2.52 | 840 | 1840 | 33.82 | 504 | 86.84 | 336 | 1336 | 40.56 | 161.28 | 161.22 | 281.94
1152 | 2000 | 2 | 22% | 2.44 | 813 | 1781 | 32.75 | 488 | 84.08 | 325 | 1293 | 39.23 | 156.09 | 156.06 | 272.92
| 455 | 0.455 | 17.65% | 0.53531 | 178 | 391 | 7.18 | 107 | 18.44 | 71 | 284 | 8.57 | 34.28 | 34.19 | 59.9
| 250 | 0.25 | 11.75% | 0.27937 | 93 | 204 | 3.75 | 56 | 9.65 | 37 | 148 | 4.47 | 17.87 | 17.87 | 31.27
1153 | 705 |  |  |  | 271 | [8 empty] | 52.06
|  |  |  | 1st Block | Additional
| Annual | Monthly | Customer | Energy | Energy | Monthly | Annual
Rate Code | Energy | Energy | Charge | Charge | Charge | Charge | Charge
1154 | 3650 | 304 | 21.9953 | 37.84 | 17.8 | 77.6353 | 931.6237
1155 | 84 | 0.084 | 5% | 0.0882 | 5 | 64 | 1.18 | 5 | 0.86 | 0 | 59 | 0 | 7.12 | 2.04 | 9.16
1156 | 1000 | 1 | 12.75% | 1.1275 | 376 | 823 | 15.13 | 226 | 38.94 | 150 | 597 | 18.11 | 72.07 | 72.18 | 126.14
1157 | 60 | 0.06 | 13% | 0.0678 | 23 | 49 | 0.91 | 14 | 2.41 | 9 | 35 | 1.09 | 4.23 | 4.41 | 7.55
| 350 | 0.35 | 14.3% | 0.40005 | 133 | 292 | 5.37 | 80 | 13.78 | 53 | 212 | 6.4 | 25.59 | 25.55 | 44.74
| 46 | 0.046 | 0% | 0.046 | 15 | 34 | 0.62 | 9 | 1.55 | 6 | 25 | 0.72 | 3.02 | 2.89 | 5.19
1158 | 396 |  |  |  | 148 | [8 empty] | 28.44
1159 | 1200 | 1.2 | 10% | 1.32 | 120 | 964 | 17.71 | 120 | 20.68 | 0 | 844 | 0 | 101.89 | 38.39 | 140.28
1160 | 450 | 0.45 | 0% | 0.45 | 150 | 329 | 6.04 | 90 | 15.51 | 60 | 239 | 7.24 | 28.85 | 28.79 | 50.4
1161 | 660 | 0.66 | 0% | 0.66 | 220 | 482 | 8.86 | 132 | 22.74 | 88 | 350 | 10.62 | 42.25 | 42.22 | 73.85
1162 | 495 | 0.495 | 0% | 0.495 | 45 | 361 | 6.64 | 45 | 7.75 | 0 | 316 | 0 | 38.15 | 21.9953 | 52.54
1163 | 300 | 0.3 | 4% | 0.312 | 95 | 228 | 4.19 | 62 | 10.68 | 33 | 166 | 3.98 | 20.04 | 18.85 | 34.91
1164 | 1188 | 1.188 | 20.91% | 1.4364 | 479 | 1049 | 19.28 | 287 | 49.45 | 192 | 762 | 23.18 | 91.99 | 91.91 | 160.72
1165 | 96 | 0.096 | 0% | 0.096 | 32 | 70 | 1.29 | 19 | 3.27 | 13 | 51 | 1.57 | 6.16 | 6.13 | 10.72
1166 | 17 | 0.017 | 0% | 0.017 | 6 | 12 | 0.23 | 3 | 0.52 | 3 | 9 | 0.36 | 1.09 | 1.11 | 1.84
1167 | 25 | 0.025 | 0% | 0.025 | 8 | 18 | 0.34 | 5 | 0.86 | 3 | 13 | 0.36 | 1.57 | 1.56 | 2.77
1168 | 3040 | 3.04 | 0% | 3.04 | 740 | 2219 | 40.8 | 608 | 104.75 | 132 | 1611 | 15.94 | 194.48 | 161.49 | 340.03
1169 | 12 | 0.012 | 0% | 0.012 | 4 | 9 | 0.16 | 2 | 0.34 | 2 | 7 | 0.24 | 0.85 | 0.74 | 2.96
1170 | 1920 | 1.92 | 0% | 1.92 | 467 | 1402 | 25.77 | 384 | 66.16 | 83 | 1018 | 10.02 | 122.89 | 101.95 | 214.82
1171 | 96 | 0.096 | 0% | 0.096 | 23 | 1 | 1.29 | 19 | 3.27 | 4 | -18 | 0.48 | -2.17 | 5.04 | 2.39
| 420 | 0.42 | 0% | 0.42 | 140 | 307 | 5.64 | 84 | 14.47 | 56 | 223 | 6.76 | 26.92 | 26.87 | 47.03
| 1260 | 1.26 | 0% | 1.26 | 420 | 920 | 16.91 | 252 | 43.42 | 168 | 668 | 20.28 | 80.64 | 80.61 | 140.97
| 1498 | 1.498 | 0% | 1.498 | 499 | 1094 | 20.1 | 300 | 51.69 | 199 | 794 | 24.02 | 95.85 | 95.81 | 167.64
| 1680 | 1.68 | 0% | 1.68 | 560 | 1226 | 22.55 | 336 | 57.89 | 224 | 890 | 27.04 | 107.44 | 107.48 | 187.88
1172 | 4858 |  |  |  |  | 2285 | [8 empty] | 391.17
1173 | 144 | 0.144 | 0% | 0.144 | 48 | 105 | 1.93 | 29 | 5 | 19 | 76 | 2.29 | 9.17 | 9.22 | 16.1
1174 | 768 | 0.768 | 20.31% | 0.92398 | 308 | 675 | 12.4 | 185 | 31.87 | 123 | 490 | 14.85 | 59.15 | 59.12 | 103.42
1175 | 840 | 0.84 | 0% | 0.84 | 280 | 613 | 11.27 | 168 | 28.95 | 112 | 445 | 13.52 | 53.72 | 53.74 | 93.94
| 480 | 0.48 | 18.18% | 0.56726 | 189 | 414 | 7.61 | 113 | 19.47 | 76 | 301 | 9.17 | 36.34 | 36.25 | 63.42
| 1680 | 1.68 | 0% | 1.68 | 560 | 1226 | 22.55 | 336 | 57.89 | 224 | 890 | 27.04 | 107.44 | 107.48 | 187.88
1176 | 2160 |  |  |  |  | 1640 | [7 empty] | 143.73 | 251.3
1177 | 1000 | 1 | 7.5% | 1.075 | 162 | 785 | 14.43 | 162 | 27.91 | 0 | 623 | 0 | 75.21 | 42.34 | 117.55
| 175 | 0.175 | 8.6% | 0.19005 | 63 | 139 | 2.55 | 38 | 6.55 | 25 | 101 | 3.02 | 12.19 | 12.12 | 21.29
| 185 | 0.185 | 0% | 0.185 | 62 | 135 | 2.48 | 37 | 6.37 | 25 | 98 | 3.02 | 11.83 | 11.87 | 20.68
1178 | [5 empty] | 274 | [8 empty] | 41.97
STND1 | FIXED CHARGE |  | 300 | [10 empty] | 300
STND3 | FIXED CHARGE |  | 300 | [10 empty] | 300
STND4 | FIXED CHARGE |  | 645 | [10 empty] | 645
|  |  | 28 d. Month | 29 d. Month | 30 d. Month | 31 d. Month
| Demand | 5.8
| Hrs./ day | 24
| Days/ Mo. |  | 28 | 29 | 30 | 31
| kW.h |  | 3898 | 4037 | 4176 | 4315
| Tnfr. Loss |  | 1.75% | 1.75% | 1.75% | 1.75%
| Adj. kW.h |  | 3966 | 4108 | 4249 | 4391
STND2 | Eng. Chg. |  | 442.7685 | 458.6215 | 474.3629 | 490.2159 | [7 empty] | 458.6215
|  | Demand | Ballast | Demand | Energy per Month |  | Demand | 1st Block | 1st Block | All Addional Energy |  | All Add. Energy Charge |  | Total Monthly Charge
Rate Code | Wattage | in KW | % | incl. Ballast | Photocell | Continuous | Charge | Energy | Energy Chg. | Photocell | Continuous | Photocell | Continuous | Photocell | Continuous
XMAS | 11900 | 11.9 | 0% | 11.9 | 1428 |  | 26.62 | 1428 | 246.03 | 0 |  | 0 |  | 272.65
XMAS1 | 19.95 | 0.01995 | 0% | 0.01995 | 2 |  | 0.04 | 2 | 0.34 | 0 |  | 0 |  | 0.38
XMAS2 | 0 | 0 | 0% | 0 | 1 |  | 0 | 0 | 0 | 1 |  | 0.12 |  | 0.12
XMSCW | 5275 | 5.275 | 0% | 5.275 | 390 |  | 7.28 | 108 | 18.61 | 282 |  | 34.04 |  | 59.93
XMSCS | 3325 | 3.325 | 0% | 3.325 | 246 |  | 4.59 | 68 | 11.72 | 178 |  | 21.49 |  | 37.8
XMSCB | 2275 | 2.275 | 0% | 2.275 | 137 |  | 5.09 | 76 | 13.09 | 61 |  | 7.36 |  | 25.54
1179 | 100 | 0.1 | 0% | 0.1 | 33 | 73 | 1.34 | 20 | 3.45 | 13 | 53 | 1.57 | 6.4 | 6.36 | 11.19
1180 | 2140 | 2.14 | 0% | 2.14 | 713 | 1562 | 28.72 | 428 | 73.74 | 285 | 1134 | 34.41 | 136.9 | 136.87 | 239.36
1181 | 90 | 0.09 | 0% | 0.09 | 30 | 66 | 1.21 | 18 | 3.1 | 12 | 48 | 1.45 | 5.79 | 5.76 | 10.1
| 800 | 0.8 | 0% | 0.8 | 267 | 584 | 10.74 | 160 | 27.57 | 107 | 424 | 12.92 | 51.19 | 51.23 | 89.5
| 375 | 0.375 | 0% | 0.375 | 125 | 274 | 5.03 | 75 | 12.92 | 50 | 199 | 6.04 | 24.02 | 23.99 | 41.97
1182 | 1175 |  |  |  | 392 | 858 | [7 empty] | 75.22 | 131.47
1183 | 80 | 0.08 | 0% | 0.08 | 17 | 58 | 1.07 | 16 | 2.76 | 1 | 42 | 0.12 | 5.07 | 3.95 | 8.9
1184 | 165 | 0.165 | 0% | 0.165 | 55 | 120 | 2.21 | 33 | 5.69 | 22 | 87 | 2.66 | 10.5 | 10.56 | 18.4
555 | 35 | 0.035 | 0% | 0.035 | 12 | 26 | 0.47 | 7 | 1.21 | 5 | 19 | 0.6 | 2.29 | 2.28 | 3.97
556 | 51 | 0.051 | 0% | 0.051 | 17 | 37 | 0.68 | 10 | 1.72 | 7 | 27 | 0.85 | 3.26 | 3.25 | 5.66
557 | 172 | 0.172 | 0% | 0.172 | 57 | 126 | 2.31 | 34 | 5.86 | 23 | 92 | 2.78 | 11.11 | 10.95 | 19.28
558 | 91 | 0.091 | 0% | 0.091 | 30 | 66 | 1.22 | 18 | 3.1 | 12 | 48 | 1.45 | 5.79 | 5.77 | 10.11
1185 | 623 | 0.623 | 0% | 0.623 | 208 | 455 | 8.36 | 125 | 21.54 | 83 | 330 | 10.02 | 39.84 | 39.92 | 69.74
1186 | 450 | 0.45 | 0% | 0.45 | 150 | 329 | 6.04 | 90 | 15.51 | 60 | 239 | 7.24 | 28.85 | 28.79 | 50.4
| 1880 | 1.88 | 0% | 1.88 | 627 | 1372 | 25.23 | 376 | 64.78 | 251 | 996 | 30.3 | 120.24 | 120.31 | 210.25
| 2404 | 2.404 | 0% | 2.404 | 801 | 1755 | 32.26 | 481 | 82.87 | 320 | 1274 | 38.63 | 153.8 | 153.76 | 268.93
1187 | 4284 |  |  |  |  | 3127 | [7 empty] | 274.07 | 479.18
| 1880 | 1.88 | 0% | 1.88 | 627 | 1372 | 25.23 | 376 | 64.78 | 251 | 996 | 30.3 | 120.24 | 120.31 | 210.25
| 1166 | 1.166 | 0% | 1.166 | 389 | 851 | 15.65 | 233 | 40.14 | 156 | 618 | 18.83 | 74.61 | 74.62 | 130.4
1188 | 3046 |  |  |  |  | 2223 | [7 empty] | 194.93 | 340.65
1189 | 940 | 0.94 | 0% | 0.94 | 313 | 686 | 12.62 | 188 | 32.39 | 125 | 498 | 15.09 | 60.12 | 60.1 | 105.13
1190 | 128 | 0.128 | 0% | 0.128 | 43 | 93 | 1.72 | 26 | 4.48 | 17 | 67 | 2.05 | 8.09 | 8.25 | 14.29
1191 | 240 | 0.24 | 0% | 0.24 | 80 | 175 | 3.22 | 48 | 8.27 | 32 | 127 | 3.86 | 15.33 | 15.35 | 26.82
1192 | 60 | 0.06 | 0% | 0.06 | 20 | 44 | 0.81 | 12 | 2.07 | 8 | 32 | 0.97 | 3.86 | 3.85 | 6.74
1193 | 4140 | 4.14 | 0% | 4.14 | 630 | 3022 | 55.56 | 630 | 108.54 | 0 | 2392 | 0 | 288.76 | 164.1 | 452.86
1194 | 595 | 0.595 | 17.65% | 0.70002 | 233 | 511 | 9.39 | 140 | 24.12 | 93 | 371 | 11.23 | 44.79 | 44.74 | 78.3
1195 | 760 | 0.76 | 3% | 0.7828 | 261 | 571 | 10.51 | 157 | 27.05 | 104 | 414 | 12.55 | 49.98 | 50.11 | 87.54
1196 | 11395 | 11.395 | 0% | 11.395 | 3798 | 8318 | 152.93 | 2279 | 392.65 | 1519 | 6039 | 183.37 | 729.03 | 728.95 | 1274.61
1197 | 1636 | 1.636 | 0% | 1.636 | 545 | 1194 | 21.96 | 327 | 56.34 | 218 | 867 | 26.32 | 104.66 | 104.62 | 182.96
1198 | 1395 | 1.395 | 0% | 1.395 | 465 | 1018 | 18.72 | 279 | 48.07 | 186 | 739 | 22.45 | 89.21 | 89.24 | 156
1199 | 2000 | 2 | 0% | 2 | 667 | 1460 | 26.84 | 400 | 68.92 | 267 | 1060 | 32.23 | 127.96 | 127.99 | 223.72
1200 | 2600 | 2.6 | 0% | 2.6 | 867 | 1898 | 34.89 | 520 | 89.59 | 347 | 1378 | 41.89 | 166.35 | 166.37 | 290.83
1201 | 876 | 0.876 | 0% | 0.876 | 292 | 639 | 11.76 | 175 | 30.15 | 117 | 464 | 14.12 | 56.01 | 56.03 | 97.92
1202 | 20 | 0.02 | 0% | 0.02 | 7 | 15 | 0.27 | 4 | 0.69 | 3 | 11 | 0.36 | 1.33 | 1.32 | 2.29
1203 | 134 | 0.134 | 0% | 0.134 | 45 | 98 | 1.8 | 27 | 4.65 | 18 | 71 | 2.17 | 8.57 | 8.62 | 15.02
1204 | 3817 | 3.817 | 0% | 3.817 | 1272 | 2786 | 51.23 | 763 | 131.46 | 509 | 2023 | 61.45 | 244.22 | 244.14 | 426.91
1205 | 40 | 0.04 | 0% | 0.04 | 13 | 29 | 0.54 | 8 | 1.38 | 5 | 21 | 0.6 | 2.54 | 2.52 | 4.46
1206 | 1632 | 1.632 | 0% | 1.632 | 8 | 1191 | 21.9 | 8 | 1.38 | 0 | 1183 | 0 | 142.81 | 23.28 | 166.09
1207 | 11 | 0.011 | 0% | 0.011 | 4 | 8 | 0.15 | 2 | 0.34 | 2 | 6 | 0.24 | 0.72 | 0.73 | 1.21
1208 | 3957 | 3.957 | 0% | 3.957 | 1319 | 2889 | 53.1 | 791 | 136.28 | 528 | 2098 | 63.74 | 253.27 | 253.12 | 442.65
|  |  |  | 1st Block | Additional
| Annual | Monthly | Customer | Energy | Energy | Monthly | Annual
Rate Code | Energy | Energy | Charge | Charge | Charge | Charge | Charge
1209 | 105.12 | 9 | 21.9953 | 1.7 | 0 | 23.6953 | 284.3437 | [6 empty] | 23.6953 | 23.6953
1210 | 3817 | 3.817 | 0% | 3.817 | 1272 | 2786 | 51.23 | 763 | 131.46 | 509 | 2023 | 61.45 | 244.22 | 244.14 | 426.91
1211 | 425 | 0.425 | 0% | 0.425 | 142 | 310 | 5.7 | 85 | 14.64 | 57 | 225 | 6.88 | 27.16 | 17.51 | 47.5
1212 | 6000 | 6 | 0% | 6 | 2000 | 4380 | 80.52 | 1200 | 206.75 | 800 | 3180 | 96.58 | 383.89 | 383.85 | 671.16
1213 | 97 | 0.097 | 0% | 0.097 | 32 | 71 | 1.3 | 19 | 3.27 | 13 | 52 | 1.57 | 6.28 | 6.14 | 10.85
1214 | 918 | 0.918 | 0% | 0.918 | 306 | 670 | 12.32 | 184 | 31.7 | 122 | 486 | 14.73 | 58.67 | 58.75 | 102.69
1215 | 720 | 0.72 | 0% | 0.72 | 240 | 526 | 9.66 | 144 | 24.81 | 96 | 382 | 11.59 | 46.12 | 46.06 | 80.59
| 72 | 0.072 | 0% | 0.072 | 22 | 53 | 0.97 | 14 | 2.41 | 8 | 39 | 0.97 | 4.71 | 4.35 | 8.09
| 350 | 0.35 | 14.29% | 0.4 | 133 | 292 | 5.37 | 80 | 13.78 | 53 | 212 | 6.4 | 25.59 | 25.55 | 44.74
| 500 | 0.5 | 10% | 0.55 | 183 | 402 | 7.38 | 110 | 18.95 | 73 | 292 | 8.81 | 35.25 | 35.14 | 61.58
1216 | 922 |  |  |  | 338 | 747 |  |  |  | 134 | 543 | 16.18 | 65.55 | 65.04 | 114.41
1217 | 805 | 0.805 | 0% | 0.805 | 122 | 588 | 10.8 | 122 | 21.02 | 0 | 466 | 0 | 56.26 | 31.82 | 88.08
562 | 150 | 0.15 | 0% | 0.15 | 50 | 110 | 2.01 | 30 | 5.17 | 20 | 80 | 2.41 | 9.66 | 9.59 | 16.84
563 | 60 | 0.06 | 0% | 0.06 | 20 | 44 | 0.81 | 12 | 2.07 | 8 | 32 | 0.97 | 3.86 | 3.85 | 6.74
1218 | 875 | 0.875 | 14.3% | 1.0001 | 304 | 730 | 13.42 | 200 | 34.46 | 104 | 530 | 12.55 | 63.98 | 60.43 | 111.86
1219 | 50 | 0.05 | 0% | 0.05 | 17 | 37 | 0.67 | 10 | 1.72 | 7 | 27 | 0.85 | 3.26 | 3.24 | 5.65
564 | 28 | 0.028 | 0% | 0.028 | 9 | 20 | 0.38 | 6 | 1.03 | 3 | 14 | 0.36 | 1.69 | 1.77 | 3.1
565 | 86 | 0.086 | 0% | 0.086 | 29 | 63 | 1.15 | 17 | 2.93 | 12 | 46 | 1.45 | 5.55 | 5.53 | 9.63
566 | 93 | 0.093 | 0% | 0.093 | 31 | 68 | 1.25 | 19 | 3.27 | 12 | 49 | 1.45 | 5.92 | 5.97 | 10.44
567 | 100 | 0.1 | 0% | 0.1 | 33 | 73 | 1.34 | 20 | 3.45 | 13 | 53 | 1.57 | 6.4 | 6.36 | 11.19
568 | 116 | 0.116 | 0% | 0.116 | 39 | 85 | 1.56 | 23 | 3.96 | 16 | 62 | 1.93 | 7.48 | 7.45 | 13
569 | 143 | 0.143 | 0% | 0.143 | 48 | 104 | 1.92 | 29 | 5 | 19 | 75 | 2.29 | 9.05 | 9.21 | 15.97
570 | 200 | 0.2 | 0% | 0.2 | 67 | 146 | 2.68 | 40 | 6.89 | 27 | 106 | 3.26 | 12.8 | 12.83 | 22.37
571 | 201 | 0.201 | 0% | 0.201 | 67 | 147 | 2.7 | 40 | 6.89 | 27 | 107 | 3.26 | 12.92 | 12.85 | 22.51
572 | 250 | 0.25 | 0% | 0.25 | 83 | 183 | 3.36 | 50 | 8.61 | 33 | 133 | 3.98 | 16.06 | 15.95 | 28.03
1220 | 25 | 0.025 | 0% | 0.025 | 1 | 18 | 0.34 | 1 | 0.17 | 0 | 17 | 0 | 2.05 | 0.51 | 2.56
| 350 | 0.35 | 14.3% | 0.40005 | 133 | 292 | 5.37 | 80 | 13.78 | 53 | 212 | 6.4 | 25.59 | 25.55 | 44.74
| 50 | 0.05 | 0% | 0.05 | 17 | 37 | 0.67 | 10 | 1.72 | 7 | 27 | 0.85 | 3.26 | 3.24 | 5.65
1221 | 400 |  |  |  |  | 329 | [7 empty] | 28.79 | 50.39
1222 | 2800 | 2.8 | 0% | 2.8 | 933 | 2044 | 37.58 | 560 | 96.48 | 373 | 1484 | 45.03 | 179.15 | 179.09 | 313.21
1223 | 46 | 0.046 | 0% | 0.046 | 15 | 34 | 0.62 | 9 | 1.55 | 6 | 25 | 0.72 | 3.02 | 2.89 | 5.19
1224 | 1800 | 1.8 | 8.7% | 1.9566 | 652 | 1428 | 26.26 | 391 | 67.37 | 261 | 1037 | 31.51 | 125.19 | 125.14 | 218.82
1225 | 20.27 | 0.02027 | 0% | 0.02027 | 7 | 15 | 0.27 | 4 | 0.69 | 3 | 11 | 0.36 | 1.33 | 1.32 | 2.29
1226 | 1219 | 1.219 | 0% | 1.219 | 406 | 890 | 16.36 | 244 | 42.04 | 162 | 646 | 19.56 | 77.99 | 77.96 | 136.39
| 3400 | 3.4 | 0% | 3.4 | 1133 | 2482 | 45.63 | 680 | 117.16 | 453 | 1802 | 54.69 | 217.54 | 217.48 | 380.33
| 1200 | 1.2 | 0% | 1.2 | 400 | 876 | 16.1 | 240 | 41.35 | 160 | 636 | 19.32 | 76.78 | 76.77 | 134.23
1227 | 4600 |  |  |  |  | 3358 | [7 empty] | 294.25 | 514.56
| 1000 | 1 | 0% | 1 | 333 | 730 | 13.42 | 200 | 34.46 | 133 | 530 | 16.06 | 63.98 | 63.94 | 63.94
| 1200 | 1.2 | 0% | 1.2 | 400 | 876 | 16.1 | 240 | 41.35 | 160 | 636 | 19.32 | 76.78 | 76.77 | 76.77
1228 | 2200 |  |  |  | 733 | 1606 | [7 empty] | 140.71 | 140.71
1229 | 800 | 0.8 | 27.27% | 1.0182 | 339 | 743 | 13.66 | 204 | 35.15 | 135 | 539 | 16.3 | 65.07 | 65.11 | 113.88
1230 | 150 | 0.15 | 0% | 0.15 | 37 | 110 | 2.01 | 30 | 5.17 | 7 | 80 | 0.85 | 9.66 | 8.03 | 16.84
|  |  |  | 1st Block | Additional
| Annual | Monthly | Customer | Energy | Energy | Monthly | Annual
Rate Code | Energy | Energy | Charge | Charge | Charge | Charge | Charge
1231 | 255 | 21 | 21.9953 | 3.97 | 0 | 25.9653 | 311.5837 | [6 empty] | 25.9653 | 25.9653
1232 | 1800 | 1.8 | 0% | 1.8 | 600 | 1314 | 24.16 | 360 | 62.03 | 240 | 954 | 28.97 | 115.17 | 115.16 | 201.36
1233 | 288 | 0.288 | 0% | 0.288 | 71 | 210 | 3.87 | 58 | 9.99 | 13 | 152 | 1.57 | 18.35 | 15.43 | 32.21
1234 | 1000 | 1 | 10% | 1.1 | 271 | 803 | 14.76 | 220 | 37.9 | 51 | 583 | 6.16 | 70.38 | 58.82 | 123.04
573 | 52 | 0.052 | 0% | 0.052 | 17 | 38 | 0.7 | 10 | 1.72 | 7 | 28 | 0.85 | 3.38 | 3.27 | 5.8
574 | 140 | 0.14 | 0% | 0.14 | 47 | 102 | 1.88 | 28 | 4.82 | 19 | 74 | 2.29 | 8.93 | 8.99 | 15.63
575 | 185 | 0.185 | 0% | 0.185 | 62 | 135 | 2.48 | 37 | 6.37 | 25 | 98 | 3.02 | 11.83 | 11.87 | 20.68
1235 | 1219 | 1.219 | 0% | 1.219 | 406 | 890 | 16.36 | 244 | 42.04 | 162 | 646 | 19.56 | 77.99 | 77.96 | 136.39
530 | 4.6 | 0.0046 | 0% | 0.0046 | 2 | 3 | 0.06 | 1 | 0.17 | 1 | 2 | 0.12 | 0.24 | 0.35 | 0.47 |  | 530 | 3 | 0.27
531 | 7.5 | 0.0075 | 0% | 0.0075 | 3 | 5 | 0.1 | 2 | 0.34 | 1 | 3 | 0.12 | 0.36 | 0.56 | 0.8 |  | 531 | 5 | 0.45
1236 | 696 | 0.696 | 10% | 0.7656 | 256 | 559 | 10.27 | 153 | 26.36 | 103 | 406 | 12.43 | 49.01 | 49.06 | 85.64
1237 | 77.8 | 0.0778 | 0% | 0.0778 | 19 | 57 | 1.04 | 16 | 2.76 | 3 | 41 | 0.36 | 4.95 | 4.16 | 8.75
576 | 95 | 0.095 | 0% | 0.095 | 32 | 69 | 1.27 | 19 | 3.27 | 13 | 50 | 1.57 | 6.04 | 6.11 | 10.58
577 | 155 | 0.155 | 0% | 0.155 | 52 | 113 | 2.08 | 31 | 5.34 | 21 | 82 | 2.54 | 9.9 | 9.96 | 17.32
307 | 70 | 0.07 | 29.12% | 0.090384 | 30 | 66 | 1.21 | 18 | 3.1 | 12 | 48 | 1.45 | 5.79 | 5.76 | 10.1
308 | 100 | 0.1 | 29.12% | 0.12912 | 43 | 94 | 1.73 | 26 | 4.48 | 17 | 68 | 2.05 | 8.21 | 8.26 | 14.42
331 | 70 | 0.07 | 30.45% | 0.091315 | 30 | 67 | 1.23 | 18 | 3.1 | 12 | 49 | 1.45 | 5.92 | 5.78 | 10.25
333 | 175 | 0.175 | 30% | 0.2275 | 76 | 166 | 3.05 | 46 | 7.93 | 30 | 120 | 3.62 | 14.49 | 14.6 | 25.47
1238 | 104 | 0.104 | 0% | 0.104 | 35 | 76 | 1.4 | 21 | 3.62 | 14 | 55 | 1.69 | 6.64 | 6.71 | 11.66
1239 | 720 | 0.72 | 0% | 0.72 | 240 | 526 | 9.66 | 144 | 24.81 | 96 | 382 | 11.59 | 46.12 | 46.06 | 80.59
1240 | 900 | 0.9 | 0% | 0.9 | 300 | 657 | 12.08 | 180 | 31.01 | 120 | 477 | 14.49 | 57.58 | 57.58 | 100.67
1241 | 810 | 0.81 | 0% | 0.81 | 159 | 591 | 10.87 | 159 | 27.39 | 0 | 432 | 0 | 52.15 | 38.26 | 90.41
1242 | 250 | 0.25 | 0% | 0.25 | 83 | 183 | 3.36 | 50 | 8.61 | 33 | 133 | 3.98 | 16.06 | 15.95 | 28.03
578 | 75 | 0.075 | 0% | 0.075 | 25 | 55 | 1.01 | 15 | 2.58 | 10 | 40 | 1.21 | 4.83 | 4.8 | 8.42
536 | 105 | 0.105 | 0% | 0.105 | 35 | 77 | 1.41 | 21 | 3.62 | 14 | 56 | 1.69 | 6.76 | 6.71 | 11.79
579 | 138 | 0.138 | 0% | 0.138 | 46 | 101 | 1.85 | 28 | 4.82 | 18 | 73 | 2.17 | 8.81 | 8.84 | 15.48
580 | 140 | 0.14 | 0% | 0.14 | 47 | 102 | 1.88 | 28 | 4.82 | 19 | 74 | 2.29 | 8.93 | 8.99 | 15.63
581 | 185 | 0.185 | 0% | 0.185 | 62 | 135 | 2.48 | 37 | 6.37 | 25 | 98 | 3.02 | 11.83 | 11.87 | 20.68
1243 | 518.4 | 0.5184 | 0% | 0.5184 | 71 | 378 | 6.96 | 71 | 12.23 | 0 | 307 | 0 | 37.06 | 19.19 | 56.25
1244 | 561.6 | 0.5616 | 42.35% | 0.79943 | 266 | 584 | 10.73 | 160 | 27.57 | 106 | 424 | 12.8 | 51.19 | 51.1 | 89.49
1245 | 256 | 0.256 | 0% | 0.256 | 93 | 187 | 3.44 | 51 | 8.79 | 42 | 136 | 5.07 | 16.42 | 17.3 | 28.65
1246 | 85 | 0.085 | 0% | 0.085 | 62 | 62 | 1.14 | 17 | 2.93 | 45 | 45 | 5.43 | 5.43 | 9.5 | 9.5
582 | 54 | 0.054 | 0% | 0.054 | 18 | 39 | 0.72 | 11 | 1.9 | 7 | 28 | 0.85 | 3.38 | 3.47 | 6
583 | 175 | 0.175 | 0% | 0.175 | 58 | 128 | 2.35 | 35 | 6.03 | 23 | 93 | 2.78 | 11.23 | 11.16 | 19.61
1247 | 85 | 0.085 | 0% | 0.085 | 100 | 62 | 1.14 | 17 | 2.93 | 83 | 45 | 10.02 | 5.43 | 14.09 | 9.5
1248 | 516 | 0.516 | 0% | 0.516 | 172 | 377 | 6.92 | 103 | 17.75 | 69 | 274 | 8.33 | 33.08 | 33 | 57.75
1249 | 12000 | 12 | 0% | 12 | 8760 | 8760 | 161.04 | 2400 | 413.5 | 6360 | 6360 | 767.78 | 767.78 | 1342.32 | 1342.32
549 | 80 | 0.08 | 0% | 0.08 | 27 | 58 | 1.07 | 16 | 2.76 | 11 | 42 | 1.33 | 5.07 | 5.16 | 8.9
582 | 54 | 0.054 | 0% | 0.054 | 18 | 39 | 0.72 | 11 | 1.9 | 7 | 28 | 0.85 | 3.38 | 3.47 | 6
584 | 46 | 0.046 | 0% | 0.046 | 15 | 34 | 0.62 | 9 | 1.55 | 6 | 25 | 0.72 | 3.02 | 2.89 | 5.19
585 | 69 | 0.069 | 0% | 0.069 | 23 | 50 | 0.93 | 14 | 2.41 | 9 | 36 | 1.09 | 4.35 | 4.43 | 7.69
586 | 108 | 0.108 | 0% | 0.108 | 36 | 79 | 1.45 | 22 | 3.79 | 14 | 57 | 1.69 | 6.88 | 6.93 | 12.12
587 | 158 | 0.158 | 0% | 0.158 | 53 | 115 | 2.12 | 32 | 5.51 | 21 | 83 | 2.54 | 10.02 | 10.17 | 17.65
588 | 45 | 0.045 | 0% | 0.045 | 15 | 33 | 0.6 | 9 | 1.55 | 6 | 24 | 0.72 | 2.9 | 2.87 | 5.05
1250 | 1800 | 1.8 | 0% | 1.8 | 1314 | 1314 | 24.16 | 360 | 62.03 | 954 | 954 | 115.17 | 115.17 | 201.36 | 201.36
1251 | 110 | 0.11 | 0% | 0.11 | 80 | 80 | 1.48 | 22 | 3.79 | 58 | 58 | 7 | 7 | 12.27 | 12.27
520 | 5 | 0.005 | 0% | 0.005 | 4 | 4 | 0.07 | 1 | 0.17 | 3 | 3 | 0.36 | 0.36 | 0.6 | 0.6
521 | 10 | 0.01 | 0% | 0.01 | 4 | 7 | 0.13 | 2 | 0.34 | 2 | 5 | 0.24 | 0.6 | 0.71 | 1.07
522 | 22 | 0.022 | 0% | 0.022 | 2 | 16 | 0.3 | 2 | 0.34 | 0 | 14 | 0 | 1.69 | 0.64 | 2.33
523 | 12 | 0.012 | 0% | 0.012 | 3 | 9 | 0.16 | 2 | 0.34 | 1 | 7 | 0.12 | 0.85 | 0.62 | 1.35
524 | 13 | 0.013 | 0% | 0.013 | 1 | 9 | 0.17 | 1 | 0.17 | 0 | 8 | 0 | 0.97 | 0.34 | 1.31
525 | 6 | 0.006 | 0% | 0.006 | 1 | 4 | 0.08 | 1 | 0.17 | 0 | 3 | 0 | 0.36 | 0.25 | 0.61
526 | 10 | 0.01 | 0% | 0.01 | 3 | 7 | 0.13 | 2 | 0.34 | 1 | 5 | 0.12 | 0.6 | 0.59 | 1.07
527 | 5 | 0.005 | 0% | 0.005 | 4 | 4 | 0.07 | 1 | 0.17 | 3 | 3 | 0.36 | 0.36 | 0.6 | 0.6
1252 | 393.6 | 0.3936 | 0% | 0.3936 | 131 | 287 | 5.28 | 79 | 13.61 | 52 | 208 | 6.28 | 25.11 | 25.17 | 44
1231 | 48.6 | 0.0486 | 0% | 0.0486 | 16 | 35 | 0.65 | 10 | 1.72 | 6 | 25 | 0.72 | 3.02 | 3.09 | 5.39
1253 | 15 | 0.015 | 0% | 0.015 | 5 | 11 | 0.2 | 3 | 0.52 | 2 | 8 | 0.24 | 0.97 | 0.96 | 1.69
1254 | 1000 | 1 | 0% | 1 | 304 | 730 | 13.42 | 200 | 34.46 | 104 | 530 | 12.55 | 63.98 | 60.43 | 63.98
1255 | 440 | 0.44 | 0% | 0.44 | 147 | 321 | 5.9 | 88 | 15.16 | 59 | 233 | 7.12 | 28.13 | 28.18 | 49.19
1256 | 9.2 | 0.0092 | 0% | 0.0092 | 7 | 7 | 0.12 | 2 | 0.34 | 5 | 5 | 0.6 | 0.6 | 1.06 | 1.06
1257 | 249.6 | 0.2496 | 0% | 0.2496 | 128 | 182 | 3.35 | 50 | 8.61 | 78 | 132 | 9.42 | 15.94 | 21.38 | 27.9
590 | 90 | 0.09 | 0% | 0.09 | 30 | 66 | 1.21 | 18 | 3.1 | 12 | 48 | 1.45 | 5.79 | 5.76 | 10.1
| 174 | 0.174 | 0% | 0.174 | 58 | 127 | 2.34 | 35 | 6.03 | 23 | 92 | 2.78 | 11.11 | 11.15 | 19.48
| 60 | 0.06 | 0% | 0.06 | 20 | 44 | 0.81 | 12 | 2.07 | 8 | 32 | 0.97 | 3.86 | 3.85 | 6.74
1258 | 234 |  |  |  | 78 | [8 empty] | 15 | 26.22
1259 | 1440 | 1.44 | 0% | 1.44 | 1051 | 1051 | 19.33 | 288 | 49.62 | 763 | 763 | 92.11 | 92.11 | 161.06 | 161.06
1260 | 1800 | 1.8 | 0% | 1.8 | 600 | 1314 | 24.16 | 360 | 62.03 | 240 | 954 | 28.97 | 115.17 | 115.16 | 201.36
1261 | 700 | 0.7 | 0% | 0.7 | 117 | 511 | 9.39 | 117 | 20.16 | 0 | 394 | 0 | 47.56 | 29.55 | 77.11
1262 | 320 | 0.32 | 0% | 0.32 | 107 | 234 | 4.29 | 64 | 11.03 | 43 | 170 | 5.19 | 20.52 | 20.51 | 35.84
1263 | 2000 | 2 | 0% | 2 | 122 | 1460 | 26.84 | 122 | 21.02 | 0 | 1338 | 0 | 161.52 | 47.86 | 209.38
200 | 100 | 0.1 | 29% | 0.129 | 43 | 94 | 1.73 | 26 | 4.48 | 17 | 68 | 2.05 | 8.21 | 8.26 | 14.42
1264 | 189 | 0.189 | 0% | 0.189 | 37 | 138 | 2.54 | 37 | 6.37 | 0 | 101 | 0 | 12.19 | 8.91 | 21.1
1265 | 580 | 0.58 | 0% | 0.58 | 194 | 423 | 7.78 | 116 | 19.99 | 78 | 307 | 9.42 | 37.06 | 37.19 | 64.83
1266 | 800 | 0.8 | 0% | 0.8 | 100 | 584 | 10.74 | 100 | 17.23 | 0 | 484 | 0 | 58.43 | 27.97 | 86.4
1267 | 80 | 0.08 | 0% | 0.08 | 27 | 58 | 1.07 | 16 | 2.76 | 11 | 42 | 1.33 | 5.07 | 5.16 | 8.9
1268 | 912 | 0.912 | 0% | 0.912 | 555 | 666 | 12.24 | 182 | 31.36 | 373 | 484 | 45.03 | 58.43 | 88.63 | 102.03
514 | 300 | 0.3 | 0% | 0.3 | 73 | 219 | 4.03 | 60 | 10.34 | 13 | 159 | 1.57 | 19.19 | 15.94 | 33.56
516 | 129 | 0.129 | 0% | 0.129 | 31 | 94 | 1.73 | 26 | 4.48 | 5 | 68 | 0.6 | 8.21 | 6.81 | 14.42
835 | 44.8 | 0.0448 | 0% | 0.0448 | 15 | 33 | 0.6 | 9 | 0 | 6 | 24 | 0.72 | 0 | 1.32 | 0.6
1269 | 59 | 0.059 | 0% | 0.059 | 43 | 43 | 0.79 | 12 | 2.07 | 31 | 31 | 3.74 | 3.74 | 6.6 | 6.6
1270 | 232.49 | 0.23249 | 0% | 0.23249 | 85 | 170 | 3.12 | 46 | 7.93 | 39 | 124 | 4.71 | 14.97 | 15.76 | 26.02
1271 | 128 | 0.128 | 0% | 0.128 | 43 | 93 | 1.72 | 26 | 4.48 | 17 | 67 | 2.05 | 8.09 | 8.25 | 14.29
1272 | 900 | 0.9 | 0% | 0.9 | 274 | 657 | 12.08 | 180 | 31.01 | 94 | 477 | 11.35 | 57.58 | 54.44 | 100.67
1273 | 460 | 0.46 | 0% | 0.46 | 336 | 336 | 6.17 | 92 | 15.85 | 244 | 244 | 29.46 | 29.46 | 51.48 | 51.48
1274 | 216 | 0.216 | 0% | 0.216 | 66 | 158 | 2.9 | 43 | 7.41 | 23 | 115 | 2.78 | 13.88 | 13.09 | 24.19
1275 | 1000 | 1 | 0% | 1 | 333 | 730 | 13.42 | 200 | 34.46 | 133 | 530 | 16.06 | 63.98 | 63.94 | 111.86
1276 | 1138.5 | 1.1385 | 0% | 1.1385 | 380 | 831 | 15.28 | 228 | 39.28 | 152 | 603 | 18.35 | 72.79 | 72.91 | 127.35
1277 | 304.7 | 0.3047 | 0% | 0.3047 | 222 | 222 | 4.09 | 61 | 10.51 | 161 | 161 | 19.44 | 19.44 | 34.04 | 34.04
1278 | 14400 | 14.4 | 0% | 14.4 | 10512 | 10512 | 193.25 | 2880 | 496.2 | 7632 | 7632 | 921.34 | 921.34 | 1610.79 | 1610.79
1279 | 1064 | 1.064 | 0% | 1.064 | 777 | 777 | 14.28 | 213 | 36.7 | 564 | 564 | 68.09 | 68.09 | 119.07 | 119.07
1280 | 2600 | 2.6 | 0% | 2.6 | 867 | 1898 | 34.89 | 520 | 89.59 | 347 | 1378 | 41.89 | 166.35 | 166.37 | 290.83
1281 | 440 | 0.44 | 0% | 0.44 | 147 | 321 | 5.9 | 88 | 15.16 | 59 | 233 | 7.12 | 28.13 | 28.18 | 49.19
1282 | 720 | 0.72 | 0% | 0.72 | 240 | 526 | 9.66 | 144 | 24.81 | 96 | 382 | 11.59 | 46.12 | 46.06 | 80.59
1283 | 1920 | 1.92 | 0% | 1.92 | 934 | 1402 | 25.77 | 384 | 66.16 | 550 | 1018 | 66.4 | 122.89 | 158.33 | 214.82
1284 | 1800 | 1.8 | 0% | 1.8 | 1314 | 1314 | 24.16 | 360 | 62.03 | 954 | 954 | 115.17 | 115.17 | 201.36 | 201.36
1285 | 34 | 0.034 | 0% | 0.034 | 12 | 25 | 0.46 | 7 | 1.21 | 5 | 18 | 0.6 | 2.17 | 2.27 | 3.84
1286 | 67.5 | 0.0675 | 0% | 0.0675 | 23 | 49 | 0.91 | 14 | 2.41 | 9 | 35 | 1.09 | 4.23 | 4.41 | 7.55
1287 | 150 | 0.15 | 0% | 0.15 | 50 | 110 | 2.01 | 30 | 5.17 | 20 | 80 | 2.41 | 9.66 | 9.59 | 16.84
1288 | 30 | 0.03 | 0% | 0.03 | 22 | 22 | 0.4 | 6 | 1.03 | 16 | 16 | 1.93 | 1.93 | 3.36 | 3.36
1289 | 400 | 0.4 | 0% | 0.4 | 133 | 292 | 5.37 | 80 | 13.78 | 53 | 212 | 6.4 | 25.59 | 25.55 | 44.74
1290 | 742.5 | 0.7425 | 0% | 0.7425 | 407 | 542 | 9.96 | 149 | 25.67 | 258 | 393 | 31.15 | 47.44 | 66.78 | 83.07
1291 | 544 | 0.544 | 0% | 0.544 | 298 | 397 | 7.3 | 109 | 18.78 | 189 | 288 | 22.82 | 34.77 | 48.9 | 60.85
1292 | 720 | 0.72 | 0% | 0.72 | 333 | 526 | 9.66 | 144 | 24.81 | 189 | 382 | 22.82 | 46.12 | 57.29 | 80.59
1293 | 2508 | 2.508 | 0% | 2.508 | 375 | 1831 | 33.66 | 375 | 64.61 | 0 | 1456 | 0 | 175.77 | 98.27 | 274.04
1294 | 10560 | 10.56 | 0% | 10.56 | 7709 | 7709 | 141.72 | 2112 | 363.88 | 5597 | 5597 | 675.67 | 675.67 | 1181.27 | 1181.27
1295 | 7200 | 7.2 | 0% | 7.2 | 3942 | 5256 | 96.63 | 1440 | 248.1 | 2502 | 3816 | 302.04 | 460.67 | 646.77 | 805.4
1296 | 1050 | 1.05 | 0% | 1.05 | 575 | 767 | 14.09 | 210 | 36.18 | 365 | 557 | 44.06 | 67.24 | 94.33 | 117.51
1297 | 380 | 0.38 | 0% | 0.38 | 208 | 277 | 5.1 | 76 | 13.09 | 132 | 201 | 15.94 | 24.26 | 34.13 | 42.45
1298 | 336 | 0.336 | 0% | 0.336 | 184 | 245 | 4.51 | 67 | 11.54 | 117 | 178 | 14.12 | 21.49 | 30.17 | 37.54
1299 | 27 | 0.027 | 0% | 0.027 | 27 | 20 | 0.36 | 5 | 0.86 | 22 | 15 | 2.66 | 1.81 | 3.88 | 3.03
1300 | 544 | 0.544 | 0% | 0.544 | 181 | 397 | 7.3 | 109 | 18.78 | 72 | 288 | 8.69 | 34.77 | 34.77 | 60.85
1301 | 1380 | 1.38 | 0% | 1.38 | 460 | 1007 | 18.52 | 276 | 47.55 | 184 | 731 | 22.21 | 88.25 | 88.28 | 154.32
1302 | 160 | 0.16 | 0% | 0.16 | 88 | 117 | 2.15 | 32 | 5.51 | 56 | 85 | 6.76 | 10.26 | 14.42 | 17.92
1303 | 80 | 0.08 | 0% | 0.08 | 44 | 58 | 1.07 | 16 | 2.76 | 28 | 42 | 3.38 | 5.07 | 7.21 | 8.9
1304 | 76 | 0.076 | 0% | 0.076 | 25 | 55 | 1.02 | 15 | 2.58 | 10 | 40 | 1.21 | 4.83 | 4.81 | 8.43
1305 | 1584 | 1.584 | 0% | 1.584 | 1156 | 1156 | 21.26 | 317 | 54.62 | 839 | 839 | 101.28 | 101.28 | 177.16 | 177.16
1306 | 12 | 0.012 | 0% | 0.012 | 9 | 9 | 0.16 | 2 | 0.34 | 7 | 7 | 0.85 | 0.85 | 1.35 | 1.35
1307 | 60 | 0.06 | 0% | 0.06 | 20 | 44 | 0.81 | 12 | 2.07 | 8 | 32 | 0.97 | 3.86 | 3.85 | 6.74
1308 | 1800 | 1.8 | 0% | 1.8 | 600 | 1314 | 24.16 | 360 | 62.03 | 240 | 954 | 28.97 | 115.17 | 115.16 | 201.36
1309 | 300 | 0.3 | 0% | 0.3 | 164 | 219 | 4.03 | 60 | 10.34 | 104 | 159 | 12.55 | 19.19 | 26.92 | 33.56
1310 | 60 | 0.06 | 0% | 0.06 | 20 | 44 | 0.81 | 12 | 2.07 | 8 | 32 | 0.97 | 3.86 | 3.85 | 6.74
1311 | 2400 | 2.4 | 0% | 2.4 | 1752 | 1752 | 32.21 | 480 | 82.7 | 1272 | 1272 | 153.56 | 153.56 | 268.47 | 268.47
1312 | 60 | 0.06 | 0% | 0.06 | 44 | 44 | 0.81 | 12 | 2.07 | 32 | 32 | 3.86 | 3.86 | 6.74 | 6.74
1313 | 546.36 | 0.54636 | 0% | 0.54636 | 299 | 399 | 7.33 | 109 | 18.78 | 190 | 290 | 22.94 | 35.01 | 49.05 | 61.12
1314 | 748 | 0.748 | 0% | 0.748 | 546 | 546 | 10.04 | 150 | 25.84 | 396 | 396 | 47.81 | 47.81 | 83.69 | 83.69
1315 | 2936 | 2.936 | 0% | 2.936 | 1607 | 2143 | 39.4 | 587 | 101.14 | 1020 | 1556 | 123.14 | 187.84 | 263.68 | 328.38
1316 | 900 | 0.9 | 0% | 0.9 | 493 | 657 | 12.08 | 180 | 31.01 | 313 | 477 | 37.79 | 57.58 | 80.88 | 100.67
| 2000 | 2 | 0% | 2 | 667 | 1460 | 26.84 | 400 | 68.92 | 267 | 1060 | 32.23 | 127.96 | 127.99 | 223.72
| 500 | 0.5 | 0% | 0.5 | 365 | 365 | 6.71 | 100 | 17.23 | 265 | 265 | 31.99 | 31.99 | 55.93 | 55.93
| 70 | 0.07 | 0% | 0.07 | 13 | 51 | 0.94 | 13 | 2.24 | 0 | 38 | 0 | 4.59 | 3.18 | 7.77
| 41 | 0.041 | 0% | 0.041 | 1 | 30 | 0.55 | 1 | 0.17 | 0 | 29 | 0 | 3.5 | 0.72 | 4.22
1317 | 2611 | 2.611 | 0% | 2.611 | 1046 | 1906 | 35.04 | 514 | 88.56 | 532 | 1392 | 64.22 | 168.04 | 187.82 | 291.64
1318 | 360 | 0.36 | 0% | 0.36 | 263 | 263 | 4.83 | 72 | 12.41 | 191 | 191 | 23.06 | 23.06 | 40.3 | 40.3
1319 | 1363.3 | 1.3633 | 0% | 1.3633 | 456 | 995 | 18.3 | 273 | 47.04 | 183 | 722 | 22.09 | 87.16 | 87.43 | 152.5
1320 | 400 | 0.4 | 12.5% | 0.45 | 150 | 329 | 6.04 | 90 | 15.51 | 60 | 239 | 7.24 | 28.85 | 28.79 | 50.4
1321 | 698.5 | 0.6985 | 0% | 0.6985 | 510 | 510 | 9.37 | 140 | 24.12 | 370 | 370 | 44.67 | 44.67 | 78.16 | 78.16
1322 | 30 | 0.03 | 0% | 0.03 | 10 | 22 | 0.4 | 6 | 1.03 | 4 | 16 | 0.48 | 1.93 | 1.91 | 3.36
1323 | 1528.2 | 1.5282 | 0% | 1.5282 | 186 | 1116 | 20.51 | 186 | 32.05 | 0 | 930 | 0 | 112.27 | 52.56 | 164.83
1324 | 336 | 0.336 | 33.93% | 0.45 | 164 | 329 | 6.04 | 90 | 15.51 | 74 | 239 | 8.93 | 28.85 | 30.48 | 50.4
1325 | 122 | 0.122 | 0% | 0.122 | 89 | 89 | 1.64 | 24 | 4.14 | 65 | 65 | 7.85 | 7.85 | 13.63 | 13.63
1326 | 692 | 0.692 | 0% | 0.692 | 505 | 505 | 9.29 | 138 | 23.78 | 367 | 367 | 44.3 | 44.3 | 77.37 | 77.37
1327 | 40 | 0.04 | 0% | 0.04 | 29 | 29 | 0.54 | 8 | 1.38 | 21 | 21 | 2.54 | 2.54 | 4.46 | 4.46
1328 | 14.4 | 0.0144 | 0% | 0.0144 | 11 | 11 | 0.19 | 3 | 0.52 | 8 | 8 | 0.97 | 0.97 | 1.68 | 1.68
1329 | 3600 | 3.6 | 0% | 3.6 | 2628 | 2628 | 48.31 | 720 | 124.05 | 1908 | 1908 | 230.34 | 230.34 | 402.7 | 402.7
1330 | 1836 | 1.836 | 0% | 1.836 | 612 | 1340 | 24.64 | 367 | 63.23 | 245 | 973 | 29.58 | 117.46 | 117.45 | 205.33
1331 | 1800 | 1.8 | 0% | 1.8 | 1314 | 1314 | 24.16 | 360 | 62.03 | 954 | 954 | 115.17 | 115.17 | 201.36 | 201.36
1332 | 1056 | 1.056 | 0% | 1.056 | 352 | 771 | 14.17 | 211 | 36.35 | 141 | 560 | 17.02 | 67.6 | 67.54 | 118.12
1333 | 1440 | 1.44 | 0% | 1.44 | 1051 | 1051 | 19.33 | 288 | 49.62 | 763 | 763 | 92.11 | 92.11 | 161.06 | 161.06
1334 | 188 | 0.188 | 0% | 0.188 | 63 | 137 | 2.52 | 38 | 6.55 | 25 | 99 | 3.02 | 11.95 | 12.09 | 21.02
1335 | 1000 | 1 | 12.75% | 1.1275 | 823 | 823 | 15.13 | 226 | 38.94 | 597 | 597 | 72.07 | 72.07 | 126.14 | 126.14
1336 | 4800 | 4.8 | 0% | 4.8 | 3504 | 3504 | 64.42 | 960 | 165.4 | 2544 | 2544 | 307.11 | 307.11 | 536.93 | 536.93
1337 | 120 | 0.12 | 0% | 0.12 | 88 | 88 | 1.61 | 24 | 4.14 | 64 | 64 | 7.73 | 7.73 | 13.48 | 13.48
1337 | 1000 | 1 | 0% | 1 | 333 | 730 | 13.42 | 200 | 34.46 | 133 | 530 | 16.06 | 63.98 | 63.94 | 111.86
1337 | 85 | 0.085 | 0% | 0.085 | 3 | 62 | 1.14 | 3 | 0.52 | 0 | 59 | 0 | 7.12 | 1.66 | 8.78
1337 | 1205 | 1.205 |  |  | 424 | 880
1338 | 512 | 0.512 | 0% | 0.512 | 171 | 374 | 6.87 | 102 | 17.57 | 69 | 272 | 8.33 | 32.84 | 32.77 | 57.28
1339 | 513 | 0.513 | 0% | 0.513 | 374 | 374 | 6.88 | 103 | 17.75 | 271 | 271 | 32.72 | 32.72 | 57.35 | 57.35
| 45 | 0.045 | 0% | 0.045 | 45 | 33 | 0.6 | 9 | 1.55 | 36 | 24 | 2.9 | 2.9 | 5.05 | 5.05
| 5 | 0.005 | 0% | 0.005 | 5 | 4 | 0.07 | 1 | 0.17 | 4 | 3 | 0.36 | 0.36 | 0.6 | 0.6
| 7.56 | 0.00756 | 0% | 0.00756 | 7.56 | 6 | 0.1 | 2 | 0.34 | 5.56 | 4 | 0.48 | 0.48 | 0.92 | 0.92
| 55 | 0.055 | 0% | 0.055 | 55 | 40 | 0.74 | 11 | 1.9 | 44 | 29 | 3.5 | 3.5 | 6.14 | 6.14
1340 | 112.56 |  |  |  | 112.56 | 83 | 1.51 | 23 | 3.96 | 89.56 | 60 | 7.24 | 7.24 | 12.71 | 12.71
1341 | 198 | 0.198 | 0% | 0.198 | 66 | 145 | 2.66 | 40 | 6.89 | 26 | 105 | 3.14 | 12.68 | 12.69 | 22.23
1342 | 1240 | 1.24 | 0% | 1.24 | 413 | 905 | 16.64 | 248 | 42.73 | 165 | 657 | 19.92 | 79.31 | 79.29 | 138.68
1343 | 122 | 0.122 | 0% | 0.122 | 89 | 89 | 1.64 | 24 | 4.14 | 65 | 65 | 7.85 | 7.85 | 13.63 | 13.63
| 120 | 0.12 | 0% | 0.12 | 88 | 88 | 1.61 | 24 | 4.14 | 64 | 64 | 7.73 | 7.73 | 13.48 | 13.48
| 1000 | 1 | 0% | 1 | 333 | 730 | 13.42 | 200 | 34.46 | 133 | 530 | 16.06 | 63.98 | 63.94 | 111.86
| 85 | 0.085 | 0% | 0.085 | 3 | 62 | 1.14 | 3 | 0.52 | 0 | 59 | 0 | 7.12 | 1.66 | 8.78
1344 | 1205 | 1.205 | 0% | 1.205 | 424 | [8 empty] | 79.08 | 134.12
1345 | 30 | 0.03 | 0% | 0.03 | 22 | 22 | 0.4 | 6 | 1.03 | 16 | 16 | 1.93 | 1.93 | 3.36 | 3.36
| 500 | 0.5 | 0% | 0.5 | 1 | 365 | 6.71 | 1 | 0.17 | 0 | 364 | 0 | 43.94 | 6.88 | 50.82
| 10 | 0.01 | 0% | 0.01 | 0 | 7 | 0.13 | 0 | 0 | 0 | 7 | 0 | 0.85 | 0.13 | 0.98
1346 | 510 |  |  |  | 1 | 372 | [7 empty] | 7.01
1347 | 120 | 0.12 | 0% | 0.12 | 88 | 88 | 1.61 | 24 | 4.14 | 64 | 64 | 7.73 | 7.73 | 13.48 | 13.48
1348 | 1113.6 | 1.1136 | 0% | 1.1136 | 371 | 813 | 14.94 | 223 | 38.42 | 148 | 590 | 17.87 | 71.23 | 71.23 | 124.59
1351 | 22.8 | 0.0228 | 0% | 0.0228 | 8 | 8 | 0.31 | 5 | 0.86 | 3 | 3 | 0.36 | 0.36 | 1.53 | 1.53
1353 | 240 | 0.24 | 0% | 0.24 | 175 | 175 | 3.22 | 48 | 8.27 | 127 | 127 | 15.33 | 15.33 | 26.82 | 26.82
1354 | 1000 | 1 | 0% | 1 | 333 | 333 | 13.42 | 200 | 34.46 | 133 | 133 | 16.06 | 16.06 | 63.94 | 63.94
1355 | 150 | 0.15 | 0% | 0.15 | 50 | 50 | 2.01 | 30 | 5.17 | 20 | 20 | 2.41 | 2.41 | 9.59 | 9.59
1356 | 2070 | 2.07 | 0% | 2.07 | 630 | 630 | 27.78 | 414 | 71.33 | 216 | 216 | 26.08 | 26.08 | 125.19 | 125.19
1358 | 260 | 0.26 | 0% | 0.26 | 87 | 87 | 3.49 | 52 | 8.96 | 35 | 35 | 4.23 | 4.23 | 16.68 | 16.68
1360 | 130 | 0.13 | 0% | 0.13 | 43 | 43 | 1.74 | 26 | 4.48 | 17 | 17 | 2.05 | 2.05 | 8.27 | 8.27
1361 | 300 | 0.3 | 0% | 0.3 | 100 | 100 | 4.03 | 60 | 10.34 | 40 | 40 | 4.83 | 4.83 | 19.2 | 19.2
628 | 65 | 0.065 | 0 | 0.065 | 22 | 47 | 0.87 | 13 | 2.24 | 9 | 34 | 1.09 | 4.1 | 11.38 | 7.21
632 | 1000 | 1 | 0 | 1 | 333 | 730 | 13.42 | 200 | 34.46 | 133 | 530 | 16.06 | 63.98 | 63.94 | 111.86
549 | 80 | 0.08 | 0 | 0.08 | 27 | 58 | 1.07 | 16 | 2.76 | 11 | 42 | 1.33 | 5.07 | 5.16 | 8.9
844 | 220 | 0.22 | 0 | 0.22 | 161 | 161 | 2.95 | 44 | 7.58 | 117 | 117 | 14.12 | 14.12 | 24.65 | 24.65
1120 | 120 | 0.12 | 0 | 0.12 | 49 | 88 | 1.61 | 24 | 4.14 | 25 | 64 | 3.02 | 7.73 | 8.77 | 13.48
1254 | 1000 | 1 | 0 | 1 | 304 | 730 | 13.42 | 200 | 34.46 | 104 | 530 | 12.55 | 63.98 | 60.43 | 63.98
1255 | 440 | 0.44 | 0 | 0.44 | 147 | 321 | 5.9 | 88 | 15.16 | 59 | 233 | 7.12 | 28.13 | 28.18 | 49.19
1256 | 9.2 | 0.0092 | 0 | 0.0092 | 7 | 7 | 0.12 | 2 | 0.34 | 5 | 5 | 0.6 | 0.6 | 1.06 | 1.06
1349 | 1080 | 1.08 | 0 | 1.08 | 360 | 788 | 14.49 | 216 | 37.22 | 144 | 572 | 17.38 | 69.05 | 69.09 | 120.76
1350 | 500 | 0.5 | 0 | 0.5 | 167 | 365 | 6.71 | 100 | 17.23 | 67 | 265 | 8.09 | 31.99 | 32.03 | 55.93
1352 | 307 | 0.307 | 0 | 0.307 | 102 | 224 | 4.12 | 61 | 10.51 | 41 | 163 | 4.95 | 19.68 | 19.58 | 34.31
1357 | 3220 | 3.22 | 0 | 3.22 | 2351 | 2351 | 43.21 | 644 | 110.96 | 1707 | 1707 | 206.07 | 206.07 | 360.24 | 360.24
1358 | 260 | 0.26 | 0 | 0.26 | 87 | 190 | 3.49 | 52 | 8.96 | 35 | 138 | 4.23 | 16.66 | 16.68 | 29.11
1359 | 3600 | 3.6 | 0 | 3.6 | 2628 | 2628 | 48.31 | 720 | 124.05 | 1908 | 1908 | 230.34 | 230.34 | 402.7 | 402.7
1360 | 130 | 0.13 | 0 | 0.13 | 43 | 95 | 1.74 | 26 | 4.48 | 17 | 69 | 2.05 | 8.33 | 8.27 | 14.55
1361 | 300 | 0.3 | 0 | 0.3 | 100 | 219 | 4.03 | 60 | 10.34 | 40 | 159 | 4.83 | 19.19 | 19.2 | 33.56
1362 | 68 | 0.068 | 0 | 0.068 | 23 | 50 | 0.91 | 14 | 2.41 | 9 | 36 | 1.09 | 4.35 | 4.41 | 7.67
1363 | 1920 | 1.92 | 0 | 1.92 | 1402 | 1402 | 25.77 | 384 | 66.16 | 1018 | 1018 | 122.89 | 122.89 | 214.82 | 214.82
1364 | 936 | 0.936 | 0 | 0.936 | 312 | 683 | 12.56 | 187 | 32.22 | 125 | 496 | 15.09 | 59.88 | 59.87 | 104.66
537 | 170 | 0.17 | 0 | 0.17 | 57 | 124 | 2.28 | 34 | 5.86 | 23 | 90 | 2.78 | 10.86 | 10.94 | 19
1365 | 30 | 0.03 | 0 | 0.03 | 10 | 22 | 0.4 | 6 | 1.03 | 4 | 16 | 0.48 | 1.93 | 1.91 | 3.36
1366 | 360 | 0.36 | 0 | 0.36 | 120 | 263 | 4.83 | 72 | 12.41 | 48 | 191 | 5.79 | 23.06 | 23.03 | 40.3
1367 | 50 | 0.05 | 0 | 0.05 | 37 | 37 | 0.67 | 10 | 1.72 | 27 | 27 | 3.26 | 3.26 | 5.65 | 5.65
1368 | 1200 | 1.2 | 0 | 1.2 | 437 | 876 | 16.1 | 240 | 41.35 | 197 | 636 | 23.78 | 76.78 | 81.23 | 134.23
1369 | 3240 | 3.24 | 0 | 3.24 | 2222 | 2365 | 43.48 | 648 | 111.65 | 1574 | 1717 | 190.01 | 207.28 | 345.14 | 362.41
1370 | 120 | 0.12 | 0 | 0.12 | 88 | 88 | 1.61 | 24 | 4.14 | 64 | 64 | 7.73 | 7.73 | 13.48 | 13.48
1371 | 240 | 0.24 | 0 | 0.24 | 175 | 175 | 3.22 | 48 | 8.27 | 127 | 127 | 15.33 | 15.33 | 26.82 | 26.82
1372 | 180 | 0.18 | 0 | 0.18 | 44 | 131 | 2.42 | 36 | 6.2 | 8 | 95 | 0.97 | 11.47 | 9.59 | 20.09
1373 | 1850 | 1.85 | 0 | 1.85 | 1351 | 1351 | 24.83 | 370 | 63.75 | 981 | 981 | 118.43 | 118.43 | 207.01 | 207.01
1374 | 144 | 0.144 | 0 | 0.144 | 35 | 105 | 1.93 | 29 | 5 | 6 | 76 | 0.72 | 9.17 | 7.65 | 16.1
1378 | 2315 | 2.315 | 0 | 2.315 | 563 | 1690 | 31.07 | 463 | 79.77 | 100 | 1227 | 12.07 | 148.12 | 122.91 | 258.96 | yes
1382 | 2760 | 2.76 | 0 | 2.76 | 672 | 2015 | 37.04 | 552 | 95.11 | 120 | 1463 | 14.49 | 176.61 | 146.64 | 308.76
0 | 7200 | 7.2 | 0 | 7.2 | 5256 | 5256 | 96.63 | 1440 | 248.1 | 3816 | 3816 | 460.67 | 460.67 | 805.4 | 805.4 | yes
0 | 2420 | 2.42 | 0 | 2.42 | 1767 | 1767 | 32.48 | 484 | 83.39 | 1283 | 1283 | 154.88 | 154.88 | 270.75 | 270.75 | yes
0 | 2880 | 2.88 | 0 | 2.88 | 2102 | 2102 | 38.65 | 576 | 99.24 | 1526 | 1526 | 184.22 | 184.22 | 322.11 | 322.11 | yes
0 | 481.25 | 0.48125 | 0 | 0.48125 | 13 | 351 | 6.46 | 13 | 2.24 | 0 | 338 | 0 | 40.8 | 8.7
0 | 22 | 0.022 | 0 | 0.022 | 7 | 16 | 0.3 | 4 | 0.69 | 3 | 12 | 0.36 | 1.45 | 1.35

## 2026 Unpublished Rates RTT
UNMETERED SERVICE - MISC. SMALL LOADS SMOOTHED RATES
UNPUBLISHED RATES
PROPOSED RATES - EFFECTIVE JANUARY 1, 2026
Components of Misc. Small Loads Rate:
|  |  | Demand Charge |  | 23.2639 |  | Minimum Charge |  | 21.9953 | / month
|  |  | 1st Block Energy Charge @ 200 kW.h |  | 0 |  | Minimum Bill |  | 4.6322 | / month
|  |  | All Additional kW.h Energy Charge |  | 0
[7 empty] | 2025 | [7 empty] | Continuous |  |  |  |  | Jan 2026 |  |  | Rate
[6 empty] | Current Information |  |  | Inv. Level | Annual | Annual | Annual | Connected | Total | Connected | Calculated Information |  | Difference |  | NEW RATES |  |  | Increase | EXPLANATION | Annual | Annual
Inv. Level_2023 GRA | Inv. Level_2025 | Variance | Rate Code | Description | Wattage | Energy | Bundled Cost | With FAM AABA | Inv. Level | Energy | Elect. Rev. | C&M. Rev. | Load (kW) | Load (kW) | Load (kW) | Energy | Cost | Energy | Cost | Energy | Bundled Cost | With FAM AABA |  |  | Elect. Rev. | C&M. Rev.
238 | 229 | -9 | 300 | Telephone Booths |  | 78 | 10.45 | 10.45 | 229 | 214344 | 28716.6 |  | 0.107 | 24.503 | 24.503 | 78 | 10.45 | --- | 5.8178 | OK | 4.6322 | 4.6322 | -55.67% |  | 12729.1605
5 | 5 | 0 | 352 | Misc. Crosswalk Sign | 756 | 511 | 69.2 | 69.2 | 5 | 30660 | 4152 |  | 0.756 | 3.78 |  | 511 | 69.2 | --- | 51.62 | OK | 17.58 | 17.58 | -74.6% |  | 1054.8
54 | 95 | 41 | 360 | RA-5 Crosswalk /w Fluorescent | 393 | 93 | 17.28 | 17.28 | 95 | 106020 | 19699.2 |  | 0.418 | 39.71 |  | 93 | 17.28 | --- | 7.57 | OK | 9.71 | 9.71 | -43.81% |  | 11069.4
24 | 29 | 5 | 361 | RA-5 Crosswalk | 295 | 70 | 12.99 | 12.99 | 29 | 24360 | 4520.52 |  | 0.295 | 8.555 |  | 70 | 12.99 | --- | 6.13 | OK | 6.86 | 6.86 | -47.19% |  | 2387.28
6 | 6 | 0 | 362 | Crosswalk /w 2 - 175W - Photocell | 350 | 128 | 21.54 | 21.54 | 6 | 9216 | 1550.88 |  | 0.385 | 2.31 |  | 128 | 21.54 | --- | 12.58 | OK | 8.96 | 8.96 | -58.4% |  | 645.12
1 | 1 | 0 | 363 | Misc. Crosswalk Sign | 1126 | 311 | 55.9 | 55.9 | 1 | 3732 | 670.8 |  | 1.239 | 1.239 |  | 311 | 55.9 | --- | 27.08 | OK | 28.82 | 28.82 | -48.44% |  | 345.84
1 | 1 | 0 | 364 | Misc. Crosswalk Sign | 1003 | 334 | 56.17 | 56.17 | 1 | 4008 | 674.04 |  | 1.003 | 1.003 |  | 334 | 56.17 | --- | 32.83 | OK | 23.34 | 23.34 | -58.45% |  | 280.08
2 | 2 | 0 | 365 | Misc. Crosswalk Sign | 701 | 265 | 45.14 | 45.14 | 2 | 6360 | 1083.36 |  | 0.823 | 1.646 |  | 265 | 45.14 | --- | 25.99 | OK | 19.15 | 19.15 | -57.58% |  | 459.6
1 | 1 | 0 | 366 | Misc. Crosswalk Sign | 650 | 238 | 40.02 | 40.02 | 1 | 2856 | 480.24 |  | 0.715 | 0.715 |  | 238 | 40.02 | --- | 23.39 | OK | 16.63 | 16.63 | -58.45% |  | 199.56
4 | 8 | 4 | 367 | Misc. Crosswalk Sign | 590 | 216 | 36.33 | 36.33 | 8 | 20736 | 3487.68 |  | 0.649 | 5.192 |  | 216 | 36.33 | --- | 21.23 | OK | 15.1 | 15.1 | -58.44% |  | 1449.6
1 | 1 | 0 | 368 | Misc. Crosswalk Sign | 250 | 92 | 15.45 | 15.45 | 1 | 1104 | 185.4 |  | 0.275 | 0.275 |  | 92 | 15.45 | --- | 9.05 | OK | 6.4 | 6.4 | -58.58% |  | 76.8
1 | 1 | 0 | 369 | Misc. Crosswalk Sign | 175 | 64 | 10.79 | 10.79 | 1 | 768 | 129.48 |  | 0.193 | 0.193 |  | 64 | 10.79 | --- | 6.1578 | OK | 4.6322 | 4.6322 | -57.07% |  | 55.5859
46 | 45 | -1 | 370 | Water PRV Control |  | 150 | 40.3 | 40.3 | 45 | 81000 | 21762 |  | 1.5 | 67.5 |  | 150 | 40.3 | --- | 5.4 | OK | 34.9 | 34.9 | -13.4% |  | 18846
7 | 6 | -1 | 371 | Water Reservoir Control |  | 200 | 47.84 | 47.84 | 6 | 14400 | 3444.48 |  | 1.5 | 9 |  | 200 | 47.84 | --- | 12.94 | OK | 34.9 | 34.9 | -27.05% |  | 2512.8
2 | 2 | 0 | 372 | Water Fill Station |  | 150 | 40.3 | 40.3 | 2 | 3600 | 967.2 |  | 1.5 | 3 |  | 150 | 40.3 | --- | 5.4 | OK | 34.9 | 34.9 | -13.4% |  | 837.6
4 | 4 | 0 | 376 | MTT Booster Box - Unmetered |  | 710 | 122.8668 | 122.8668 | 4 | 34080 | 5897.6056 |  | 0.973 | 3.892 | 3.892 | 710 | 122.8668 | --- | 100.8715 | OK | 21.9953 | 21.9953 | -82.1% | Calculated using Small General tariff | 1055.7749
97 | 95 | -2 | 378 | Aliant #52B Power Cable Cabinet |  | 700 | 95.39 | 95.39 | 95 | 798000 | 108744.6 |  | 2.5 | 237.5 | 237.5 | 700 | 95.39 | --- | 71.41 | OK | 23.98 | 23.98 | -74.86% |  | 27337.2
1 | 1 | 0 | 379 | DFO Lighthouse - Torbay |  | 395 | 77.2868 | 77.2868 | 1 | 4740 | 927.4414 |  | 0.542 | 0.542 |  | 395 | 77.2868 | --- | 55.2915 | OK | 21.9953 | 21.9953 | -71.54% | Calculated using Small General tariff | 263.9437
1 | 1 | 0 | 380 | DFO Lighthouse - Wallace |  | 274 | 59.7868 | 59.7868 | 1 | 3288 | 717.4414 |  | 0.375 | 0.375 |  | 274 | 59.7868 | --- | 37.7915 | OK | 21.9953 | 21.9953 | -63.21% | Calculated using Small General tariff | 263.9437
5 | 5 | 0 | 381 | Misc. Crosswalk Sign | 563 | 219 | 37.09 | 37.09 | 5 | 13140 | 2225.4 |  | 0.671 | 3.355 |  | 219 | 37.09 | --- | 21.49 | OK | 15.6 | 15.6 | -57.94% |  | 936
1 | 1 | 0 | 382 | DFO Lighthouse - Cape Sharpe |  | 608 | 108.1068 | 108.1068 | 1 | 7296 | 1297.2814 |  | 0.833 | 0.833 |  | 608 | 108.1068 | --- | 86.1115 | OK | 21.9953 | 21.9953 | -79.65% | Calculated using Small General tariff | 263.9437
1 | 0 | -1 | 384 | DFO Lighthouse - Candlebox Is. |  | 1369 | 218.2168 | 218.2168 | 0 | 0 | 0 |  | 1.875 | 0 |  | 1369 | 218.2168 | --- | 196.2215 | OK | 21.9953 | 21.9953 | -89.92% | Calculated using Small General tariff | 0
9 | 9 | 0 | 386 | Aliant #51B Power Cable Cabinet | 2920 | 1995 | 271.5 | 271.5 | 9 | 215460 | 29322 |  | 2.92 | 26.28 |  | 1995 | 271.5 | --- | 203.57 | OK | 67.93 | 67.93 | -74.98% |  | 7336.44
95 | 93 | -2 | 387 | Aliant 51B AC Pwr Cab (1Unit) | 1460 | 540 | 73.89 | 73.89 | 93 | 602640 | 82461.24 |  | 1.46 | 135.78 | 120.9 | 540 | 73.89 | --- | 55.05 | OK | 18.84 | 18.84 | -74.5% |  | 21025.44
2 | 2 | 0 | 389 | 1500W Heater HRM (8hrs/day) | 1500 | 151 | 40.45 | 40.45 | 2 | 3624 | 970.8 |  | 1.5 | 3 |  | 151 | 40.45 | --- | 5.55 | OK | 34.9 | 34.9 | -13.72% |  | 837.6
1 | 1 | 0 | 390 | 325W Bus Shelter Sydney - Cont. | 325 | 261 | 35.03 | 35.03 | 1 | 3132 | 420.36 |  | 0.358 | 0.358 |  | 261 | 35.03 | --- | 26.71 | OK | 8.32 | 8.32 | -76.25% |  | 99.84
1 | 1 | 0 | 391 | 348W Chemical Detector - HPA | 348 | 254 | 34.09 | 34.09 | 1 | 3048 | 409.08 |  | 0.348 | 0.348 |  | 254 | 34.09 | --- | 25.99 | OK | 8.1 | 8.1 | -76.24% |  | 97.2
188 | 193 | 5 | 400 | CN Level Crossing Signal |  | 34 | 4.3479 | 4.3479 | 193 | 78744 | 10069.7078 |  | 0.1 | 19.3 |  | 34 | 4.3479 | --- | -0.28427 | OK | 4.6322 | 4.6322 | 6.538% | Minimum Charge applied | 10728.0698
25 | 27 | 2 | 401 | CN Level Crossing Signal/Gate |  | 34 | 5.26 | 5.26 | 27 | 11016 | 1704.24 |  | 0.1 | 2.7 |  | 34 | 5.26 | --- | 0.62785 | OK | 4.6322 | 4.6322 | -11.94% | Manually Adjusted by 0.26% Rate Increase | 1500.8181
4 | 4 | 0 | 402 | CN Train Signal |  | 90 | 12.08 | 12.08 | 4 | 4320 | 579.84 |  | 0.123 | 0.492 |  | 90 | 12.08 | --- | 7.4478 | OK | 4.6322 | 4.6322 | -61.65% | Manually Adjusted by 0.26% Rate Increase | 222.3434
16 | 14 | -2 | 441 | Metallic Additive (Capital & Maint.) | 1000 | 0 | 22.2958 | 22.2958 | 14 | 0 | 3745.6967 | 3580.8819 | 1 | 14 |  | 0 | 22.2958 | --- | -0.96419 | OK | 23.26 | 23.26 | 4.325% | Cap. & Maint. Chg. for 1000W M/A Light | 3907.68 | 3907.68
13 | 4 | -9 | 452 | HPS - Photocell | 1000 | 363 | 61.04 | 61.04 | 4 | 17424 | 2929.92 | 1783.5759 | 1.09 | 4.36 |  | 363 | 61.04 | --- | 35.68 | OK | 25.36 | 25.36 | -58.45% | + Cap. & Maint. Chg. for 1000 HPS Light | 1217.28 | 1783.5759
1 | 0 | -1 | 453 | Sign |  | 0 | 31.38 | 31.38 | 0 | 0 | 0 |  |  |  |  | 0 | 31.38 | --- | -3.38 | OK | 34.76 | 34.76 | 10.77% |  | 0
1 | 1 | 0 | 454 | Sign |  | 0 | 40.06 | 40.06 | 1 | 0 | 480.72 |  |  |  |  | 0 | 40.06 | --- | -4.31 | OK | 44.37 | 44.37 | 10.76% |  | 532.44
2 | 2 | 0 | 462 | Flat Rate |  | 0 | 6.18 | 6.18 | 2 | 0 | 148.32 |  |  |  |  | 0 | 6.18 | --- | -0.66 | OK | 6.84 | 6.84 | 10.68% |  | 164.16
1 | 1 | 0 | 464 | Flat Rate |  | 0 | 15.72 | 15.72 | 1 | 0 | 188.64 |  |  |  |  | 0 | 15.72 | --- | -1.69 | OK | 17.41 | 17.41 | 10.75% |  | 208.92
1 | 1 | 0 | 465 | Flat Rate |  | 0 | 7.73 | 7.73 | 1 | 0 | 92.76 |  |  |  |  | 0 | 7.73 | --- | -0.83 | OK | 8.56 | 8.56 | 10.74% |  | 102.72
1 | 1 | 0 | 472 | Sign |  | 0 | 75.56 | 75.56 | 1 | 0 | 906.72 |  |  |  |  | 0 | 75.56 | --- | -8.1301 | OK | 83.6901 | 83.6901 | 10.76% |  | 1004.2814
1 | 1 | 0 | 473 | Mercury Vapour Light - Photocell | 175 | 69 | 11.59 | 11.59 | 1 | 828 | 139.08 |  | 0.207 | 0.207 |  | 69 | 11.59 | --- | 6.77 | OK | 4.82 | 4.82 | -58.41% |  | 57.84
2 | 1 | -1 | 475 | High Pressure Sodium - Photocell | 70 | 32 | 5.37 | 5.37 | 1 | 384 | 64.44 |  | 0.096 | 0.096 |  | 32 | 5.37 | --- | 0.73785 | OK | 4.6322 | 4.6322 | -13.74% |  | 55.5859
19 | 19 | 0 | 500 | Traffic Control Lights | 210 | 51 | 9.76 | 9.76 | 19 | 11628 | 2225.28 |  | 0.21 | 1.995 |  | 51 | 9.76 | --- | 4.87 | OK | 4.89 | 4.89 | -49.9% |  | 1114.92
1733 | 1739 | 6 | 501 | Traffic Control Lights | 69 | 17 | 2.29 | 2.29 | 1739 | 354756 | 47787.72 |  | 0.023 | 19.9985 |  | 17 | 2.29 | --- | 1.75 | OK | 0.54 | 0.54 | -76.42% |  | 11268.72
57 | 57 | 0 | 502 | Traffic Control Lights | 80 | 20 | 2.65 | 2.65 | 57 | 13680 | 1812.6 |  | 0.027 | 0.7695 |  | 20 | 2.65 | --- | 2.02 | OK | 0.63 | 0.63 | -76.23% |  | 430.92
375 | 375 | 0 | 503 | Traffic Control Lights | 100 | 24 | 3.25 | 3.25 | 375 | 108000 | 14625 |  | 0.033 | 6.1875 |  | 24 | 3.25 | --- | 2.48 | OK | 0.77 | 0.77 | -76.31% |  | 3465
150 | 150 | 0 | 504 | Traffic Control Lights | 116 | 28 | 3.78 | 3.78 | 150 | 50400 | 6804 |  | 0.039 | 2.925 |  | 28 | 3.78 | --- | 2.87 | OK | 0.91 | 0.91 | -75.93% |  | 1638
428 | 476 | 48 | 505 | Traffic Control Lights | 150 | 37 | 4.95 | 4.95 | 476 | 211344 | 28274.4 |  | 0.05 | 11.9 |  | 37 | 4.95 | --- | 3.79 | OK | 1.16 | 1.16 | -76.57% |  | 6625.92
12 | 12 | 0 | 506 | Traffic Control Lights | 200 | 49 | 9.34 | 9.34 | 12 | 7056 | 1344.96 |  | 0.2 | 1.2 |  | 49 | 9.34 | --- | 4.69 | OK | 4.65 | 4.65 | -50.21% |  | 669.6
5 | 5 | 0 | 507 | Traffic Control Lights | 860 | 209 | 39.99 | 39.99 | 5 | 12540 | 2399.4 |  | 0.86 | 2.15 |  | 209 | 39.99 | --- | 19.98 | OK | 20.01 | 20.01 | -49.96% |  | 1200.6
147 | 635 | 488 | 508 | Traffic Control Lights | 60 | 15 | 2 | 2 | 635 | 114300 | 15240 |  | 0.02 | 6.35 |  | 15 | 2 | --- | 1.53 | OK | 0.47 | 0.47 | -76.5% |  | 3581.4
66 | 66 | 0 | 509 | Traffic Control Lights | 135 | 33 | 4.42 | 4.42 | 66 | 26136 | 3500.64 |  | 0.045 | 1.485 |  | 33 | 4.42 | --- | 3.37 | OK | 1.05 | 1.05 | -76.24% |  | 831.6
66 | 66 | 0 | 510 | Traffic Control Lights | 20 | 5 | 0.65 | 0.65 | 66 | 3960 | 514.8 |  | 0.007 | 0.231 |  | 5 | 0.65 | --- | 0.49 | OK | 0.16 | 0.16 | -75.38% |  | 126.72
2 | 34 | 32 | 527 | 12" LED Amber Traffic Light | 22 | 2 | 0.56 | 0.56 | 34 | 816 | 228.48 |  | 0.022 | 0.374 |  | 2 | 0.56 | --- | 0.05 | OK | 0.51 | 0.51 | -8.929% |  | 208.08
34 | 24 | -10 | 600 | Range Light - Continuous | 116 | 85 | 11.39 | 11.39 | 24 | 24480 | 3280.32 |  | 0.116 | 2.784 | 2.784 | 85 | 11.39 | --- | 6.7578 | OK | 4.6322 | 4.6322 | -59.33% |  | 1334.0605
5 | 5 | 0 | 601 | Misc. Unmetered - Photocell "same as RC997" | 500 | 167 | 28.06 | 28.06 | 5 | 10020 | 1683.6 |  | 0.5 | 2.5 |  | 167 | 28.06 | --- | 16.43 | OK | 11.63 | 11.63 | -58.55% |  | 697.8
5 | 5 | 0 | 602 | Range Light - Continuous | 400 | 337 | 45.19 | 45.19 | 5 | 20220 | 2711.4 |  | 0.462 | 2.31 | 2.31 | 337 | 45.19 | --- | 34.44 | OK | 10.75 | 10.75 | -76.21% |  | 645
8 | 7 | -1 | 603 | Misc. Unmetered - Photocell | 100 | 33 | 5.57 | 5.57 | 7 | 2772 | 467.88 |  | 0.1 | 0.7 |  | 33 | 5.57 | --- | 0.93785 | OK | 4.6322 | 4.6322 | -16.84% |  | 389.101
5 | 5 | 0 | 604 | Range Light - Photocell | 276 | 92 | 15.46 | 15.46 | 5 | 5520 | 927.6 |  | 0.276 | 1.38 |  | 92 | 15.46 | --- | 9.04 | OK | 6.42 | 6.42 | -58.47% |  | 385.2
1 | 1 | 0 | 606 | Misc. Small Loads Rate | 480 | 87 | 18.77 | 18.77 | 1 | 1044 | 225.24 |  | 0.48 | 0.48 |  | 87 | 18.77 | --- | 7.6 | OK | 11.17 | 11.17 | -40.49% |  | 134.04
1 | 1 | 0 | 607 | Misc Unmetered - Photocell | 4440 | 1480 | 248.77 | 248.77 | 1 | 17760 | 2985.24 |  | 4.44 | 4.44 |  | 1480 | 248.77 | --- | 145.48 | OK | 103.29 | 103.29 | -58.48% |  | 1239.48
7 | 7 | 0 | 609 | Range Light - Photocell | 175 | 58 | 9.77 | 9.77 | 7 | 4872 | 820.68 |  | 0.175 | 1.225 |  | 58 | 9.77 | --- | 5.1378 | OK | 4.6322 | 4.6322 | -52.59% |  | 389.101
30 | 26 | -4 | 610 | Range Light - Photocell | 244 | 81 | 13.64 | 13.64 | 26 | 25272 | 4255.68 |  | 0.244 | 6.344 |  | 81 | 13.64 | --- | 7.96 | OK | 5.68 | 5.68 | -58.36% |  | 1772.16
1 | 1 | 0 | 702 | Police Sirens 3 HP |  | 0 | 24.1 | 24.1 | 1 | 0 | 289.2 |  |  |  |  | 0 | 24.1 | --- | -2.59 | OK | 26.69 | 26.69 | 10.75% |  | 320.28
3 | 0 | -3 | 705 | Misc. Unmetered - Continuous | 60 | 44 | 5.54 | 5.54 | 0 | 0 | 0 |  | 0.06 | 0 | 0 | 44 | 5.54 | --- | -0.6 | OK | 6.14 | 6.14 | 10.83% |  | 0
5 | 6 | 1 | 801 | Cable Vision Power Supplies | 100 | 73 | 9.8 | 9.8 | 6 | 5256 | 705.6 |  | 0.1 | 0.6 | 0.6 | 73 | 9.8 | --- | 5.1678 | OK | 4.6322 | 4.6322 | -52.73% |  | 333.5151
1 | 1 | 0 | 802 | Cable Vision Power Supplies | 150 | 110 | 14.75 | 14.75 | 1 | 1320 | 177 |  | 0.15 | 0.15 | 0.15 | 110 | 14.75 | --- | 10.1178 | OK | 4.6322 | 4.6322 | -68.6% |  | 55.5859
10 | 8 | -2 | 803 | Cable Vision Power Supplies | 200 | 146 | 19.58 | 19.58 | 8 | 14016 | 1879.68 |  | 0.2 | 1.6 | 1.6 | 146 | 19.58 | --- | 14.93 | OK | 4.65 | 4.65 | -76.25% |  | 446.4
33 | 34 | 1 | 804 | Cable Vision Power Supplies | 250 | 183 | 24.52 | 24.52 | 34 | 74664 | 10004.16 |  | 0.25 | 8.5 | 8.5 | 183 | 24.52 | --- | 18.7 | OK | 5.82 | 5.82 | -76.26% |  | 2374.56
6 | 6 | 0 | 805 | Cable Vision Power Supplies | 300 | 219 | 29.37 | 29.37 | 6 | 15768 | 2114.64 |  | 0.3 | 1.8 | 1.8 | 219 | 29.37 | --- | 22.39 | OK | 6.98 | 6.98 | -76.23% |  | 502.56
219 | 215 | -4 | 806 | Cable Vision Power Supplies | 350 | 256 | 34.32 | 34.32 | 215 | 660480 | 88545.6 |  | 0.35 | 75.25 | 75.25 | 256 | 34.32 | --- | 26.18 | OK | 8.14 | 8.14 | -76.28% |  | 21001.2
5 | 5 | 0 | 807 | Cable Vision Power Supplies | 400 | 292 | 39.17 | 39.17 | 5 | 17520 | 2350.2 |  | 0.4 | 2 | 2 | 292 | 39.17 | --- | 29.86 | OK | 9.31 | 9.31 | -76.23% |  | 558.6
10 | 11 | 1 | 809 | Cable Vision Power Supplies | 500 | 365 | 48.96 | 48.96 | 11 | 48180 | 6462.72 |  | 0.5 | 5.5 | 5.5 | 365 | 48.96 | --- | 37.33 | OK | 11.63 | 11.63 | -76.25% |  | 1535.16
55 | 56 | 1 | 810 | Cable Vision Power Supplies | 550 | 402 | 53.91 | 53.91 | 56 | 270144 | 36227.52 |  | 0.55 | 30.8 | 30.8 | 402 | 53.91 | --- | 41.11 | OK | 12.8 | 12.8 | -76.26% |  | 8601.6
2414 | 2477 | 63 | 811 | Cable Vision Power Supplies | 600 | 438 | 58.75 | 58.75 | 2477 | 13019112 | 1746285 |  | 0.6 | 1486.2 | 1486.2 | 438 | 58.75 | --- | 44.79 | OK | 13.96 | 13.96 | -76.24% |  | 414947.04
7 | 7 | 0 | 812 | Cable Vision Power Supplies | 650 | 475 | 63.7 | 63.7 | 7 | 39900 | 5350.8 |  | 0.65 | 4.55 | 4.55 | 475 | 63.7 | --- | 48.58 | OK | 15.12 | 15.12 | -76.26% |  | 1270.08
43 | 43 | 0 | 820 | Weather Camera Station - DOT |  | 89 | 18.15 | 18.15 | 43 | 45924 | 9365.4 |  | 0.42 | 18.06 | 18.06 | 89 | 18.15 | --- | 8.38 | OK | 9.77 | 9.77 | -46.17% |  | 5041.32
3 | 2 | -1 | 821 | HI-VOL Air Quality Monitor |  | 230 | 44.29 | 44.29 | 2 | 5520 | 1062.96 |  | 0.96 | 1.92 | 1.92 | 230 | 44.29 | --- | 21.96 | OK | 22.33 | 22.33 | -49.58% |  | 535.92
1 | 1 | 0 | 822 | 900W Misc. Unmetered - Reduced | 900 | 270 | 47.25 | 47.25 | 1 | 3240 | 567 |  | 0.9 | 0.9 |  | 270 | 47.25 | --- | 26.31 | OK | 20.94 | 20.94 | -55.68% |  | 251.28
1 | 1 | 0 | 823 | 38.4W Misc. Unmetered - Continuous | 38.4 | 34 | 4.3479 | 4.3479 | 1 | 408 | 52.1747 |  | 0.038 | 0.038 | 0.038 | 34 | 4.3479 | --- | -0.28427 | OK | 4.6322 | 4.6322 | 6.538% | Minimum Charge applied | 55.5859
1 | 1 | 0 | 824 | Fire Pump - 75 HP |  | 0 | 16.4568 | 16.4568 | 1 | 0 | 197.4814 |  | 0 | 0 |  | 0 | 16.4568 | --- | -5.5385 | OK | 21.9953 | 21.9953 | 33.65% | Fixed at Minimum Bill Charge | 263.9437
1 | 1 | 0 | 825 | 3248W U/G Surge Chamber - Reduced | 3248 | 401 | 97.61 | 97.61 | 1 | 4812 | 1171.32 |  | 3.248 | 3.248 |  | 401 | 97.61 | --- | 22.05 | OK | 75.56 | 75.56 | -22.59% |  | 906.72
1 | 0 | -1 | 827 | Remote Cabinet - Eastlink | 600 | 365 | 51.04 | 51.04 | 0 | 0 | 0 |  | 0.6 | 0 | 0 | 365 | 51.04 | --- | 37.08 | OK | 13.96 | 13.96 | -72.65% |  | 0
2 | 2 | 0 | 828 | U/G Valve Chamber - Reduced | 2400 | 244 | 65.07 | 65.07 | 2 | 5856 | 1561.68 |  | 2.4 | 4.8 |  | 244 | 65.07 | --- | 9.23 | OK | 55.84 | 55.84 | -14.18% |  | 1340.16
1 | 1 | 0 | 830 | 1HP Vehicle Card Scanner | 871 | 61 | 18.87 | 18.87 | 1 | 732 | 226.44 |  | 0.871 | 0.871 |  | 61 | 18.87 | --- | -1.39 | OK | 20.26 | 20.26 | 7.366% |  | 243.12
1 | 1 | 0 | 831 | 3140W 216C & 800 Pwr. Cab. | 3140 | 1136 | 187.3 | 187.3 | 1 | 13632 | 2247.6 |  | 3.231 | 3.231 | 3.231 | 1136 | 187.3 | --- | 112.14 | OK | 75.16 | 75.16 | -59.87% |  | 901.92
1 | 1 | 0 | 832 | Pictou - Town Clock | 103 | 82 | 11.04 | 11.04 | 1 | 984 | 132.48 |  | 0.113 | 0.113 |  | 82 | 11.04 | --- | 6.4078 | OK | 4.6322 | 4.6322 | -58.04% |  | 55.5859
3 | 3 | 0 | 901 | Misc. Unmetered - Photocell | 2800 | 933 | 156.85 | 156.85 | 3 | 33588 | 5646.6 |  | 2.8 | 8.4 |  | 933 | 156.85 | --- | 91.71 | OK | 65.14 | 65.14 | -58.47% |  | 2345.04
1 | 1 | 0 | 902 | Misc. Unmetered - Continuous | 192 | 140 | 18.76 | 18.76 | 1 | 1680 | 225.12 |  | 0.192 | 0.192 | 0.192 | 140 | 18.76 | --- | 14.1278 | OK | 4.6322 | 4.6322 | -75.31% |  | 55.5859
1 | 1 | 0 | 903 | Misc. Unmetered - Photocell | 175 | 58 | 9.77 | 9.77 | 1 | 696 | 117.24 |  | 0.175 | 0.175 |  | 58 | 9.77 | --- | 5.1378 | OK | 4.6322 | 4.6322 | -52.59% |  | 55.5859
2 | 2 | 0 | 904 | Misc. Unmetered - Photocell | 250 | 83 | 13.96 | 13.96 | 2 | 1992 | 335.04 |  | 0.25 | 0.5 |  | 83 | 13.96 | --- | 8.14 | OK | 5.82 | 5.82 | -58.31% |  | 139.68
1 | 0 | -1 | 906 | Misc. Unmetered - 6 hrs / day | 768 | 140 | 30.16 | 30.16 | 0 | 0 | 0 |  | 0.768 | 0 |  | 140 | 30.16 | --- | 12.29 | OK | 17.87 | 17.87 | -40.75% |  | 0
3 | 3 | 0 | 908 | Misc. Unmetered - Photocell | 800 | 267 | 44.86 | 44.86 | 3 | 9612 | 1614.96 |  | 0.8 | 2.4 |  | 267 | 44.86 | --- | 26.25 | OK | 18.61 | 18.61 | -58.52% |  | 669.96
1 | 1 | 0 | 909 | Misc. Unmetered - 1 hr / day | 420 | 13 | 6.91 | 6.91 | 1 | 156 | 82.92 |  | 0.42 | 0.42 |  | 13 | 6.91 | --- | -2.86 | OK | 9.77 | 9.77 | 41.39% |  | 117.24
2 | 2 | 0 | 910 | Misc. Unmetered - Continuous | 660 | 482 | 64.64 | 64.64 | 2 | 11568 | 1551.36 |  | 0.66 | 1.32 | 1.32 | 482 | 64.64 | --- | 49.29 | OK | 15.35 | 15.35 | -76.25% |  | 368.4
36 | 37 | 1 | 911 | Misc. Unmetered - Continuous | 75 | 55 | 7.36 | 7.36 | 37 | 24420 | 3267.84 |  | 0.075 | 2.775 | 2.775 | 55 | 7.36 | --- | 2.7278 | OK | 4.6322 | 4.6322 | -37.06% |  | 2056.6766
9 | 11 | 2 | 912 | Misc. Unmetered - Capital & Maint. | 400 | 0 | 8.4884 | 8.4884 | 11 | 0 | 1120.471 | 916.749 | 0 | 0 |  | 0 | 8.4884 | --- | --- | OK | 8.4884 | 8.4884 | 0% | Cap. & Maint. Chg. for 400W HPS Light | 1120.471 | 1120.471
37 | 40 | 3 | 914 | F48T12 Fluor - Photo | 40 | 34 | 4.3479 | 4.3479 | 40 | 16320 | 2086.9861 |  | 0.048 | 1.92 |  | 34 | 4.3479 | --- | -0.28427 | OK | 4.6322 | 4.6322 | 6.538% | Minimum Charge applied | 2223.4342
8 | 8 | 0 | 915 | F48T12 Fluor - Cont | 48 | 35 | 4.72 | 4.72 | 8 | 3360 | 453.12 |  | 0.048 | 0.384 | 0.384 | 35 | 4.72 | --- | 0.087846 | OK | 4.6322 | 4.6322 | -1.861% |  | 444.6868
4 | 4 | 0 | 916 | F96T12VHO Fluorescent - Photocell | 215 | 72 | 12.08 | 12.08 | 4 | 3456 | 579.84 |  | 0.215 | 0.86 |  | 72 | 12.08 | --- | 7.08 | OK | 5 | 5 | -58.61% |  | 240
4 | 4 | 0 | 917 | F96T12/HO Fluor - 6 hrs / day | 130 | 23 | 5 | 5 | 4 | 1104 | 240 |  | 0.13 | 0.52 |  | 23 | 5 | --- | 0.36785 | OK | 4.6322 | 4.6322 | -7.357% |  | 222.3434
26 | 26 | 0 | 918 | F64T12HO Fluorescent - Photocell | 80 | 34 | 5.05 | 5.05 | 26 | 10608 | 1575.6 |  | 0.09 | 2.34 |  | 34 | 5.05 | --- | 0.41785 | OK | 4.6322 | 4.6322 | -8.274% | Manually Adjusted by 0.26% Rate Increase | 1445.2322
47 | 47 | 0 | 919 | F96T12/HO Fluor - Photo | 130 | 43 | 7.25 | 7.25 | 47 | 24252 | 4089 |  | 0.13 | 6.11 |  | 43 | 7.25 | --- | 2.6178 | OK | 4.6322 | 4.6322 | -36.11% |  | 2612.5351
1 | 1 | 0 | 921 | Misc. Unmetered - 6 hrs / day | 4582 | 830 | 179.17 | 179.17 | 1 | 9960 | 2150.04 |  | 4.582 | 4.582 |  | 830 | 179.17 | --- | 72.57 | OK | 106.6 | 106.6 | -40.5% |  | 1279.2
2 | 2 | 0 | 923 | Misc. Unmetered - Photocell | 3510 | 1170 | 196.66 | 196.66 | 2 | 28080 | 4719.84 |  | 3.51 | 7.02 |  | 1170 | 196.66 | --- | 115 | OK | 81.66 | 81.66 | -58.48% |  | 1959.84
2 | 2 | 0 | 924 | Misc. Unmetered - Photocell | 205 | 79 | 13.26 | 13.26 | 2 | 1896 | 318.24 |  | 0.237 | 0.474 |  | 79 | 13.26 | --- | 7.75 | OK | 5.51 | 5.51 | -58.45% |  | 132.24
1 | 1 | 0 | 926 | Misc. Unmetered - Photocell | 330 | 127 | 21.35 | 21.35 | 1 | 1524 | 256.2 |  | 0.381 | 0.381 |  | 127 | 21.35 | --- | 12.49 | OK | 8.86 | 8.86 | -58.5% |  | 106.32
1 | 1 | 0 | 929 | Misc. Unmetered - Continuous | 550 | 402 | 53.91 | 53.91 | 1 | 4824 | 646.92 |  | 0.55 | 0.55 | 0.55 | 402 | 53.91 | --- | 41.11 | OK | 12.8 | 12.8 | -76.26% |  | 153.6
20 | 20 | 0 | 930 | Misc. Unmetered - Photocell | 88 | 29 | 4.91 | 4.91 | 20 | 6960 | 1178.4 |  | 0.088 | 1.76 |  | 29 | 4.91 | --- | 0.27785 | OK | 4.6322 | 4.6322 | -5.659% |  | 1111.7171
2 | 2 | 0 | 931 | Misc. Unmetered - Flashing | 132 | 53 | 8.61 | 8.61 | 2 | 1272 | 206.64 |  | 0.145 | 0.29 |  | 53 | 8.61 | --- | 3.9778 | OK | 4.6322 | 4.6322 | -46.2% |  | 111.1717
1 | 1 | 0 | 932 | Misc. Unmetered - Photocell | 180 | 69 | 11.59 | 11.59 | 1 | 828 | 139.08 |  | 0.207 | 0.207 |  | 69 | 11.59 | --- | 6.77 | OK | 4.82 | 4.82 | -58.41% | Manually Adjusted by 0.26% Rate Increase | 57.84
2 | 2 | 0 | 933 | Misc. Unmetered - Continuous | 1000 | 730 | 97.92 | 97.92 | 2 | 17520 | 2350.08 |  | 1 | 2 | 2 | 730 | 97.92 | --- | 74.66 | OK | 23.26 | 23.26 | -76.25% |  | 558.24
15 | 15 | 0 | 935 | Misc. Unmetered - Photocell ( + Capital & Maint.) | 1000 | 367 | 76.6532 | 76.6532 | 15 | 66060 | 13797.5722 | 2057.9722 | 1.1 | 16.5 |  | 367 | 76.6532 | --- | 3.85 | OK | 72.8032 | 72.8032 | -5.023% | + Cap. & Maint. Chg. for 1000 HPS Light | 13104.5722 | 2057.9722
9 | 9 | 0 | 937 | Misc. Unmetered - Photocell | 528 | 176 | 29.6 | 29.6 | 9 | 19008 | 3196.8 |  | 0.528 | 4.752 |  | 176 | 29.6 | --- | 17.32 | OK | 12.28 | 12.28 | -58.51% |  | 1326.24
1 | 1 | 0 | 938 | Misc. Unmetered - Photocell | 360 | 120 | 20.17 | 20.17 | 1 | 1440 | 242.04 |  | 0.36 | 0.36 |  | 120 | 20.17 | --- | 11.8 | OK | 8.37 | 8.37 | -58.5% |  | 100.44
2 | 2 | 0 | 939 | Misc. Unmetered - Continuous | 150 | 110 | 14.75 | 14.75 | 2 | 2640 | 354 |  | 0.15 | 0.3 | 0.3 | 110 | 14.75 | --- | 10.1178 | OK | 4.6322 | 4.6322 | -68.6% |  | 111.1717
2 | 2 | 0 | 940 | Misc. Unmetered - Photocell | 675 | 225 | 37.82 | 37.82 | 2 | 5400 | 907.68 |  | 0.675 | 1.35 |  | 225 | 37.82 | --- | 22.12 | OK | 15.7 | 15.7 | -58.49% |  | 376.8
1 | 1 | 0 | 943 | Misc. Unmetered - Photocell | 1290 | 430 | 72.27 | 72.27 | 1 | 5160 | 867.24 |  | 1.29 | 1.29 |  | 430 | 72.27 | --- | 42.26 | OK | 30.01 | 30.01 | -58.48% |  | 360.12
3 | 3 | 0 | 944 | Misc. Unmetered - Continuous | 200 | 146 | 19.58 | 19.58 | 3 | 5256 | 704.88 |  | 0.2 | 0.6 | 0.6 | 146 | 19.58 | --- | 14.93 | OK | 4.65 | 4.65 | -76.25% |  | 167.4
1 | 1 | 0 | 945 | Misc. Unmetered - 1hp Motor | 1380 | 34 | 4.1 | 4.1 | 1 | 408 | 49.2 |  | 1.38 | 1.38 |  | 34 | 4.1 | --- | --- | OK | 4.1 | 4.1 | 0% | Subject to 10% Billing Load Factor Cap | 49.2
4 | 4 | 0 | 946 | Misc. Unmetered - Photocell | 1800 | 660 | 110.94 | 110.94 | 4 | 31680 | 5325.12 |  | 1.98 | 7.92 |  | 660 | 110.94 | --- | 64.88 | OK | 46.06 | 46.06 | -58.48% |  | 2210.88
2 | 2 | 0 | 947 | Misc. Unmetered - Flashing | 300 | 34 | 4.3479 | 4.3479 | 2 | 816 | 104.3493 |  | 0.3 | 0.6 |  | 34 | 4.3479 | --- | -2.6321 | OK | 6.98 | 6.98 | 60.54% | Minimum Charge applied | 167.52
2 | 1 | -1 | 948 | Misc. Unmetered - Photocell | 1344 | 448 | 75.31 | 75.31 | 1 | 5376 | 903.72 |  | 1.344 | 1.344 |  | 448 | 75.31 | --- | 44.04 | OK | 31.27 | 31.27 | -58.48% |  | 375.24
5 | 3 | -2 | 949 | Misc. Unmetered - Photocell | 75 | 34 | 4.3479 | 4.3479 | 3 | 1224 | 156.524 |  | 0.075 | 0.225 |  | 34 | 4.3479 | --- | -0.28427 | OK | 4.6322 | 4.6322 | 6.538% | Minimum Charge applied | 166.7576
2 | 1 | -1 | 951 | Misc. Unmetered - Photocell | 2000 | 667 | 112.09 | 112.09 | 1 | 8004 | 1345.08 |  | 2 | 2 |  | 667 | 112.09 | --- | 65.56 | OK | 46.53 | 46.53 | -58.49% |  | 558.36
1 | 1 | 0 | 953 | Misc. Unmetered - Continuous | 1548 | 1130 | 151.59 | 151.59 | 1 | 13560 | 1819.08 |  | 1.548 | 1.548 | 1.548 | 1130 | 151.59 | --- | 115.58 | OK | 36.01 | 36.01 | -76.25% |  | 432.12
3 | 0 | -3 | 955 | Misc. Unmetered - Capital & Maint. | 100 | 0 | 8.2048 | 8.2048 | 0 | 0 | 0 | 295.3737 | 0.1 | 0 |  | 0 | 8.2048 | --- | --- | OK | 8.2048 | 8.2048 | 0% | Cap. & Maint. Chg. for 100W HPS Light | 0 | 0
3 | 3 | 0 | 956 | Misc. Unmetered - Continuous | 250 | 183 | 24.52 | 24.52 | 3 | 6588 | 882.72 |  | 0.25 | 0.75 | 0.75 | 183 | 24.52 | --- | 18.7 | OK | 5.82 | 5.82 | -76.26% |  | 209.52
7 | 7 | 0 | 957 | Misc. Unmetered - Photocell | 90 | 33 | 5.56 | 5.56 | 7 | 2772 | 467.04 |  | 0.099 | 0.693 |  | 33 | 5.56 | --- | 0.92785 | OK | 4.6322 | 4.6322 | -16.69% | Manually Adjusted by 0.26% Rate Increase | 389.101
5 | 5 | 0 | 958 | Misc. Unmetered - Photocell | 850 | 283 | 47.59 | 47.59 | 5 | 16980 | 2855.4 |  | 0.85 | 4.25 |  | 283 | 47.59 | --- | 27.82 | OK | 19.77 | 19.77 | -58.46% |  | 1186.2
1 | 0 | -1 | 959 | Misc. Unmetered - Photocell | 980 | 327 | 54.94 | 54.94 | 0 | 0 | 0 |  | 0.98 | 0 |  | 327 | 54.94 | --- | 32.14 | OK | 22.8 | 22.8 | -58.5% |  | 0
2 | 2 | 0 | 961 | Misc. Unmetered - Continuous | 5 | 34 | 4.3479 | 4.3479 | 2 | 816 | 104.3493 |  | 0.005 | 0.01 | 0.01 | 34 | 4.3479 | --- | -0.28427 | OK | 4.6322 | 4.6322 | 6.538% | Minimum Charge applied | 111.1717
22 | 20 | -2 | 964 | Misc. Unmetered - Photocell | 319 | 117 | 19.65 | 19.65 | 20 | 28080 | 4716 |  | 0.351 | 7.02 |  | 117 | 19.65 | --- | 11.49 | OK | 8.16 | 8.16 | -58.47% | Manually Adjusted by 0.26% Rate Increase | 1958.4
2 | 2 | 0 | 965 | Misc. Unmetered - Photocell | 2420 | 807 | 135.63 | 135.63 | 2 | 19368 | 3255.12 |  | 2.42 | 4.84 |  | 807 | 135.63 | --- | 79.33 | OK | 56.3 | 56.3 | -58.49% |  | 1351.2
1 | 1 | 0 | 966 | Misc. Unmetered - 30 hrs / week | 6500 | 845 | 204.03 | 204.03 | 1 | 10140 | 2448.36 |  | 6.5 | 6.5 |  | 845 | 204.03 | --- | 52.81 | OK | 151.22 | 151.22 | -25.88% |  | 1814.64
5 | 5 | 0 | 968 | Misc. Unmetered - Continuous | 473 | 345 | 46.3 | 46.3 | 5 | 20700 | 2778 |  | 0.473 | 2.365 | 2.365 | 345 | 46.3 | --- | 35.3 | OK | 11 | 11 | -76.24% |  | 660
2 | 1 | -1 | 969 | Misc. Unmetered - Photocell | 1488 | 496 | 83.39 | 83.39 | 1 | 5952 | 1000.68 |  | 1.488 | 1.488 |  | 496 | 83.39 | --- | 48.77 | OK | 34.62 | 34.62 | -58.48% |  | 415.44
1 | 1 | 0 | 970 | Misc. Unmetered - Photocell | 3200 | 1067 | 179.33 | 179.33 | 1 | 12804 | 2151.96 |  | 3.2 | 3.2 |  | 1067 | 179.33 | --- | 104.89 | OK | 74.44 | 74.44 | -58.49% |  | 893.28
9 | 9 | 0 | 971 | Misc. Unmetered - Photocell | 49 | 34 | 4.3479 | 4.3479 | 9 | 3672 | 469.5719 |  | 0.049 | 0.441 |  | 34 | 4.3479 | --- | -0.28427 | OK | 4.6322 | 4.6322 | 6.538% | Minimum Charge applied | 500.2727
11 | 11 | 0 | 972 | Misc. Unmetered - Continuous | 25 | 34 | 4.3479 | 4.3479 | 11 | 4488 | 573.9212 |  | 0.025 | 0.275 | 0.275 | 34 | 4.3479 | --- | -0.28427 | OK | 4.6322 | 4.6322 | 6.538% | Minimum Charge applied | 611.4444
12 | 13 | 1 | 973 | Misc. Unmetered - Photocell | 180 | 66 | 11.11 | 11.11 | 13 | 10296 | 1733.16 |  | 0.198 | 2.574 |  | 66 | 11.11 | --- | 6.4778 | OK | 4.6322 | 4.6322 | -58.31% | Manually Adjusted by 0.26% Rate Increase | 722.6161
1 | 1 | 0 | 974 | Misc. Unmetered - Photocell | 700 | 256 | 42.99 | 42.99 | 1 | 3072 | 515.88 |  | 0.767 | 0.767 |  | 256 | 42.99 | --- | 25.16 | OK | 17.83 | 17.83 | -58.53% | Manually Adjusted by 0.26% Rate Increase | 213.96
2 | 8 | 6 | 975 | Misc. Unmetered - Photocell | 324 | 108 | 18.17 | 18.17 | 8 | 10368 | 1744.32 |  | 0.324 | 2.592 |  | 108 | 18.17 | --- | 10.63 | OK | 7.54 | 7.54 | -58.5% |  | 723.84
10 | 10 | 0 | 976 | Misc. Unmetered - 152 hrs / month | 300 | 46 | 10.47 | 10.47 | 10 | 5520 | 1256.4 |  | 0.3 | 3 |  | 46 | 10.47 | --- | 3.49 | OK | 6.98 | 6.98 | -33.33% |  | 837.6
4 | 4 | 0 | 977 | Misc. Unmetered - Continuous | 50 | 37 | 4.95 | 4.95 | 4 | 1776 | 237.6 |  | 0.05 | 0.2 | 0.2 | 37 | 4.95 | --- | 0.31785 | OK | 4.6322 | 4.6322 | -6.421% |  | 222.3434
2 | 2 | 0 | 979 | Misc. Unmetered - Photocell | 1100 | 367 | 61.66 | 61.66 | 2 | 8808 | 1479.84 |  | 1.1 | 2.2 |  | 367 | 61.66 | --- | 36.07 | OK | 25.59 | 25.59 | -58.5% |  | 614.16
1 | 1 | 0 | 980 | Misc. Unmetered - Photocell | 2148 | 716 | 120.37 | 120.37 | 1 | 8592 | 1444.44 |  | 2.148 | 2.148 |  | 716 | 120.37 | --- | 70.4 | OK | 49.97 | 49.97 | -58.49% |  | 599.64
11 | 11 | 0 | 981 | Misc. Unmetered - Continuous | 216 | 158 | 21.17 | 21.17 | 11 | 20856 | 2794.44 |  | 0.216 | 2.376 | 2.376 | 158 | 21.17 | --- | 16.15 | OK | 5.02 | 5.02 | -76.29% |  | 662.64
19 | 19 | 0 | 982 | Misc. Unmetered - 7 hrs per day | 400 | 85 | 17.31 | 17.31 | 19 | 19380 | 3946.68 |  | 0.4 | 7.6 |  | 85 | 17.31 | --- | 8 | OK | 9.31 | 9.31 | -46.22% |  | 2122.68
6 | 5 | -1 | 983 | Misc. Unmetered - Photocell | 420 | 140 | 23.53 | 23.53 | 5 | 8400 | 1411.8 |  | 0.42 | 2.1 |  | 140 | 23.53 | --- | 13.76 | OK | 9.77 | 9.77 | -58.48% |  | 586.2
28 | 26 | -2 | 985 | Misc. Unmetered - Photocell | 1200 | 400 | 67.24 | 67.24 | 26 | 124800 | 20978.88 |  | 1.2 | 31.2 |  | 400 | 67.24 | --- | 39.32 | OK | 27.92 | 27.92 | -58.48% |  | 8711.04
10 | 10 | 0 | 986 | Misc. Unmetered - 3 hp | 2300 | 10 | 28.6 | 28.6 | 10 | 1200 | 3432 |  | 2.3 | 23 |  | 10 | 28.6 | --- | -24.91 | OK | 53.51 | 53.51 | 87.1% |  | 6421.2
1 | 1 | 0 | 988 | Misc. Unmetered - 152 hrs / month | 176 | 27 | 6.14 | 6.14 | 1 | 324 | 73.68 |  | 0.176 | 0.176 |  | 27 | 6.14 | --- | 1.5078 | OK | 4.6322 | 4.6322 | -24.56% |  | 55.5859
3 | 3 | 0 | 989 | Misc. Unmetered - Photocell | 624 | 208 | 34.97 | 34.97 | 3 | 7488 | 1258.92 |  | 0.624 | 1.872 |  | 208 | 34.97 | --- | 20.45 | OK | 14.52 | 14.52 | -58.48% |  | 522.72
3 | 3 | 0 | 990 | Misc. Unmetered - Photocell | 745 | 218 | 38.54 | 38.54 | 3 | 7848 | 1387.44 |  | 0.745 | 2.235 |  | 218 | 38.54 | --- | 21.21 | OK | 17.33 | 17.33 | -55.03% |  | 623.88
1 | 1 | 0 | 991 | Misc. Unmetered - Photocell | 5000 | 1667 | 280.19 | 280.19 | 1 | 20004 | 3362.28 |  | 5 | 5 |  | 1667 | 280.19 | --- | 163.87 | OK | 116.32 | 116.32 | -58.49% |  | 1395.84
15 | 15 | 0 | 992 | Misc. Unmetered - Continuous | 100 | 73 | 9.8 | 9.8 | 15 | 13140 | 1764 |  | 0.1 | 1.5 | 1.5 | 73 | 9.8 | --- | 5.1678 | OK | 4.6322 | 4.6322 | -52.73% |  | 833.7878
6 | 6 | 0 | 993 | Misc. Unmetered - 198 hrs / month | 200 | 40 | 8.39 | 8.39 | 6 | 2880 | 604.08 |  | 0.2 | 1.2 |  | 40 | 8.39 | --- | 3.74 | OK | 4.65 | 4.65 | -44.58% |  | 334.8
1 | 1 | 0 | 994 | Misc. Unmetered - Photocell | 1650 | 550 | 92.44 | 92.44 | 1 | 6600 | 1109.28 |  | 1.65 | 1.65 |  | 550 | 92.44 | --- | 54.05 | OK | 38.39 | 38.39 | -58.47% |  | 460.68
82 | 83 | 1 | 995 | Misc. Unmetered - Continuous | 336 | 245 | 32.87 | 32.87 | 83 | 244020 | 32738.52 |  | 0.336 | 27.888 | 27.888 | 245 | 32.87 | --- | 25.05 | OK | 7.82 | 7.82 | -76.21% |  | 7788.72
1 | 1 | 0 | 996 | Misc. Unmetered - Photocell | 336 | 112 | 18.82 | 18.82 | 1 | 1344 | 225.84 |  | 0.336 | 0.336 |  | 112 | 18.82 | --- | 11 | OK | 7.82 | 7.82 | -58.45% |  | 93.84
10 | 8 | -2 | 997 | Misc. Unmetered - Photocell | 500 | 167 | 28.06 | 28.06 | 8 | 16032 | 2693.76 |  | 0.5 | 4 |  | 167 | 28.06 | --- | 16.43 | OK | 11.63 | 11.63 | -58.55% |  | 1116.48
213 | 213 | 0 | 998 | Misc. Unmetered - DMS IU Pwr. Cabinet | 764 | 654 | 87.71 | 87.71 | 213 | 1671624 | 224186.76 |  | 0.896 | 190.848 | 190.848 | 654 | 87.71 | --- | 66.87 | OK | 20.84 | 20.84 | -76.24% | Manually Adjusted by 0.26% Rate Increase | 53267.04
9 | 8 | -1 | 999 | Misc. Unmetered - Continuous | 144 | 105 | 14.1 | 14.1 | 8 | 10080 | 1353.6 |  | 0.144 | 1.152 | 1.152 | 105 | 14.1 | --- | 9.4678 | OK | 4.6322 | 4.6322 | -67.15% |  | 444.6868
4 | 4 | 0 | 1003 | Misc. Unmetered Fluor - Photo | 825 | 330 | 55.47 | 55.47 | 4 | 15840 | 2662.56 |  | 0.99 | 3.96 |  | 330 | 55.47 | --- | 32.44 | OK | 23.03 | 23.03 | -58.48% |  | 1105.44
3 | 3 | 0 | 1004 | Misc Unmetered - Photocell | 720 | 264 | 44.36 | 44.36 | 3 | 9504 | 1596.96 |  | 0.792 | 2.376 |  | 264 | 44.36 | --- | 25.94 | OK | 18.42 | 18.42 | -58.48% |  | 663.12
1 | 0 | -1 | 1006 | Misc Unmetered - Photocell | 700 | 256 | 43.06 | 43.06 | 0 | 0 | 0 |  | 0.769 | 0 |  | 256 | 43.06 | --- | 25.16 | OK | 17.9 | 17.9 | -58.43% |  | 0
3 | 3 | 0 | 1009 | Misc Unmetered - Photocell | 200 | 3 | 12.29 | 12.29 | 3 | 108 | 442.44 |  | 0.22 | 0.66 |  | 3 | 12.29 | --- | 7.17 | OK | 5.12 | 5.12 | -58.34% |  | 184.32
107 | 102 | -5 | 1010 | DSLAM Power Cabinet | 603 | 380 | 54.59 | 54.59 | 102 | 465120 | 66818.16 |  | 0.693 | 70.686 | 70.686 | 380 | 54.59 | --- | 38.46 | OK | 16.13 | 16.13 | -70.45% |  | 19743.12
1 | 1 | 0 | 1012 | Misc Unmetered - Photocell | 408 | 150 | 25.21 | 25.21 | 1 | 1800 | 302.52 |  | 0.449 | 0.449 |  | 150 | 25.21 | --- | 14.77 | OK | 10.44 | 10.44 | -58.59% |  | 125.28
1 | 1 | 0 | 1013 | Misc Unmetered - Photocell | 395 | 145 | 24.36 | 24.36 | 1 | 1740 | 292.32 |  | 0.435 | 0.435 |  | 145 | 24.36 | --- | 14.25 | OK | 10.11 | 10.11 | -58.5% |  | 121.32
1 | 1 | 0 | 1015 | Misc Unmetered - Photocell | 2844 | 2505 | 421.06 | 421.06 | 1 | 30060 | 5052.72 |  | 7.515 | 7.515 |  | 2505 | 421.06 | --- | 246.22 | OK | 174.84 | 174.84 | -58.48% |  | 2098.08
1 | 1 | 0 | 1018 | Misc Unmetered - 12 hrs/day | 330 | 120 | 19.55 | 19.55 | 1 | 1440 | 234.6 |  | 0.33 | 0.33 |  | 120 | 19.55 | --- | 11.87 | OK | 7.68 | 7.68 | -60.72% |  | 92.16
1 | 1 | 0 | 1019 | Misc Unmetered - Continuous | 228 | 183 | 24.53 | 24.53 | 1 | 2196 | 294.36 |  | 0.251 | 0.251 | 0.251 | 183 | 24.53 | --- | 18.7 | OK | 5.83 | 5.83 | -76.23% |  | 69.96
1 | 1 | 0 | 1020 | Misc Unmetered - Photocell | 320 | 117 | 19.67 | 19.67 | 1 | 1404 | 236.04 |  | 0.352 | 0.352 |  | 117 | 19.67 | --- | 11.48 | OK | 8.19 | 8.19 | -58.36% |  | 98.28
1 | 1 | 0 | 1021 | Misc Unmetered - Photocell | 1955 | 652 | 109.57 | 109.57 | 1 | 7824 | 1314.84 |  | 1.955 | 1.955 |  | 652 | 109.57 | --- | 64.09 | OK | 45.48 | 45.48 | -58.49% |  | 545.76
1 | 1 | 0 | 1022 | Misc Unmetered - Photocell | 75 | 30 | 5.05 | 5.05 | 1 | 360 | 60.6 |  | 0.09 | 0.09 |  | 30 | 5.05 | --- | 0.41785 | OK | 4.6322 | 4.6322 | -8.274% |  | 55.5859
1 | 1 | 0 | 1023 | Misc Unmetered - Photocell | 1640 | 546 | 91.81 | 91.81 | 1 | 6552 | 1101.72 |  | 1.64 | 1.64 |  | 546 | 91.81 | --- | 53.66 | OK | 38.15 | 38.15 | -58.45% |  | 457.8
1 | 1 | 0 | 1024 | Misc Unmetered - Photocell | 390 | 143 | 24.04 | 24.04 | 1 | 1716 | 288.48 |  | 0.429 | 0.429 |  | 143 | 24.04 | --- | 14.06 | OK | 9.98 | 9.98 | -58.49% |  | 119.76
1 | 1 | 0 | 1025 | Misc Unmetered - Photocell | 300 | 110 | 18.5 | 18.5 | 1 | 1320 | 222 |  | 0.33 | 0.33 |  | 110 | 18.5 | --- | 10.82 | OK | 7.68 | 7.68 | -58.49% |  | 92.16
2 | 2 | 0 | 1026 | Misc Unmetered - Photocell | 440 | 161 | 27.09 | 27.09 | 2 | 3864 | 650.16 |  | 0.484 | 0.968 |  | 161 | 27.09 | --- | 15.83 | OK | 11.26 | 11.26 | -58.43% |  | 270.24
1 | 1 | 0 | 1030 | Misc. Unmetered - Photocell | 1032 | 378 | 63.57 | 63.57 | 1 | 4536 | 762.84 |  | 1.135 | 1.135 |  | 378 | 63.57 | --- | 37.16 | OK | 26.41 | 26.41 | -58.46% |  | 316.92
1 | 1 | 0 | 1032 | Misc. Unmetered - Continuous | 216 | 173 | 23.24 | 23.24 | 1 | 2076 | 278.88 |  | 0.238 | 0.238 | 0.238 | 173 | 23.24 | --- | 17.71 | OK | 5.53 | 5.53 | -76.2% |  | 66.36
1 | 1 | 0 | 1033 | Misc. Unmetered - Photocell | 375 | 138 | 23.19 | 23.19 | 1 | 1656 | 278.28 |  | 0.413 | 0.413 |  | 138 | 23.19 | --- | 13.59 | OK | 9.6 | 9.6 | -58.6% |  | 115.2
4 | 4 | 0 | 1034 | Misc. Unmetered - Photocell | 560 | 205 | 34.47 | 34.47 | 4 | 9840 | 1654.56 |  | 0.616 | 2.464 |  | 205 | 34.47 | --- | 20.14 | OK | 14.33 | 14.33 | -58.43% |  | 687.84
1 | 1 | 0 | 1038 | Misc. Unmetered - Photocell | 360 | 133 | 22.38 | 22.38 | 1 | 1596 | 268.56 |  | 0.4 | 0.4 |  | 133 | 22.38 | --- | 13.07 | OK | 9.31 | 9.31 | -58.4% |  | 111.72
1 | 1 | 0 | 1039 | Misc. Unmetered - Photocell | 672 | 267 | 44.86 | 44.86 | 1 | 3204 | 538.32 |  | 0.8 | 0.8 |  | 267 | 44.86 | --- | 26.25 | OK | 18.61 | 18.61 | -58.52% |  | 223.32
1 | 1 | 0 | 1040 | Misc. Unmetered - Photocell | 140 | 56 | 9.43 | 9.43 | 1 | 672 | 113.16 |  | 0.168 | 0.168 |  | 56 | 9.43 | --- | 4.7978 | OK | 4.6322 | 4.6322 | -50.88% |  | 55.5859
1 | 1 | 0 | 1043 | Misc. Unmetered - Photocell | 1300 | 586 | 98.46 | 98.46 | 1 | 7032 | 1181.52 |  | 1.757 | 1.757 |  | 586 | 98.46 | --- | 57.58 | OK | 40.88 | 40.88 | -58.48% |  | 490.56
1 | 1 | 0 | 1044 | Misc. Unmetered - Photocell | 340 | 123 | 20.69 | 20.69 | 1 | 1476 | 248.28 |  | 0.37 | 0.37 |  | 123 | 20.69 | --- | 12.08 | OK | 8.61 | 8.61 | -58.39% |  | 103.32
1 | 1 | 0 | 1045 | Misc. Unmetered - Photocell | 720 | 275 | 46.21 | 46.21 | 1 | 3300 | 554.52 |  | 0.824 | 0.824 |  | 275 | 46.21 | --- | 27.04 | OK | 19.17 | 19.17 | -58.52% |  | 230.04
1 | 1 | 0 | 1046 | Misc. Unmetered - Photocell | 360 | 137 | 23.03 | 23.03 | 1 | 1644 | 276.36 |  | 0.412 | 0.412 |  | 137 | 23.03 | --- | 13.45 | OK | 9.58 | 9.58 | -58.4% |  | 114.96
6 | 2 | -4 | 1047 | 250 & 400 M/A Light ( Maint. & Cap. Only) | 0 | 0 | 17.9378 | 17.9378 | 2 | 0 | 430.507 | 1291.5209 | 0 | 0 |  | 0 | 17.9378 | --- | --- | OK | 17.9378 | 17.9378 | 0% | Cap. & Maint. Chg. for 250W M/A Light | 430.507 | 430.507
1 | 1 | 0 | 1049 | Misc. Unmetered - Photocell | 150 | 60 | 10.08 | 10.08 | 1 | 720 | 120.96 |  | 0.18 | 0.18 |  | 60 | 10.08 | --- | 5.4478 | OK | 4.6322 | 4.6322 | -54.05% |  | 55.5859
1 | 1 | 0 | 1050 | Misc. Unmetered - Continuous | 400 | 321 | 43.06 | 43.06 | 1 | 3852 | 516.72 |  | 0.44 | 0.44 | 0.44 | 321 | 43.06 | --- | 32.82 | OK | 10.24 | 10.24 | -76.22% |  | 122.88
1 | 1 | 0 | 1051 | Misc. Unmetered - Photocell | 1435 | 574 | 96.47 | 96.47 | 1 | 6888 | 1157.64 |  | 1.722 | 1.722 |  | 574 | 96.47 | --- | 56.41 | OK | 40.06 | 40.06 | -58.47% |  | 480.72
1 | 1 | 0 | 1054 | Misc. Unmetered - Photocell | 4725 | 1818 | 305.59 | 305.59 | 1 | 21816 | 3667.08 |  | 5.454 | 5.454 |  | 1818 | 305.59 | --- | 178.7 | OK | 126.89 | 126.89 | -58.48% |  | 1522.68
1 | 1 | 0 | 1055 | Misc. Unmetered - Continuous | 90 | 66 | 8.85 | 8.85 | 1 | 792 | 106.2 |  | 0.09 | 0.09 | 0.09 | 66 | 8.85 | --- | 4.2178 | OK | 4.6322 | 4.6322 | -47.66% |  | 55.5859
1 | 1 | 0 | 1057 | Misc. Unmetered - Photocell | 1260 | 436 | 73.3 | 73.3 | 1 | 5232 | 879.6 |  | 1.308 | 1.308 |  | 436 | 73.3 | --- | 42.87 | OK | 30.43 | 30.43 | -58.49% |  | 365.16
1 | 0 | -1 | 1060 | Misc. Unmetered - Photocell | 320 | 124 | 20.82 | 20.82 | 0 | 0 | 0 |  | 0.372 | 0 |  | 124 | 20.82 | --- | 12.17 | OK | 8.65 | 8.65 | -58.45% |  | 0
1 | 1 | 0 | 1062 | Misc. Unmetered - Photocell | 228 | 99 | 16.61 | 16.61 | 1 | 1188 | 199.32 |  | 0.296 | 0.296 |  | 99 | 16.61 | --- | 9.71 | OK | 6.9 | 6.9 | -58.46% |  | 82.8
1 | 1 | 0 | 1063 | Misc. Unmetered - Photocell | 510 | 200 | 33.62 | 33.62 | 1 | 2400 | 403.44 |  | 0.6 | 0.6 |  | 200 | 33.62 | --- | 19.66 | OK | 13.96 | 13.96 | -58.48% |  | 167.52
3 | 3 | 0 | 1064 | Misc. Unmetered - Photocell | 40 | 13 | 4.3479 | 4.3479 | 3 | 468 | 156.524 |  | 0.04 | 0.12 |  | 13 | 4.3479 | --- | -0.28427 | OK | 4.6322 | 4.6322 | 6.538% | Miniumum rate Applied | 166.7576
1 | 1 | 0 | 1066 | Misc. Unmetered - Photocell | 550 | 205 | 34.45 | 34.45 | 1 | 2460 | 413.4 |  | 0.55 | 0.55 |  | 205 | 34.45 | --- | 20.17 | OK | 14.28 | 14.28 | -58.55% |  | 171.36
2 | 2 | 0 | 1067 | Misc. Unmetered - Photocell | 400 | 73 | 12.29 | 12.29 | 2 | 1752 | 294.96 |  | 0.4 | 0.8 |  | 73 | 12.29 | --- | 7.17 | OK | 5.12 | 5.12 | -58.34% |  | 122.88
1 | 1 | 0 | 1068 | Misc. Unmetered - Photocell | 880 | 336 | 56.49 | 56.49 | 1 | 4032 | 677.88 |  | 0.88 | 0.88 |  | 336 | 56.49 | --- | 33.04 | OK | 23.45 | 23.45 | -58.49% |  | 281.4
1 | 1 | 0 | 1069 | Misc. Unmetered - Photocell | 5004 | 1668 | 280.38 | 280.38 | 1 | 20016 | 3364.56 |  | 5.004 | 5.004 |  | 1668 | 280.38 | --- | 163.97 | OK | 116.41 | 116.41 | -58.48% |  | 1396.92
1 | 1 | 0 | 1071 | Misc. Unmetered - Photocell | 825 | 340 | 57.15 | 57.15 | 1 | 4080 | 685.8 |  | 0.96 | 0.96 |  | 340 | 57.15 | --- | 33.42 | OK | 23.73 | 23.73 | -58.48% |  | 284.76
1 | 1 | 0 | 1073 | Misc. Unmetered - Photocell | 434 | 172 | 28.89 | 28.89 | 1 | 2064 | 346.68 |  | 0.516 | 0.516 |  | 172 | 28.89 | --- | 16.89 | OK | 12 | 12 | -58.46% |  | 144
1 | 1 | 0 | 1075 | Misc. Unmetered - Photocell | 1320 | 480 | 80.69 | 80.69 | 1 | 5760 | 968.28 |  | 1.44 | 1.44 |  | 480 | 80.69 | --- | 47.19 | OK | 33.5 | 33.5 | -58.48% |  | 402
1 | 1 | 0 | 1076 | Misc. Unmetered - Photocell | 590 | 226 | 37.94 | 37.94 | 1 | 2712 | 455.28 |  | 0.676 | 0.676 |  | 226 | 37.94 | --- | 22.22 | OK | 15.72 | 15.72 | -58.57% |  | 188.64
4 | 2 | -2 | 1077 | Misc. Unmetered - Continuous | 700 | 561 | 75.25 | 75.25 | 2 | 13464 | 1806 |  | 0.768 | 1.536 | 1.536 | 561 | 75.25 | --- | 57.38 | OK | 17.87 | 17.87 | -76.25% |  | 428.88
1 | 1 | 0 | 1078 | Misc. Unmetered - Continuous | 1870 | 1679 | 225.22 | 225.22 | 1 | 20148 | 2702.64 |  | 2.3 | 2.3 | 2.3 | 1679 | 225.22 | --- | 171.71 | OK | 53.51 | 53.51 | -76.24% |  | 642.12
1 | 1 | 0 | 1079 | Misc. Unmetered - Photocell | 600 | 224 | 37.63 | 37.63 | 1 | 2688 | 451.56 |  | 0.672 | 0.672 |  | 224 | 37.63 | --- | 22 | OK | 15.63 | 15.63 | -58.46% |  | 187.56
1 | 1 | 0 | 1081 | Misc. Unmetered - Photocell | 102 | 37 | 6.22 | 6.22 | 1 | 444 | 74.64 |  | 0.112 | 0.112 |  | 37 | 6.22 | --- | 1.5878 | OK | 4.6322 | 4.6322 | -25.53% |  | 55.5859
1 | 1 | 0 | 1082 | Misc. Unmetered - Photocell | 1320 | 504 | 84.7 | 84.7 | 1 | 6048 | 1016.4 |  | 1.512 | 1.512 |  | 504 | 84.7 | --- | 49.52 | OK | 35.18 | 35.18 | -58.47% |  | 422.16
1 | 1 | 0 | 1083 | Misc. Unmetered - Photocell | 450 | 165 | 27.74 | 27.74 | 1 | 1980 | 332.88 |  | 0.495 | 0.495 |  | 165 | 27.74 | --- | 16.22 | OK | 11.52 | 11.52 | -58.47% |  | 138.24
1 | 1 | 0 | 1084 | Misc. Unmetered - Photocell | 162 | 59 | 9.96 | 9.96 | 1 | 708 | 119.52 |  | 0.178 | 0.178 |  | 59 | 9.96 | --- | 5.3278 | OK | 4.6322 | 4.6322 | -53.49% |  | 55.5859
1 | 1 | 0 | 1086 | Misc. Unmetered - Photocell | 720 | 264 | 44.36 | 44.36 | 1 | 3168 | 532.32 |  | 0.792 | 0.792 |  | 264 | 44.36 | --- | 25.94 | OK | 18.42 | 18.42 | -58.48% |  | 221.04
4 | 4 | 0 | 1088 | Misc. Unmetered - Photocell | 1800 | 684 | 114.95 | 114.95 | 4 | 32832 | 5517.6 |  | 2.052 | 8.208 |  | 684 | 114.95 | --- | 67.21 | OK | 47.74 | 47.74 | -58.47% |  | 2291.52
1 | 1 | 0 | 1090 | Misc. Unmetered - Photocell | 792 | 264 | 44.36 | 44.36 | 1 | 3168 | 532.32 |  | 0.792 | 0.792 |  | 264 | 44.36 | --- | 25.94 | OK | 18.42 | 18.42 | -58.48% |  | 221.04
1 | 1 | 0 | 1091 | Misc. Unmetered - Photocell | 1520 | 793 | 115.4 | 115.4 | 1 | 9516 | 1384.8 |  | 1.52 | 1.52 |  | 793 | 115.4 | --- | 80.04 | OK | 35.36 | 35.36 | -69.36% |  | 424.32
1 | 1 | 0 | 1092 | Misc. Unmetered - Photocell | 2400 | 58 | 37.01 | 37.01 | 1 | 696 | 444.12 |  | 2.4 | 2.4 |  | 58 | 37.01 | --- | -18.82 | OK | 55.83 | 55.83 | 50.85% |  | 669.96
1 | 1 | 0 | 1093 | Misc. Unmetered - Photocell | 120 | 44 | 7.37 | 7.37 | 1 | 528 | 88.44 |  | 0.132 | 0.132 |  | 44 | 7.37 | --- | 2.7378 | OK | 4.6322 | 4.6322 | -37.15% |  | 55.5859
1 | 1 | 0 | 1094 | Misc. Unmetered - Photocell | 385 | 128 | 30.25 | 30.25 | 1 | 1536 | 363 |  | 0.385 | 0.385 |  | 128 | 30.25 | --- | 17.69 | OK | 12.56 | 12.56 | -58.48% | 17.69 | 150.72
1 | 1 | 0 | 393 | Misc. Unmetered - Photocell | 75 | 25 | 4.3379 | 4.3379 | 1 | 300 | 52.0547 |  | 0.075 | 0.075 |  | 25 | 4.3379 | --- | -0.28427 | OK | 4.6222 | 4.6222 | 6.553% | Minimumrate applied | 55.4659
2 | 2 | 0 | 394 | Misc. Unmetered - Photocell | 900 | 657 | 88.12 | 88.12 | 2 | 15768 | 2114.88 |  | 0.9 | 1.8 |  | 657 | 88.12 | --- | 67.18 | OK | 20.94 | 20.94 | -76.24% |  | 502.56
3 | 1 | -2 | 395 | Misc. Unmetered - Photocell | 137 | 47 | 7.79 | 7.79 | 1 | 564 | 93.48 |  | 0.137 | 0.137 |  | 47 | 7.79 | --- | 3.1578 | OK | 4.6322 | 4.6322 | -40.54% |  | 55.5859
1 | 1 | 0 | 396 | Misc. Unmetered - Photocell | 124 | 48 | 7.66 | 7.66 | 1 | 576 | 91.92 |  | 0.124 | 0.124 |  | 48 | 7.66 | --- | 3.0278 | OK | 4.6322 | 4.6322 | -39.53% |  | 55.5859
1 | 1 | 0 | 397 | CN Rail - Switch at Parrsborro |  | 461 | 86.8368 | 86.8368 | 1 | 5530 | 1042.0414 |  | 0 | 0 |  | 461 | 86.8368 | --- | 64.8415 | OK | 21.9953 | 21.9953 | -74.67% | Calculated using Small General tariff | 263.9437
1 | 1 | 0 | 398 | CN Rail - Switch at Parrsborro |  | 519 | 95.2268 | 95.2268 | 1 | 6223 | 1142.7214 |  | 0 | 0 |  | 519 | 95.2268 | --- | 73.2315 | OK | 21.9953 | 21.9953 | -76.9% | Calculated using Small General tariff | 263.9437
1 | 1 | 0 | 353 | Misc. Unmetered - Photocell | 1100 | 403 | 67.77 | 67.77 | 1 | 4836 | 813.24 |  | 1.21 | 1.21 |  | 403 | 67.77 | --- | 39.62 | OK | 28.15 | 28.15 | -58.46% |  | 337.8
1 | 1 | 0 | 1095 | Misc. Unmetered - Photocell | 690 | 304 | 51.14 | 51.14 | 1 | 3648 | 613.68 |  | 0.913 | 0.913 | 0.913 | 304 | 51.14 | --- | 29.9 | OK | 21.24 | 21.24 | -58.47% |  | 254.88
1 | 1 | 0 | 1096 | Misc. Unmetered - Photocell | 2165 | 866 | 145.59 | 145.59 | 1 | 10392 | 1747.08 |  | 2.598 | 2.598 | 2.598 | 866 | 145.59 | --- | 85.15 | OK | 60.44 | 60.44 | -58.49% |  | 725.28
1 | 0 | -1 | 1097 | Misc. Unmetered - Photocell | 300 | 115 | 19.32 | 19.32 | 0 | 0 | 0 |  | 0.344 | 0 |  | 115 | 19.32 | --- | 11.32 | OK | 8 | 8 | -58.59% |  | 0
1 | 1 | 0 | 1098 | Misc. Unmetered - Photocell | 375 | 132 | 22.18 | 22.18 | 1 | 1584 | 266.16 |  | 0.396 | 0.396 |  | 132 | 22.18 | --- | 12.97 | OK | 9.21 | 9.21 | -58.48% |  | 110.52
1 | 1 | 0 | 1099 | Misc. Unmetered - Photocell | 0 | 3 | 16.4568 | 16.4568 | 1 | 36 | 197.4814 |  | 0 | 0 |  | 3 | 16.4568 | --- | -5.5385 | OK | 21.9953 | 21.9953 | 33.65% | Fixed - Based on minimum charge | 263.9437
1 | 1 | 0 | 1100 | Misc. Unmetered - Photocell | 500 | 100 | 20.98 | 20.98 | 1 | 1200 | 251.76 |  | 0.5 | 0.5 |  | 100 | 20.98 | --- | 9.35 | OK | 11.63 | 11.63 | -44.57% |  | 139.56
1 | 1 | 0 | 1104 | Misc. Unmetered - Photocell | 1000 | 240 | 46.17 | 46.17 | 1 | 2880 | 554.04 |  | 1 | 1 |  | 240 | 46.17 | --- | 22.91 | OK | 23.26 | 23.26 | -49.62% |  | 279.12
30 | 28 | -2 | 834 | 1 - 375W Eastlink Power Supply | 595 | 344 | 47.07 | 47.07 | 28 | 115584 | 15815.52 |  |  |  |  | 344 | 47.07 | --- | 34.88 | OK | 12.19 | 12.19 | -74.1% | Adjust the rate to agreeto 2015 | 4095.84
1 | 1 | 0 | 1105 | CN Railway Switch - Londonberry |  | 129 | 33.69 | 33.69 | 1 | 1548 | 404.28 |  |  |  |  | 129 | 33.69 | --- | 21.04 | OK | 12.65 | 12.65 | -62.45% |  | 151.8
1 | 1 | 0 | 1106 | CN Railway Switch - Parrsboro |  | 5 | 13.47 | 13.47 | 1 | 60 | 161.64 |  |  |  |  | 5 | 13.47 | --- | 0.82 | OK | 12.65 | 12.65 | -6.088% |  | 151.8
1 | 1 | 0 | 1108 | 204W Misc Unmetered Continuous | 204 | 173 | 23.19 | 23.19 | 1 | 2076 | 278.28 |  |  |  |  | 173 | 23.19 | --- | 17.68 | OK | 5.51 | 5.51 | -76.24% |  | 66.12
1 | 2 | 1 | 1109 | 660W Misc Unmetered - Photocell | 660 | 248 | 41.69 | 41.69 | 2 | 5952 | 1000.56 |  |  |  |  | 248 | 41.69 | --- | 24.39 | OK | 17.3 | 17.3 | -58.5% |  | 415.2
1 | 1 | 0 | 1113 | 1680W Misc Unmetered - Continuous | 1680 | 1382 | 185.4 | 185.4 | 1 | 16584 | 2224.8 |  |  |  |  | 1382 | 185.4 | --- | 141.36 | OK | 44.04 | 44.04 | -76.25% |  | 528.48
5 | 5 | 0 | 1115 | Halifax Bridge Commission - Signage | 7500 | 1095 | 146.88 | 146.88 | 5 | 65700 | 8812.8 |  |  |  |  | 1095 | 146.88 | --- | 111.99 | OK | 34.89 | 34.89 | -76.25% |  | 2093.4
10 | 10 | 0 | 1118 | 40W Traffic Camera | 40 | 15 | 17.51 | 17.51 | 10 | 1800 | 2101.2 |  |  |  |  | 15 | 17.51 | --- | --- | OK | 17.51 | 17.51 | 0% | Minimum Charge applied | 2101.2
1 | 0 | -1 | 1121 | Misc Unmetered - 180W Photocell | 180 | 66 | 11.11 | 11.11 | 0 | 0 | 0 |  |  |  |  | 66 | 11.11 | --- | 6.4778 | OK | 4.6322 | 4.6322 | -58.31% |  | 0
1 | 1 | 0 | 1122 | Misc Unmetered - 82W | 82 | 27 | 16.4568 | 16.4568 | 1 | 324 | 197.4814 |  |  |  |  | 27 | 16.4568 | --- | -5.5385 | OK | 21.9953 | 21.9953 | 33.65% | Minimum Charge applied | 263.9437
1 | 1 | 0 | 1123 | 110W Misc Unmetered - Photocell | 110 | 37 | 6.2 | 6.2 | 1 | 444 | 74.4 |  |  |  |  | 37 | 6.2 | --- | 1.5678 | OK | 4.6322 | 4.6322 | -25.29% |  | 55.5859
1 | 1 | 0 | 1125 | 1200W Misc Unmetered Photocell | 1200 | 486 | 81.72 | 81.72 | 1 | 5832 | 980.64 |  |  |  |  | 486 | 81.72 | --- | 47.77 | OK | 33.95 | 33.95 | -58.46% |  | 407.4
1 | 1 | 0 | 1127 | 2420W Misc Unmetered-Photocell | 2420 | 981 | 164.92 | 164.92 | 1 | 11772 | 1979.04 |  |  |  |  | 981 | 164.92 | --- | 96.46 | OK | 68.46 | 68.46 | -58.49% |  | 821.52
1 | 1 | 0 | 1131 | Misc. Sign 425W Photocell | 425 | 163 | 27.4 | 27.4 | 1 | 1956 | 328.8 |  |  |  |  | 163 | 27.4 | --- | 16.03 | OK | 11.37 | 11.37 | -58.5% |  | 136.44
1 | 1 | 0 | 1133 | Misc. Sign 1890W - Photocell | 1890 | 693 | 116.49 | 116.49 | 1 | 8316 | 1397.88 |  |  |  |  | 693 | 116.49 | --- | 68.12 | OK | 48.37 | 48.37 | -58.48% |  | 580.44
1 | 1 | 0 | 1140 | Misc LED Sign | 2040 | 1092 | 162 | 162 | 1 | 13104 | 1944 |  |  |  |  | 1092 | 162 | --- | 109.8 | OK | 52.2 | 52.2 | -67.78% |  | 626.4
54 | 54 | 0 | 1144 | 82w Individual Decorative Light | 82 | 27 | 4.54 | 4.54 | 54 | 17496 | 2941.92 |  |  |  |  | 27 | 4.54 | --- | -0.092154 | OK | 4.6322 | 4.6322 | 2.03% |  | 3001.6361
1 | 1 | 0 | 1145 | 230W Misc LED Lights | 230 | 77 | 12.92 | 12.92 | 1 | 924 | 155.04 |  |  |  |  | 77 | 12.92 | --- | 7.57 | OK | 5.35 | 5.35 | -58.59% |  | 64.2
1 | 1 | 0 | 1146 | 280W Business Sign | 280 | 204 | 25.59 | 25.59 | 1 | 2448 | 307.08 |  |  |  |  | 204 | 25.59 | --- | 20.87 | OK | 4.72 | 4.72 | -81.56% |  | 56.64
3 | 4 | 1 | 1149 | 1 - 129W LED Street Light | 129 | 4.83 | 7.24 | 7.24 | 4 | 231.84 | 347.52 |  |  |  |  | 4.83 | 7.24 | --- | 2.6078 | OK | 4.6322 | 4.6322 | -36.02% |  | 222.3434
1 | 1 | 0 | 1150 | 200W Business Sign - Continuous | 200 | 186 | 16.4568 | 16.4568 | 1 | 2232 | 197.4814 |  |  |  |  | 186 | 16.4568 | --- | -5.5385 | OK | 21.9953 | 21.9953 | 33.65% |  | 263.9437
1 | 1 | 0 | 1151 | 2400W Misc Lights | 2400 | 840 | 141.19 | 141.19 | 1 | 10080 | 1694.28 |  |  |  |  | 840 | 141.19 | --- | 82.57 | OK | 58.62 | 58.62 | -58.48% |  | 703.44
1 | 1 | 0 | 1152 | 8 - 250W High Pressure Sodium Lights - Photocell | 2000 | 813 | 136.68 | 136.68 | 1 | 9756 | 1640.16 |  |  |  |  | 813 | 136.68 | --- | 79.92 | OK | 56.76 | 56.76 | -58.47% |  | 681.12
1 | 1 | 0 | 1153 | 705 Msc Sign - Photocell | 705 | 271 | 45.59 | 45.59 | 1 | 3252 | 547.08 |  |  |  |  | 271 | 45.59 | --- | 26.64 | OK | 18.95 | 18.95 | -58.43% |  | 227.4
1 | 1 | 0 | 1154 | 2 - 400W Meal Halide - Photocell | 800 | 293 | 64.1268 | 64.1268 | 1 | 3516 | 769.5214 |  |  |  |  | 293 | 64.1268 | --- | 42.1315 | OK | 21.9953 | 21.9953 | -65.7% |  | 263.9437
1 | 1 | 0 | 1157 | 4 - 15W Misc Sign | 60 | 23 | 4.3479 | 4.3479 | 1 | 276 | 52.1747 |  |  |  |  | 23 | 4.3479 | --- | -0.28427 | OK | 4.6322 | 4.6322 | 6.538% | Minimum Charge applied | 55.5859
3 | 3 | 0 | 1158 | 396W -Crosswalk Light | 396 | 148 | 24.91 | 24.91 | 3 | 5328 | 896.76 |  |  |  |  | 148 | 24.91 | --- | 14.53 | OK | 10.38 | 10.38 | -58.33% |  | 373.68
1 | 1 | 0 | 1161 | 660W Pylon Sign | 660 | 220 | 36.97 | 36.97 | 1 | 2640 | 443.64 |  |  |  |  | 220 | 36.97 | --- | 21.62 | OK | 15.35 | 15.35 | -58.48% |  | 184.2
1 | 1 | 0 | 1162 | Misc Camera | 495 | 45 | 16.4568 | 16.4568 | 1 | 540 | 197.4814 |  |  |  |  | 45 | 16.4568 | --- | -5.5385 | OK | 21.9953 | 21.9953 | 33.65% | Minimum Charge applied | 263.9437
1 | 1 | 0 | 1163 | 300W Metal Halide Sign | 300 | 95 | 16.5 | 16.5 | 1 | 1140 | 198 |  |  |  |  | 95 | 16.5 | --- | 9.24 | OK | 7.26 | 7.26 | -56% |  | 87.12
1 | 1 | 0 | 1164 | 1188W Pylon Sign | 1188 | 479 | 80.5 | 80.5 | 1 | 5748 | 966 |  |  |  |  | 479 | 80.5 | --- | 47.08 | OK | 33.42 | 33.42 | -58.48% |  | 401.04
1 | 0 | -1 | 1166 | Flow Meter | 17 | 12 | 4.3479 | 4.3479 | 0 | 0 | 0 |  |  |  |  | 12 | 4.3479 | --- | -0.28427 | OK | 4.6322 | 4.6322 | 6.538% | Minimum Charge applied | 0
1 | 1 | 0 | 1167 | Misc Wireless Camera Cont | 25 | 18 | 4.3479 | 4.3479 | 1 | 216 | 52.1747 |  |  |  |  | 18 | 4.3479 | --- | -0.28427 | OK | 4.6322 | 4.6322 | 6.538% | Minimum Charge applied | 55.5859
1 | 1 | 0 | 1168 | 38 - Induction Ligths | 3040 | 740 | 141.46 | 141.46 | 1 | 8880 | 1697.52 |  |  |  |  | 740 | 141.46 | --- | 70.74 | OK | 70.72 | 70.72 | -50.01% |  | 848.64
1 | 1 | 0 | 1169 | 1 - Power Fence | 12 | 9 | 4.3479 | 4.3479 | 1 | 108 | 52.1747 |  |  |  |  | 9 | 4.3479 | --- | -0.28427 | OK | 4.6322 | 4.6322 | 6.538% | Minimum Charge applied | 55.5859
1 | 1 | 0 | 1170 | 1 - 1920W Led Cont | 1920 | 1402 | 188.04 | 188.04 | 1 | 16824 | 2256.48 |  |  |  |  | 1402 | 188.04 | --- | 143.37 | OK | 44.67 | 44.67 | -76.24% |  | 536.04
1 | 1 | 0 | 1171 | 1 - 96W LED 168 Hrs | 96 | 1 | 4.3479 | 4.3479 | 1 | 12 | 52.1747 |  |  |  |  | 1 | 4.3479 | --- | -0.28427 | OK | 4.6322 | 4.6322 | 6.538% | Minimum Charge applied | 55.5859
1 | 1 | 0 | 1172 | 4858W Pylon Sign | 4858 | 2285 | 342.5 | 342.5 | 1 | 27420 | 4110 |  |  |  |  | 2285 | 342.5 | --- | 229.49 | OK | 113.01 | 113.01 | -67% |  | 1356.12
1 | 1 | 0 | 1173 | 12 - 12W LED Light | 144 | 48 | 8.08 | 8.08 | 1 | 576 | 96.96 |  |  |  |  | 48 | 8.08 | --- | 3.4478 | OK | 4.6322 | 4.6322 | -42.67% |  | 55.5859
1 | 1 | 0 | 1174 | 1 - 768W Misc Sign | 768 | 308 | 51.78 | 51.78 | 1 | 3696 | 621.36 |  |  |  |  | 308 | 51.78 | --- | 30.28 | OK | 21.5 | 21.5 | -58.48% |  | 258
1 | 1 | 0 | 1177 | 1 - 1000W MA | 1000 | 162 | 37.1 | 37.1 | 1 | 1944 | 445.2 |  |  |  |  | 162 | 37.1 | --- | 12.09 | OK | 25.01 | 25.01 | -32.59% |  | 300.12
1 | 1 | 0 | 1185 | 623W Fluorescent Sign | 623 | 208 | 34.96 | 34.96 | 1 | 2496 | 419.52 |  |  |  |  | 208 | 34.96 | --- | 20.47 | OK | 14.49 | 14.49 | -58.55% |  | 173.88
1 | 1 | 0 | 1186 | 450W LED Sign | 450 | 150 | 25.22 | 25.22 | 1 | 1800 | 302.64 |  |  |  |  | 150 | 25.22 | --- | 14.75 | OK | 10.47 | 10.47 | -58.49% |  | 125.64
1 | 1 | 0 | 1187 | 4284W Sign | 4284 | 1428 | 240.03 | 240.03 | 1 | 17136 | 2880.36 |  |  |  |  | 1428 | 240.03 | --- | 140.36 | OK | 99.67 | 99.67 | -58.48% |  | 1196.04
1 | 1 | 0 | 1188 | 3046W Sign | 3046 | 1016 | 170.72 | 170.72 | 1 | 12192 | 2048.64 |  |  |  |  | 1016 | 170.72 | --- | 99.85 | OK | 70.87 | 70.87 | -58.49% |  | 850.44
1 | 1 | 0 | 1189 | 940W Sign | 940 | 313 | 52.63 | 52.63 | 1 | 3756 | 631.56 |  |  |  |  | 313 | 52.63 | --- | 30.76 | OK | 21.87 | 21.87 | -58.45% |  | 262.44
1 | 0 | -1 | 1190 | 128W Plyon Sign | 128 | 43 | 7.23 | 7.23 | 0 | 0 | 0 |  |  |  |  | 43 | 7.23 | --- | 2.5978 | OK | 4.6322 | 4.6322 | -35.93% |  | 0
3 | 3 | 0 | 1191 | 240W Fire Alarm Radio | 240 | 80 | 13.45 | 13.45 | 3 | 2880 | 484.2 |  |  |  |  | 80 | 13.45 | --- | 7.87 | OK | 5.58 | 5.58 | -58.51% |  | 200.88
5 | 9 | 4 | 1192 | 60W LED Light | 60 | 44 | 3.36 | 3.36 | 9 | 4752 | 362.88 |  |  |  |  | 44 | 3.36 | --- | 1.96 | OK | 1.4 | 1.4 | -58.33% |  | 151.2
1 | 1 | 0 | 1198 | 1395W Fluorescent Sign | 1395 | 465 | 78.16 | 78.16 | 1 | 5580 | 937.92 |  |  |  |  | 465 | 78.16 | --- | 45.71 | OK | 32.45 | 32.45 | -58.48% |  | 389.4
1 | 1 | 0 | 1199 | 2000W Cell Phone Micro Po | 2000 | 1460 | 195.83 | 195.83 | 1 | 17520 | 2349.96 |  |  |  |  | 1460 | 195.83 | --- | 149.3 | OK | 46.53 | 46.53 | -76.24% |  | 558.36
1 | 1 | 0 | 1201 | 876W Pylon Sign | 876 | 292 | 49.08 | 49.08 | 1 | 3504 | 588.96 |  |  |  |  | 292 | 49.08 | --- | 28.7 | OK | 20.38 | 20.38 | -58.48% |  | 244.56
96 | 94 | -2 | 1203 | 134W LED Sign | 134 | 45 | 7.55 | 7.55 | 94 | 50760 | 8516.4 |  |  |  |  | 45 | 7.55 | --- | 2.9178 | OK | 4.6322 | 4.6322 | -38.65% |  | 5225.0703
1 | 1 | 0 | 1206 | 1632W Misc Unmetered | 1632 | 8 | 20.43 | 20.43 | 1 | 96 | 245.16 |  |  |  |  | 8 | 20.43 | --- | -17.54 | OK | 37.97 | 37.97 | 85.85% |  | 455.64
1 | 1 | 0 | 1207 | 11W LED Light | 11 | 4 | 1.06 | 1.06 | 1 | 48 | 12.72 |  |  |  |  | 4 | 1.06 | --- | 0.8 | OK | 0.26 | 0.26 | -75.47% |  | 3.12
1 | 1 | 0 | 1209 | Sewer Flow Meter | 105.12 | 9 | 17.9268 | 17.9268 | 1 | 108 | 215.1214 |  |  |  |  | 9 | 17.9268 | --- | -4.0685 | OK | 21.9953 | 21.9953 | 22.7% | Applied the Small General customer charge | 263.9437
1 | 1 | 0 | 1210 | 3817W Pylon Sign | 3817 | 1272 | 213.81 | 213.81 | 1 | 15264 | 2565.72 |  |  |  |  | 1272 | 213.81 | --- | 125.01 | OK | 88.8 | 88.8 | -58.47% |  | 1065.6
1 | 1 | 0 | 1211 | 442.5W Crosswalk Sign | 425 | 142 | 17.51 | 17.51 | 1 | 1704 | 210.12 |  |  |  |  | 142 | 17.51 | --- | --- | OK | 17.51 | 17.51 | 0% |  | 210.12
1 | 1 | 0 | 1212 | 6000W LED Light | 6000 | 2000 | 336.17 | 336.17 | 1 | 24000 | 4034.04 |  |  |  |  | 2000 | 336.17 | --- | 196.59 | OK | 139.58 | 139.58 | -58.48% |  | 1674.96
6 | 6 | 0 | 1213 | 97W LED Light | 97 | 71 | 9.5 | 9.5 | 6 | 5112 | 684 |  |  |  |  | 71 | 9.5 | --- | 4.8678 | OK | 4.6322 | 4.6322 | -51.24% |  | 333.5151
2 | 2 | 0 | 1215 | 720W Pylon Sign - Continu | 720 | 526 | 40.34 | 40.34 | 2 | 12624 | 968.16 |  |  |  |  | 526 | 40.34 | --- | 23.59 | OK | 16.75 | 16.75 | -58.48% |  | 402
1 | 1 | 0 | 1216 | 922W Crosswalk Light | 922 | 338 | 56.96 | 56.96 | 1 | 4056 | 683.52 |  |  |  |  | 338 | 56.96 | --- | 33.18 | OK | 23.78 | 23.78 | -58.25% |  | 285.36
1 | 1 | 0 | 1218 | 875W Decorative Light | 875 | 304 | 97.92 | 97.92 | 1 | 3648 | 1175.04 |  |  |  |  | 304 | 97.92 | --- | 74.65 | OK | 23.27 | 23.27 | -76.24% |  | 279.24
1 | 1 | 0 | 1220 | Fire Dept Pager | 25 | 1 | 2.24 | 2.24 | 1 | 12 | 26.88 |  |  |  |  | 1 | 2.24 | --- | 1.66 | OK | 0.58 | 0.58 | -74.11% |  | 6.96
1 | 1 | 0 | 1221 | 400W Continuous Crosswalk | 350 | 329 | 39.17 | 39.17 | 1 | 3948 | 470.04 |  |  |  |  | 329 | 39.17 | --- | 29.86 | OK | 9.31 | 9.31 | -76.23% |  | 111.72
1 | 1 | 0 | 1223 | 46W Business Sign | 46 | 15 | 2.53 | 2.53 | 1 | 180 | 30.36 |  |  |  |  | 15 | 2.53 | --- | 1.46 | OK | 1.07 | 1.07 | -57.71% |  | 12.84
1 | 1 | 0 | 1224 | 1800W Business Sign | 1800 | 652 | 109.59 | 109.59 | 1 | 7824 | 1315.08 |  |  |  |  | 652 | 109.59 | --- | 64.07 | OK | 45.52 | 45.52 | -58.46% |  | 546.24
5 | 5 | 0 | 1227 | 1 - 4600W Misc Sign | 3400 | 3358 | 450.41 | 450.41 | 5 | 201480 | 27024.6 |  |  |  |  | 3358 | 450.41 | --- | 343.39 | OK | 107.02 | 107.02 | -76.24% |  | 6421.2
1 | 1 | 0 | 1229 | 800W Pylon Sign | 800 | 339 | 57.03 | 57.03 | 1 | 4068 | 684.36 |  |  |  |  | 339 | 57.03 | --- | 33.34 | OK | 23.69 | 23.69 | -58.46% |  | 284.28
1 | 1 | 0 | 1233 | 288W Pylon Sign | 288 | 210 | 28.19 | 28.19 | 1 | 2520 | 338.28 |  |  |  |  | 210 | 28.19 | --- | 21.49 | OK | 6.7 | 6.7 | -76.23% |  | 80.4
6 | 4 | -2 | 1234 | 1000W Crosswalk | 1000 | 271 | 51.53 | 51.53 | 4 | 13008 | 2473.44 |  |  |  |  | 271 | 51.53 | --- | 25.94 | OK | 25.59 | 25.59 | -50.34% |  | 1228.32
1 | 1 | 0 | 1236 | 696W Pylon Sign | 696 | 256 | 42.98 | 42.98 | 1 | 3072 | 515.76 |  |  |  |  | 256 | 42.98 | --- | 25.17 | OK | 17.81 | 17.81 | -58.56% |  | 213.72
1 | 0 | -1 | 331 | 180W LP Sodium Energy Onl | 70 | 80 | 13.17 | 13.17 | 0 | 0 | 0 |  |  |  |  | 80 | 13.17 | --- | --- | OK | 13.17 | 13.17 | 0% |  | 0
5 | 5 | 0 | 333 | 175W HP Sodium Energy Onl | 175 | 76 | 12.79 | 12.79 | 5 | 4560 | 767.4 |  |  |  |  | 76 | 12.79 | --- | 7.5 | OK | 5.29 | 5.29 | -58.64% |  | 317.4
1 | 1 | 0 | 1240 | 900W Decorative St Lighti | 900 | 300 | 50.42 | 50.42 | 1 | 3600 | 605.04 |  |  |  |  | 300 | 50.42 | --- | 29.48 | OK | 20.94 | 20.94 | -58.47% |  | 251.28
1 | 1 | 0 | 1243 | 1 - 518.4 W Pylon Sign | 518.4 | 71 | 16.82 | 16.82 | 1 | 852 | 201.84 |  |  |  |  | 71 | 16.82 | --- | 4.76 | OK | 12.06 | 12.06 | -28.3% |  | 144.72
1 | 1 | 0 | 1244 | 1 - 561.6W Pylon Sign | 561.6 | 266 | 44.74 | 44.74 | 1 | 3192 | 536.88 |  |  |  |  | 266 | 44.74 | --- | 26.14 | OK | 18.6 | 18.6 | -58.43% |  | 223.2
1 | 1 | 0 | 1247 | 324W LED Sign | 85 | 108 | 12.32 | 12.32 | 1 | 1296 | 147.84 |  |  |  |  | 108 | 12.32 | --- | 7.6878 | OK | 4.6322 | 4.6322 | -62.4% |  | 55.5859
1 | 1 | 0 | 1252 | 1 - 394W LED Billboard sign | 393.6 | 131 | 22.05 | 22.05 | 1 | 1572 | 264.6 |  |  |  |  | 131 | 22.05 | --- | 12.89 | OK | 9.16 | 9.16 | -58.46% |  | 109.92
1 | 1 | 0 | 1253 | 10-20 W Light | 15 | 5 | 0.84 | 0.84 | 1 | 60 | 10.08 |  |  |  |  | 5 | 0.84 | --- | 0.49 | OK | 0.35 | 0.35 | -58.33% |  | 4.2
1 | 1 | 0 | 1254 | 1-1000W LED Sign | 1000 | 304 | 55.97 | 55.97 | 1 | 3648 | 671.64 |  |  |  |  | 304 | 55.97 | --- | 51.3378 | OK | 4.6322 | 4.6322 | -91.72% |  | 55.5859
3 | 3 | 0 | 1257 | 250W Directional Light | 249.6 | 128 | 18.72 | 18.72 | 3 | 4608 | 673.92 |  |  |  |  | 128 | 18.72 | --- | 12.91 | OK | 5.81 | 5.81 | -68.96% |  | 209.16
1 | 1 | 0 | 1258 | 234W LED Sign | 234 | 78 | 13.12 | 13.12 | 1 | 936 | 157.44 |  |  |  |  | 78 | 13.12 | --- | 7.67 | OK | 5.45 | 5.45 | -58.46% |  | 65.4
1 | 1 | 0 | 1261 | 1 - 700W Road Sign | 720 | 117 | 25.89 | 25.89 | 1 | 1404 | 310.68 |  |  |  |  | 117 | 25.89 | --- | 9.61 | OK | 16.28 | 16.28 | -37.12% |  | 195.36
1 | 1 | 0 | 1262 | 1 - 320 W LED Flood Light | 320 | 107 | 17.97 | 17.97 | 1 | 1284 | 215.64 |  |  |  |  | 107 | 17.97 | --- | 10.53 | OK | 7.44 | 7.44 | -58.6% |  | 89.28
1 | 1 | 0 | 1263 | 1- 2000W Misc. Unmetered | 2000 | 122 | 41.95 | 41.95 | 1 | 1464 | 503.4 |  |  |  |  | 122 | 41.95 | --- | -4.58 | OK | 46.53 | 46.53 | 10.92% |  | 558.36
1 | 1 | 0 | 1265 | 4-145W Lights | 580 | 194 | 32.57 | 32.57 | 1 | 2328 | 390.84 |  |  |  |  | 194 | 32.57 | --- | 19.08 | OK | 13.49 | 13.49 | -58.58% |  | 161.88
1 | 1 | 0 | 1266 | 4-200W lights | 800 | 100 | 24.51 | 24.51 | 1 | 1200 | 294.12 |  |  |  |  | 100 | 24.51 | --- | 5.9 | OK | 18.61 | 18.61 | -24.07% |  | 223.32
6 | 6 | 0 | 1267 | 2-40W LED Crosswalk lights | 80 | 27 | 4.51 | 4.51 | 6 | 1944 | 324.72 |  |  |  |  | 27 | 4.51 | --- | -0.12215 | OK | 4.6322 | 4.6322 | 2.709% |  | 333.5151
1 | 1 | 0 | 1269 | 59W Security Camera | 59 | 43 | 5.77 | 5.77 | 1 | 516 | 69.24 |  |  |  |  | 43 | 5.77 | --- | 1.1378 | OK | 4.6322 | 4.6322 | -19.72% |  | 55.5859
1 | 0 | -1 | 1271 | 128 W Track and Triangular top Sign. | 128 | 43 | 7.23 | 7.23 | 0 | 0 | 0 |  |  |  |  | 43 | 7.23 | --- | 2.5978 | OK | 4.6322 | 4.6322 | -35.93% |  | 0
8 | 6 | -2 | 1275 | 1000W Flood Light | 1000 | 333 | 55.99 | 55.99 | 6 | 23976 | 4031.28 |  |  |  |  | 333 | 55.99 | --- | 32.73 | OK | 23.26 | 23.26 | -58.46% |  | 1674.72
437 | 471 | 34 | 1277 | 1 - 305W Misc. Unmetered - Continuous | 304.7 | 222 | 29.79 | 29.79 | 471 | 1254744 | 168373.08 |  |  |  |  | 222 | 29.79 | --- | 22.7 | OK | 7.09 | 7.09 | -76.2% |  | 40072.68
1 | 1 | 0 | 1279 | 1064W Pylon message board | 1064 | 777 | 104.22 | 104.22 | 1 | 9324 | 1250.64 |  |  |  |  | 777 | 104.22 | --- | 79.47 | OK | 24.75 | 24.75 | -76.25% |  | 297
1 | 1 | 0 | 1280 | 13-200W LED Luminaries | 2600 | 867 | 145.71 | 145.71 | 1 | 10404 | 1748.52 |  |  |  |  | 867 | 145.71 | --- | 85.22 | OK | 60.49 | 60.49 | -58.49% |  | 725.88
1 | 1 | 0 | 1281 | 4-110W LED Luminaries | 440 | 147 | 24.69 | 24.69 | 1 | 1764 | 296.28 |  |  |  |  | 147 | 24.69 | --- | 14.45 | OK | 10.24 | 10.24 | -58.53% |  | 122.88
1 | 1 | 0 | 1282 | 1-720W Pylon Sign | 720 | 240 | 40.34 | 40.34 | 1 | 2880 | 484.08 |  |  |  |  | 240 | 40.34 | --- | 23.59 | OK | 16.75 | 16.75 | -58.48% |  | 201
1 | 1 | 0 | 1283 | 1-1920W LED Road Sign | 1920 | 934 | 138.62 | 138.62 | 1 | 11208 | 1663.44 |  |  |  |  | 934 | 138.62 | --- | 93.95 | OK | 44.67 | 44.67 | -67.78% |  | 536.04
1 | 1 | 0 | 1286 | 67.5W Pylon Sign | 67.5 | 23 | 3.85 | 3.85 | 1 | 276 | 46.2 |  |  |  |  | 23 | 3.85 | --- | 2.28 | OK | 1.57 | 1.57 | -59.22% |  | 18.84
2 | 2 | 0 | 1288 | 30W Miscl. Unmetered | 30 | 30 | 2.95 | 2.95 | 2 | 720 | 70.8 |  |  |  |  | 30 | 2.95 | --- | 2.25 | OK | 0.7 | 0.7 | -76.27% |  | 16.8
5 | 6 | 1 | 1289 | 400W Metal Halide Photocell | 400 | 400 | 22.38 | 22.38 | 6 | 28800 | 1611.36 |  |  |  |  | 400 | 22.38 | --- | 13.07 | OK | 9.31 | 9.31 | -58.4% |  | 670.32
1 | 1 | 0 | 1290 | 742.5W LED Electronic Sign | 742.5 | 407 | 58.46 | 58.46 | 1 | 4884 | 701.52 |  |  |  |  | 407 | 58.46 | --- | 41.19 | OK | 17.27 | 17.27 | -70.46% |  | 207.24
1 | 1 | 0 | 1292 | 1 - 1000W LED sign | 720 | 333 | 70.54 | 70.54 | 1 | 3996 | 846.48 |  |  |  |  | 333 | 70.54 | --- | 53.79 | OK | 16.75 | 16.75 | -76.25% |  | 201
1 | 1 | 0 | 1293 | 1123.5 W Pylon Sign | 2508 | 375 | 153.75 | 153.75 | 1 | 4500 | 1845 |  |  |  |  | 375 | 153.75 | --- | 153.75 | OK | 0 | 0 | -100% |  | 0
1 | 1 | 0 | 1294 | 10560 W Electronic Billbaord | 10560 | 7709 | 1034.03 | 1034.03 | 1 | 92508 | 12408.36 |  |  |  |  | 7709 | 1034.03 | --- | 788.36 | OK | 245.67 | 245.67 | -76.24% |  | 2948.04
32 | 32 | 0 | 1299 | 1-27W LED Holiday Lights | 27 | 27 | 1.58 | 1.58 | 32 | 10368 | 606.72 |  |  |  |  | 27 | 1.58 | --- | 1.58 | OK | 0 | 0 | -100% |  | 0
1 | 1 | 0 | 1300 | 544 W Crosswalk Sign | 544 | 181 | 30.45 | 30.45 | 1 | 2172 | 365.4 |  |  |  |  | 181 | 30.45 | --- | 17.79 | OK | 12.66 | 12.66 | -58.42% |  | 151.92
1 | 1 | 0 | 1301 | 1380 LED sign board Sign | 1380 | 460 | 77.32 | 77.32 | 1 | 5520 | 927.84 |  |  |  |  | 460 | 77.32 | --- | 45.22 | OK | 32.1 | 32.1 | -58.48% |  | 385.2
1 | 1 | 0 | 1304 | 2-38 W LED Signs | 76 | 25 | 4.22 | 4.22 | 1 | 300 | 50.64 |  |  |  |  | 25 | 4.22 | --- | 2.45 | OK | 1.77 | 1.77 | -58.06% |  | 21.24
1 | 0 | -1 | 1305 | 1584 W LED Signs | 1584 | 1156 | 155.07 | 155.07 | 0 | 0 | 0 |  |  |  |  | 1156 | 155.07 | --- | 118.22 | OK | 36.85 | 36.85 | -76.24% |  | 0
97 | 97 | 0 | 1306 | 12W Misc. Small Loads | 12 | 9 | 1.18 | 1.18 | 97 | 10476 | 1373.52 |  |  |  |  | 9 | 1.18 | --- | 0.9 | OK | 0.28 | 0.28 | -76.27% |  | 325.92
1 | 1 | 0 | 1307 | 60W LED Cross walk signs | 60 | 20 | 3.36 | 3.36 | 1 | 240 | 40.32 |  |  |  |  | 20 | 3.36 | --- | 1.96 | OK | 1.4 | 1.4 | -58.33% |  | 16.8
1 | 1 | 0 | 1308 | 1800W 3 Sided LED Pylon Sign | 1800 | 600 | 100.85 | 100.85 | 1 | 7200 | 1210.2 |  |  |  |  | 600 | 100.85 | --- | 58.98 | OK | 41.87 | 41.87 | -58.48% |  | 502.44
15 | 15 | 0 | 1310 | 60W LED Caster Lighting | 60 | 20 | 3.36 | 3.36 | 15 | 3600 | 604.8 |  |  |  |  | 20 | 3.36 | --- | 1.96 | OK | 1.4 | 1.4 | -58.33% |  | 252
1 | 1 | 0 | 1311 | 2400 W Misc. Small Loads | 2400 | 1752 | 234.99 | 234.99 | 1 | 21024 | 2819.88 |  |  |  |  | 1752 | 234.99 | --- | 179.16 | OK | 55.83 | 55.83 | -76.24% |  | 669.96
1 | 1 | 0 | 1312 | 1 - 60 W Misc. Unmetered - Continous | 60 | 44 | 5.9 | 5.9 | 1 | 528 | 70.8 |  |  |  |  | 44 | 5.9 | --- | 4.5 | OK | 1.4 | 1.4 | -76.27% |  | 16.8
1 | 1 | 0 | 1314 | 1 - 748 W Misc. Load-Continous | 748 | 546 | 73.26 | 73.26 | 1 | 6552 | 879.12 |  |  |  |  | 546 | 73.26 | --- | 55.86 | OK | 17.4 | 17.4 | -76.25% |  | 208.8
4 | 4 | 0 | 1317 | 1 - 2611W Miscl Loads | 2611 | 1046 | 164.46 | 164.46 | 4 | 50208 | 7894.08 |  |  |  |  | 1046 | 164.46 | --- | 103.72 | OK | 60.74 | 60.74 | -63.07% |  | 2915.52
1 | 1 | 0 | 1319 | 1 - 1363W Miscl Small Load | 1363.3 | 456 | 76.56 | 76.56 | 1 | 5472 | 918.72 |  |  |  |  | 456 | 76.56 | --- | 44.84 | OK | 31.72 | 31.72 | -58.57% |  | 380.64
1 | 1 | 0 | 1320 | 400W Metal Halide Op Only | 400 | 150 | 68.42 | 68.42 | 1 | 1800 | 821.04 |  |  |  |  | 150 | 68.42 | --- | 57.95 | OK | 10.47 | 10.47 | -84.7% |  | 125.64
2 | 2 | 0 | 1321 | 1 - 698.5W Miscl Small Load | 698.5 | 510 | 68.42 | 68.42 | 2 | 12240 | 1642.08 |  |  |  |  | 510 | 68.42 | --- | 52.17 | OK | 16.25 | 16.25 | -76.25% |  | 390
1 | 1 | 0 | 1322 | 30W Sign | 30 | 10 | 1.68 | 1.68 | 1 | 120 | 20.16 |  |  |  |  | 10 | 1.68 | --- | 0.98 | OK | 0.7 | 0.7 | -58.33% |  | 8.4
1 | 0 | -1 | 1323 | 1 - 1528.2 W LED Light | 1528.2 | 186 | 46.06 | 46.06 | 0 | 0 | 0 |  |  |  |  | 186 | 46.06 | --- | 10.51 | OK | 35.55 | 35.55 | -22.82% |  | 0
2 | 2 | 0 | 1324 | 1 - Misc. Crosswalk Sign - 336W | 336 | 164 | 26.69 | 26.69 | 2 | 3936 | 640.56 |  |  |  |  | 164 | 26.69 | --- | 16.22 | OK | 10.47 | 10.47 | -60.77% |  | 251.28
1 | 0 | -1 | 1325 | 122W Miscl Cont. Small Load | 122 | 89 | 11.92 | 11.92 | 0 | 0 | 0 |  |  |  |  | 89 | 11.92 | --- | 9.08 | OK | 2.84 | 2.84 | -76.17% |  | 0
1 | 1 | 0 | 1330 | 1 - 1836W Misc Unmetered Sign | 1836 | 612 | 102.86 | 102.86 | 1 | 7344 | 1234.32 |  |  |  |  | 612 | 102.86 | --- | 60.15 | OK | 42.71 | 42.71 | -58.48% |  | 512.52
1 | 1 | 0 | 1332 | 1056W Misc Unmetered Lights | 1056 | 352 | 59.16 | 59.16 | 1 | 4224 | 709.92 |  |  |  |  | 352 | 59.16 | --- | 34.59 | OK | 24.57 | 24.57 | -58.47% |  | 294.84
1 | 1 | 0 | 1335 | 1000 W Metal Halide | 1000 | 376 | 110.41 | 110.41 | 1 | 4512 | 1324.92 |  |  |  |  | 376 | 110.41 | --- | 84.18 | OK | 26.23 | 26.23 | -76.24% |  | 314.76
1 | 1 | 0 | 1340 | 112.6 W Miscl Loads | 45 | 83 | 11.13 | 11.13 | 1 | 996 | 133.56 |  |  |  |  | 83 | 11.13 | --- | 8.5 | OK | 2.63 | 2.63 | -76.37% |  | 31.56
1 | 1 | 0 | 1341 | 198 W Cross Walk Signs | 198 | 66 | 11.11 | 11.11 | 1 | 792 | 133.32 |  |  |  |  | 66 | 11.11 | --- | 6.5 | OK | 4.61 | 4.61 | -58.51% |  | 55.32
1 | 1 | 0 | 1342 | 1240W Sign | 1240 | 413 | 69.43 | 69.43 | 1 | 4956 | 833.16 |  |  |  |  | 413 | 69.43 | --- | 40.58 | OK | 28.85 | 28.85 | -58.45% |  | 346.2
1 | 1 | 0 | 1345 | 35 W Miscl. Loads | 30 | 22 | 2.95 | 2.95 | 1 | 264 | 35.4 |  |  |  |  | 22 | 2.95 | --- | 2.25 | OK | 0.7 | 0.7 | -76.27% |  | 8.4
1 | 1 | 0 | 1347 | 1 - 120W Radar Speed Sign | 120 | 88 | 11.79 | 11.79 | 1 | 1056 | 141.48 |  |  |  |  | 88 | 11.79 | --- | 9 | OK | 2.79 | 2.79 | -76.34% |  | 33.48
1 | 1 | 0 | 1348 | 1113.6 Misc. Unmetered -Photocell | 1113.6 | 371 | 62.38 | 62.38 | 1 | 4452 | 748.56 |  |  |  |  | 371 | 62.38 | --- | 36.47 | OK | 25.91 | 25.91 | -58.46% |  | 310.92
2 | 2 | 0 | 1351 | 22.8 W LED Light | 22.8 | 8 | 1.34 | 1.34 | 2 | 192 | 32.16 |  |  |  |  | 8 | 1.34 | --- | 0.81 | OK | 0.53 | 0.53 | -60.45% |  | 12.72
1 | 1 | 0 | 1353 | 240W Unmetered Misc. Load | 240 | 175 | 23.48 | 23.48 | 1 | 2100 | 281.76 |  |  |  |  | 175 | 23.48 | --- | 17.9 | OK | 5.58 | 5.58 | -76.24% |  | 66.96
1 | 0 | -1 | 1354 | 1000W Metal Halide St Lig | 1000 | 333 | 55.99 | 55.99 | 0 | 0 | 0 |  |  |  |  | 333 | 55.99 | --- | 32.73 | OK | 23.26 | 23.26 | -58.46% |  | 0
29 | 29 | 0 | 1355 | 150W Flood light | 150 | 50 | 8.41 | 8.41 | 29 | 17400 | 2926.68 |  |  |  |  | 50 | 8.41 | --- | 4.92 | OK | 3.49 | 3.49 | -58.5% |  | 1214.52
1 | 1 | 0 | 1356 | 2070W Light | 2070 | 630 | 109.65 | 109.65 | 1 | 7560 | 1315.8 |  |  |  |  | 630 | 109.65 | --- | 61.49 | OK | 48.16 | 48.16 | -56.08% |  | 577.92
3 | 4 | 1 | 1358 | 260W Flood Light | 260 | 87 | 14.6 | 14.6 | 4 | 4176 | 700.8 |  |  |  |  | 87 | 14.6 | --- | 8.55 | OK | 6.05 | 6.05 | -58.56% |  | 290.4
1 | 2 | 1 | 1360 | 130W Flood Light | 130 | 43 | 7.25 | 7.25 | 2 | 1032 | 174 |  |  |  |  | 43 | 7.25 | --- | 4.23 | OK | 3.02 | 3.02 | -58.34% |  | 72.48
1 | 1 | 0 | 1361 | 3000W Pylong Sign | 300 | 100 | 16.8 | 16.8 | 1 | 1200 | 201.6 |  |  |  |  | 100 | 16.8 | --- | 9.82 | OK | 6.98 | 6.98 | -58.45% |  | 83.76
1 | 1 | 0 | 514 | 1 - 300W LED Traffic Light | 300 | 73 | 13.95 | 13.95 | 1 | 876 | 167.4 |  |  |  |  | 73 | 13.95 | --- | 6.97 | OK | 6.98 | 6.98 | -49.96% |  | 83.76
87 | 83 | -4 | 516 | 1 - 129W LED Traffic Light | 129 | 31 | 5.97 | 5.97 | 83 | 30876 | 5946.12 |  |  |  |  | 31 | 5.97 | --- | 2.97 | OK | 3 | 3 | -49.75% |  | 2988
27 | 8 | -19 | 835 | 44.8W Eastlink Repeater | 44.8 | 33 | 16.4568 | 16.4568 | 8 | 3168 | 1579.8513 |  |  |  |  | 33 | 16.4568 | --- | -5.5385 | OK | 21.9953 | 21.9953 | 33.65% | Fixed - Based on minimum charge | 2111.5499
1 | 1 | 0 | 628 | 65W LED Lights 600 Series | 65 | 22 | 10.86 | 10.86 | 1 | 264 | 130.32 |  |  |  |  | 22 | 10.86 | --- | 2.17 | OK | 8.69 | 8.69 | -19.98% |  | 104.28
1 | 1 | 0 | 1120 | 120W Miscellaneous Sign | 120 | 49 | 7.67 | 7.67 | 1 | 588 | 92.04 |  |  |  |  | 49 | 7.67 | --- | 4.88 | OK | 2.79 | 2.79 | -63.62% |  | 33.48
1 | 1 | 0 | 1254 | 1000W LED Sign | 1000 | 304 | 55.97 | 55.97 | 1 | 3648 | 671.64 |  |  |  |  | 304 | 55.97 | --- | 55.97 | OK | 0 | 0 | -100% |  | 0
3 | 4 | 1 | 1358 | 1-260W Flood Light | 260 | 87 | 14.6 | 14.6 | 4 | 4176 | 700.8 |  |  |  |  | 87 | 14.6 | --- | 8.55 | OK | 6.05 | 6.05 | -58.56% |  | 290.4
1 | 2 | 1 | 1360 | 130W Flood Light | 130 | 43 | 7.25 | 7.25 | 2 | 1032 | 174 |  |  |  |  | 43 | 7.25 | --- | 4.23 | OK | 3.02 | 3.02 | -58.34% |  | 72.48
1 | 1 | 0 | 1361 | 300W Pylon Sign | 300 | 100 | 16.8 | 16.8 | 1 | 1200 | 201.6 |  |  |  |  | 100 | 16.8 | --- | 9.82 | OK | 6.98 | 6.98 | -58.45% |  | 83.76
2 | 2 | 0 | 1367 | 50W Radar Speed Sign | 50 | 37 | 4.95 | 4.95 | 2 | 888 | 118.8 |  |  |  |  | 37 | 4.95 | --- | 3.79 | OK | 1.16 | 1.16 | -76.57% |  | 27.84
1 | 1 | 0 | 1368 | 1 1200W Misc Unmetered Photocell | 1200 | 437 | 71.14 | 71.14 | 1 | 5244 | 853.68 |  |  |  |  | 437 | 71.14 | --- | 43.22 | OK | 27.92 | 27.92 | -60.75% |  | 335.04
2 | 2 | 0 | 1370 | 120W Speed Rader | 120 | 88 | 11.79 | 11.79 | 2 | 2112 | 282.96 |  |  |  |  | 88 | 11.79 | --- | 9 | OK | 2.79 | 2.79 | -76.34% |  | 66.96
1 | 1 | 0 | 1371 | 240W Miscl. Load | 240 | 175 | 23.48 | 23.48 | 1 | 2100 | 281.76 |  |  |  |  | 175 | 23.48 | --- | 17.9 | OK | 5.58 | 5.58 | -76.24% |  | 66.96
1 | 1 | 0 | 1374 | 144W LED Pylon Sign | 144 | 35 | 6.7 | 6.7 | 1 | 420 | 80.4 |  |  |  |  | 35 | 6.7 | --- | 3.35 | OK | 3.35 | 3.35 | -50% |  | 40.2
1 | 3 | 2 | 1378 | 2315W Misc. Load | 2315 | 1690 | 226.68 | 226.68 | 3 | 60840 | 8160.48 |  | 2.315 | 6.945 | 6.945 | 1690 | 226.68 | --- | 172.82 | OK | 53.86 | 53.86 | -76.24% |  | 1938.96
1 | 1 | 0 | 1382 | 2760W Pylong Sign | 2760 | 682 | 128.44 | 128.44 | 1 | 8184 | 1541.28 |  | 2.76 | 2.76 | 2.76 | 682 | 128.44 | --- | 64.23 | OK | 64.21 | 64.21 | -50.01% |  | 770.52
Unaccounted for
8974 | 9604 | 630 |  | TOTALS |  |  |  |  | 9604 | 23777024.84 | 3306091.462 | 9926.0736 |  | 2947.0285 | 2357.878 | [7 empty] | 9604 | 23777024.84 | 931235.4965 | 9300.2061
RATE COUNT:
|  |  | 395 |  |  |  | PER MONTH = |  |  | 1981418.7367 | 276334.7946 | [13 empty] | 931235.4965
[7 empty] | 2025 Unit Revenue |  |  | 0.13905 | [13 empty] | 0.039165 | -71.83%

## 2026 Rates RTT
"PROPOSED SMOOTHED RATES - EFFECTIVE JANUARY 1, 2026"
Components of Small General Tariff
CALCULATION OF UNMETERED SERVICE RATES
[13 empty] | RATE INC./(DEC.): |  | 0%
Components of Misc. Small Loads Rate |  |  |  |  | RATE INC./(DEC.): |  | 10.76% |  | RATE INC./(DEC.): |  | 0%
[12 empty] | Customer Charge |  |  | 21.9953
Demand Charge |  |  | 23.2639 |  | Recreational Area Lighting Rate: |  |  |  | Large Industrial Tariff: |  |  | 1st Block Energy Charge @ 200 kW.h |  |  | 0
1st Block Energy Charge @ 200 kW.h |  |  | 0 | [8 empty] | All Additional kW.h Energy Charge |  |  | 0
All Additional kW.h Energy Charge |  |  | 0 |  | Energy Charge |  | 0 |  | Energy Charge |  | 0
Minimum Charge | 4.6322 | / month | 13.6392
Minimum Bill | 21.9953 | / month
10% cap unit cost
CROSSWALK SIGNS
|  | Demand | Ballast | Demand | Energy per Month |  | Demand | 1st Block | 1st Block | All Addional Energy |  | All Add. Energy Charge |  | Total Monthly Charge
Rate Code | Wattage | in KW | % | incl. Ballast | Photocell | Continuous | Charge | Energy | Energy Chg. | Photocell | Continuous | Photocell | Continuous | Photocell | Continuous | Continous ?
DEMAND & ENERGY CALCULATION ONLY FOR 100, 200 & 300 SERIES RATE CODES
100 | 100 | 0.1 | 29% | 0.129 | 43 | 94 | 3 | 26 | 0 | 17 |  | 0 |  | 3 | N/A
101 | 125 | 0.125 | 24.8% | 0.156 | 52 | 114 | 3.63 | 31 | 0 | 21 |  | 0 |  | 3.63 | N/A
102 | 175 | 0.175 | 18.29% | 0.20701 | 69 | 151 | 4.82 | 41 | 0 | 28 |  | 0 |  | 4.82 | N/A
103 | 250 | 0.25 | 16.4% | 0.291 | 97 | 212 | 6.77 | 58 | 0 | 39 |  | 0 |  | 6.77 | N/A
104 | 400 | 0.4 | 15.5% | 0.462 | 154 | 337 | 10.75 | 92 | 0 | 62 |  | 0 |  | 10.75 | 10.75
105 | 700 | 0.7 | 11.4% | 0.7798 | 260 | 569 | 18.14 | 156 | 0 | 104 |  | 0 |  | 18.14 | 18.14
106 | 1000 | 1 | 8.9% | 1.089 | 363 | 795 | 25.33 | 218 | 0 | 145 |  | 0 |  | 25.33 | 25.33
107 | 250 | 0.25 | 16.4% | 0.291 | 97 | 212 | 6.77 | 58 | 0 | 39 |  | 0 |  | N/A | 6.77 | yes
110 | 48 | 0.048 | 90% | 0.0912 | 30 | 67 | 2.12 | 18 | 0 | 12 |  | 0 |  | 2.12 | 2.12
111 | 96 | 0.096 | 165% | 0.2544 | 85 | 186 | 5.92 | 51 | 0 | 34 |  | 0 |  | 5.92 | 5.92
112 | 144 | 0.144 | 142% | 0.34848 | 116 | 254 | 8.11 | 70 | 0 | 46 |  | 0 |  | 8.11 | 8.11
113 | 288 | 0.288 | 131% | 0.66528 | 222 | 486 | 15.48 | 133 | 0 | 89 |  | 0 |  | 15.48 | 15.48
114 | 96 | 0.096 | 46.88% | 0.141 | 47 | 103 | 3.28 | 28 | 0 | 19 |  | 0 |  | 3.28 | 3.28
115 | 72 | 0.072 | 150% | 0.18 | 60 | 131 | 4.19 | 36 | 0 | 24 |  | 0 |  | 4.19 | 4.19
116 | 192 | 0.192 | 160% | 0.4992 | 166 | 364 | 11.61 | 100 | 0 | 66 |  | 0 |  | 11.61 | 11.61
117 | 288 | 0.288 | 131% | 0.66528 | 222 | 486 | 15.48 | 133 | 0 | 89 |  | 0 |  | 15.48 | 15.48 | yes
118 | 48 | 0.048 | 87.5% | 0.09 | 30 | 66 | 2.09 | 18 | 0 | 12 |  | 0 |  | 2.09 | 2.09 | yes
119 | 192 | 0.192 | 160% | 0.4992 | 166 | 364 | 11.61 | 100 | 0 | 66 |  | 0 |  | 11.61 | 11.61 | yes
120 | 192 | 0.192 | 81% | 0.34752 | 116 | 254 | 8.08 | 70 | 0 | 46 |  | 0 |  | 8.08 | 8.08 | yes
121 | 250 | 0.25 | 20% | 0.3 | 100 | 219 | 6.98 | 60 | 0 | 40 |  | 0 |  | 6.98 | 6.98
122 | 400 | 0.4 | 12.5% | 0.45 | 150 | 329 | 10.47 | 90 | 0 | 60 |  | 0 |  | 10.47 | 10.47
123 | 70 | 0.07 | 37% | 0.0959 | 32 | 70 | 2.23 | 19 | 0 | 13 |  | 0 |  | 2.23 | 2.23
124 | 100 | 0.1 | 35% | 0.135 | 45 | 99 | 3.14 | 27 | 0 | 18 |  | 0 |  | 3.14 | 3.14
125 | 150 | 0.15 | 30% | 0.195 | 65 | 142 | 4.54 | 39 | 0 | 26 |  | 0 |  | 4.54 | 4.54
126 | 100 | 0.1 | 35% | 0.135 | 45 | 99 | 3.14 | 27 | 0 | 18 |  | 0 |  | 3.14 | 3.14 | yes
130 | 135 | 0.135 | 33.33% | 0.18 | 60 | 131 | 4.19 | 36 | 0 | 24 |  | 0 |  | 4.19 | 4.19
131 | 180 | 0.18 | 33.33% | 0.23999 | 80 | 175 | 5.58 | 48 | 0 | 32 |  | 0 |  | 5.58 | 5.58
132 | 90 | 0.09 | 50% | 0.135 | 45 | 99 | 3.14 | 27 | 0 | 18 |  | 0 |  | 3.14 | 3.14
140 | 400 | 0.4 | 12.5% | 0.45 | 150 | 329 | 10.47 | 90 | 0 | 60 |  | 0 |  | 10.47 | 10.47
141 | 1000 | 1 | 8% | 1.08 | 360 | 788 | 25.12 | 216 | 0 | 144 |  | 0 |  | 25.12 | 25.12
142 | 250 | 0.25 | 20% | 0.3 | 100 | 219 | 6.98 | 60 | 0 | 40 |  | 0 |  | 6.98 | 6.98
143 | 150 | 0.15 | 33.33% | 0.19999 | 67 | 146 | 4.65 | 40 | 0 | 27 |  | 0 |  | 4.65 | 4.65
144 | 100 | 0.1 | 50% | 0.15 | 50 | 110 | 3.49 | 30 | 0 | 20 |  | 0 |  | 3.49 | 3.49
150 | 840 | 0.84 | 0% | 0.84 | 280 | 613 | 19.54 | 168 | 0 | 112 |  | 0 |  | 19.54 | 19.54 | yes
201 | 125 | 0.125 | 24.8% | 0.156 | 52 | 114 | 3.63 | 31 | 0 | 21 |  | 0 |  | 3.63 | 3.63
202 | 175 | 0.175 | 18.29% | 0.20701 | 69 | 151 | 4.82 | 41 | 0 | 28 |  | 0 |  | 4.82 | 4.82
203 | 250 | 0.25 | 16.4% | 0.291 | 97 | 212 | 6.77 | 58 | 0 | 39 |  | 0 |  | 6.77 | 6.77
204 | 400 | 0.4 | 15.5% | 0.462 | 154 | 337 | 10.75 | 92 | 0 | 62 |  | 0 |  | 10.75 | 10.75
205 | 700 | 0.7 | 11.4% | 0.7798 | 260 | 569 | 18.14 | 156 | 0 | 104 |  | 0 |  | 18.14 | 18.14
206 | 1000 | 1 | 8.9% | 1.089 | 363 | 795 | 25.33 | 218 | 0 | 145 |  | 0 |  | 25.33 | 25.33
213 | 340 | 0.34 | 96% | 0.6664 | 222 | 486 | 15.5 | 133 | 0 | 89 |  | 0 |  | 15.5 | 15.5
214 | 110 | 0.11 | 28% | 0.1408 | 47 | 103 | 3.28 | 28 | 0 | 19 |  | 0 |  | 3.28 | 3.28
215 | 85 | 0.085 | 110% | 0.1785 | 60 | 130 | 4.15 | 36 | 0 | 24 |  | 0 |  | 4.15 | 4.15
216 | 240 | 0.24 | 108% | 0.4992 | 166 | 364 | 11.61 | 100 | 0 | 66 |  | 0 |  | 11.61 | 11.61
217 | 60 | 0.06 | 145% | 0.147 | 49 | 107 | 3.42 | 29 | 0 | 20 |  | 0 |  | 3.42 | 3.42
218 | 120 | 0.12 | 113% | 0.2556 | 85 | 187 | 5.95 | 51 | 0 | 34 |  | 0 |  | 5.95 | 5.95
221 | 250 | 0.25 | 20% | 0.3 | 100 | 219 | 6.98 | 60 | 0 | 40 |  | 0 |  | 6.98 | 6.98
222 | 70 | 0.07 | 37% | 0.0959 | 32 | 70 | 2.23 | 19 | 0 | 13 |  | 0 |  | 2.23 | 2.23
223 | 100 | 0.1 | 35% | 0.135 | 45 | 99 | 3.14 | 27 | 0 | 18 |  | 0 |  | 3.14 | 3.14
224 | 150 | 0.15 | 30% | 0.195 | 65 | 142 | 4.54 | 39 | 0 | 26 |  | 0 |  | 4.54 | 4.54
231 | 180 | 0.18 | 33.33% | 0.23999 | 80 | 175 | 5.58 | 48 | 0 | 32 |  | 0 |  | 5.58 | 5.58
300 | 100 | 0.1 | 7% | 0.107 | 36 | 78 | 2.49 | 21 | 0 | 15 |  | 0 |  | 2.49 | 2.49 | yes
301 | 125 | 0.125 | 24.8% | 0.156 | 52 | 114 | 3.63 | 31 | 0 | 21 |  | 0 |  | 3.63 | 3.63
302 | 175 | 0.175 | 18.29% | 0.20701 | 69 | 151 | 4.82 | 41 | 0 | 28 |  | 0 |  | 4.82 | 4.82
303 | 250 | 0.25 | 16.4% | 0.291 | 97 | 212 | 6.77 | 58 | 0 | 39 |  | 0 |  | 6.77 | 6.77
304 | 400 | 0.4 | 15.5% | 0.462 | 154 | 337 | 10.75 | 92 | 0 | 62 |  | 0 |  | 10.75 | 10.75
305 | 700 | 0.7 | 11.4% | 0.7798 | 260 | 569 | 18.14 | 156 | 0 | 104 |  | 0 |  | 18.14 | 18.14
306 | 1000 | 1 | 8.9% | 1.089 | 363 | 795 | 25.33 | 218 | 0 | 145 |  | 0 |  | 25.33 | 25.33
310 | 60 | 0.06 | 50% | 0.09 | 30 | 66 | 2.09 | 18 | 0 | 12 |  | 0 |  | 2.09 | 2.09
311 | 240 | 0.24 | 108% | 0.4992 | 166 | 364 | 11.61 | 100 | 0 | 66 |  | 0 |  | 11.61 | 11.61
312 | 170 | 0.17 | 105% | 0.3485 | 116 | 254 | 8.11 | 70 | 0 | 46 |  | 0 |  | 8.11 | 8.11
313 | 340 | 0.34 | 96% | 0.6664 | 222 | 486 | 15.5 | 133 | 0 | 89 |  | 0 |  | 15.5 | 15.5
314 | 110 | 0.11 | 28% | 0.1408 | 47 | 103 | 3.28 | 28 | 0 | 19 |  | 0 |  | 3.28 | 3.28
315 | 85 | 0.085 | 110% | 0.1785 | 60 | 130 | 4.15 | 36 | 0 | 24 |  | 0 |  | 4.15 | 4.15
321 | 250 | 0.25 | 20% | 0.3 | 100 | 219 | 6.98 | 60 | 0 | 40 |  | 0 |  | 6.98 | 6.98
322 | 70 | 0.07 | 37% | 0.0959 | 32 | 70 | 2.23 | 19 | 0 | 13 |  | 0 |  | 2.23 | 2.23
323 | 100 | 0.1 | 35% | 0.135 | 45 | 99 | 3.14 | 27 | 0 | 18 |  | 0 |  | 3.14 | 3.14
324 | 150 | 0.15 | 30% | 0.195 | 65 | 142 | 4.54 | 39 | 0 | 26 |  | 0 |  | 4.54 | 4.54
326 | 400 | 0.4 | 12.5% | 0.45 | 150 | 329 | 10.47 | 90 | 0 | 60 |  | 0 |  | 10.47 | 10.47
327 | 500 | 0.5 | 10% | 0.55 | 183 | 402 | 12.8 | 110 | 0 | 73 |  | 0 |  | 12.8 | 12.8
328 | 1000 | 1 | 9% | 1.09 | 363 | 796 | 25.36 | 218 | 0 | 145 |  | 0 |  | 25.36 | 25.36
330 | 140 | 0.14 | 0% | 0.14 | 47 | 102 | 3.26 | 28 | 0 | 19 |  | 0 |  | 3.26 | 3.26
331 | 180 | 0.18 | 33.33% | 0.23999 | 80 | 175 | 5.58 | 48 | 0 | 32 |  | 0 |  | 5.58 | 5.58
341 | 1000 | 1 | 8% | 1.08 | 360 | 788 | 25.12 | 216 | 0 | 144 |  | 0 |  | 25.12 | 25.12
342 | 400 | 0.4 | 12.5% | 0.45 | 150 | 329 | 10.47 | 90 | 0 | 60 |  | 0 |  | 10.47 | 10.47
343 | 250 | 0.25 | 20% | 0.3 | 100 | 219 | 6.98 | 60 | 0 | 40 |  | 0 |  | 6.98 | 6.98
344 | 175 | 0.175 | 28.57% | 0.225 | 75 | 164 | 5.23 | 45 | 0 | 30 |  | 0 |  | 5.23 | 5.23
345 | 150 | 0.15 | 33.33% | 0.19999 | 67 | 146 | 4.65 | 40 | 0 | 27 |  | 0 |  | 4.65 | 4.65
346 | 100 | 0.1 | 50% | 0.15 | 50 | 110 | 3.49 | 30 | 0 | 20 |  | 0 |  | 3.49 | 3.49
350 | 384 | 0.384 | 119% | 0.84096 | 280 | 614 | 19.56 | 168 | 0 | 112 |  | 0 |  | 19.56 | 19.56
351 | 400 | 0.4 | 33.33% | 0.53332 | 178 | 389 | 12.41 | 107 | 0 | 71 |  | 0 |  | 12.41 | 12.41
| 56 | 0.056 | 0% | 0.056 | 0 | 41 | 1.3 | 0 | 0 | 0 | 41 | 0 | 0 | 1.3 | 1.3
| 700 | 0.7 | 0% | 0.7 | 233 | 511 | 16.28 | 140 | 0 | 93 | 371 | 0 | 0 | 16.28 | 16.28 | yes
352 | [5 empty] | 511 | [8 empty] | 17.58 | yes
| 105 | 0.105 | 14% | 0.1197 | 40 | N/A | 2.78 | 24 | 0 | 16 |  | 0 |  | 2.78 | N/A
| 150 | 0.15 | 6.5% | 0.15975 | 53 | N/A | 3.72 | 32 | 0 | 21 |  | 0 |  | 3.72 | N/A
| 138 | 0.138 | 0% | 0.138 | 0 | N/A | 3.21 | 0 | 0 | 0 |  | 0 |  | 3.21 | N/A
360 |  |  |  |  | 93 | [8 empty] | 9.71
| 175 | 0.175 | 0% | 0.175 | 58 | N/A | 4.07 | 35 | 0 | 23 | N/A | 0 | N/A | 4.07 | N/A
| 120 | 0.12 | 0% | 0.12 | 12 | N/A | 2.79 | 12 | 0 | 0 | N/A | 0 | N/A | 2.79 | N/A
361 |  |  |  |  | 70 | [8 empty] | 6.86
362 | 350 | 0.35 | 10% | 0.385 | 128 | N/A | 8.96 | 77 | 0 | 51 | N/A | 0 | N/A | 8.96 | N/A
| 500 | 0.5 | 10% | 0.55 | 183 | N/A | 12.8 | 110 | 0 | 73 | N/A | 0 | N/A | 12.8 | N/A
| 350 | 0.35 | 10% | 0.385 | 128 | N/A | 8.96 | 77 | 0 | 51 | N/A | 0 | N/A | 8.96 | N/A
| 276 | 0.276 | 10% | 0.3036 | 0 | N/A | 7.06 | 0 | 0 | 0 | N/A | 0 | N/A | 7.06 | N/A
363 |  |  |  |  | 311 | [8 empty] | 28.82
364 | 912 | 0.912 | 10% | 1.0032 | 334 | N/A | 23.34 | 201 | 0 | 133 | N/A | 0 | N/A | 23.34 | N/A
365 | 701 | 0.701 | 17.4% | 0.82297 | 265 | N/A | 19.15 | 165 | 0 | 100 | N/A | 0 | N/A | 19.15 | N/A
366 | 650 | 0.65 | 10% | 0.715 | 238 | N/A | 16.63 | 143 | 0 | 95 | N/A | 0 | N/A | 16.63 | N/A
367 | 590 | 0.59 | 10% | 0.649 | 216 | N/A | 15.1 | 130 | 0 | 86 | N/A | 0 | N/A | 15.1 | N/A
368 | 250 | 0.25 | 10% | 0.275 | 92 | N/A | 6.4 | 55 | 0 | 37 | N/A | 0 | N/A | 6.4 | N/A
369 | 175 | 0.175 | 10% | 0.1925 | 64 | N/A | 4.48 | 39 | 0 | 25 | N/A | 0 | N/A | 4.48 | N/A
370 | 1500 | 1.5 | 0% | 1.5 | 150 | 1095 | 34.9 | 150 | 0 | 0 | 945 | 0 | 0 | 34.9 | N/A
371 | 1500 | 1.5 | 0% | 1.5 | 200 | 1095 | 34.9 | 200 | 0 | 0 |  | 0 |  | 34.9 | N/A
372 | 1500 | 1.5 | 0% | 1.5 | 150 | 1095 | 34.9 | 150 | 0 | 0 | 945 | 0 | 0 | 34.9 | N/A
373 | 480 | 0.48 | 0% | 0.48 | 8 | 350 | 11.17 | 8 | 0 | 0 | 342 | 0 | 0 | 11.17 | N/A
374 | 330 | 0.33 | 0% | 0.33 | 120 | 241 | 7.68 | 66 | 0 | 54 | 175 | 0 | 0 | 7.68 | N/A
375 | 36 | 0.036 | 0% | 0.036 | 12 | 26 | 0.84 | 7 | 0 | 5 | 19 | 0 | 0 | 0.84 | N/A
|  |  |  | 1st Block | Additional
| Annual | Monthly | Customer | Energy | Energy | Monthly
| Energy | Energy | Charge | Charge | Charge | Charge
7.74
376 | 8525 | 710 | 21.9953 | 0 | 0 | 21.9953 |  |  | 0.088 |  |  |  |  | 21.9953 | 21.9953
0.0582
377 | 2190 | 183 | 21.9953 | 0 | 0 | 21.9953
378-2005 | 2500 | 2.5 | 0% | 2.5 | 833 | 1825 | 19.35 | 500 | 44 | 333 | 1325 | 19.38 | 77.12 | 82.73 | 140.47 | yes
| 2500 | 2.5 | 0% | 2.5 | 833 | 1825 | 58.16 | 500 | 0 | 333 | 1325 | 0 | 0 | 58.16 | 58.16 | yes
|  |  |  | 1st Block | Additional
| Annual | Monthly | Customer | Energy | Energy | Monthly
| Energy | Energy | Charge | Charge | Charge | Charge
379 | 4745 | 395 | 21.9953 | 0 | 0 | 21.9953 | [8 empty] | 21.9953 | yes
|  |  |  | 1st Block | Additional
| Annual | Monthly | Customer | Energy | Energy | Monthly
| Energy | Energy | Charge | Charge | Charge | Charge
380 | 3285 | 274 | 21.9953 | 0 | 0 | 21.9953 | [8 empty] | 21.9953 | yes
| 175 | 0.175 | 25% | 0.21875 | 73 | 160 | 5.09 | 44 | 0 | 29 | 116 | 0 | 0 | 5.09 | N/A
| 250 | 0.25 | 20% | 0.3 | 100 | 219 | 6.98 | 60 | 0 | 40 | 159 | 0 | 0 | 6.98 | N/A
| 138 | 0.138 | 10% | 0.1518 | 46 | 111 | 3.53 | 30 | 0 | 16 | 81 | 0 | 0 | 3.53 | N/A
381 | 563 |  |  |  | 219 | [8 empty] | 15.6 | 15.6 | yes
|  |  |  | 1st Block | Additional
| Annual | Monthly | Customer | Energy | Energy | Monthly
| Energy | Energy | Charge | Charge | Charge | Charge
382 | 7300 | 608 | 21.9953 | 0 | 0 | 21.9953 | [8 empty] | 21.9953 | yes
|  |  |  | 1st Block | Additional
| Annual | Monthly | Customer | Energy | Energy | Monthly
| Energy | Energy | Charge | Charge | Charge | Charge
383 | 10950 | 913 | 21.9953 | 0 | 0 | 21.9953 | [8 empty] | 21.9953 | yes
|  |  |  | 1st Block | Additional
| Annual | Monthly | Customer | Energy | Energy | Monthly
| Energy | Energy | Charge | Charge | Charge | Charge
384 | 16425 | 1369 | 21.9953 | 0 | 0 | 21.9953 | [8 empty] | 21.9953 | yes
|  |  |  | 1st Block | Additional
| Annual | Monthly | Customer | Energy | Energy | Monthly
| Energy | Energy | Charge | Charge | Charge | Charge
385 | 11315 | 943 | 21.9953 | 0 | 0 | 21.9953 | [8 empty] | 21.9953
| 2600 | 2.6 | 0% | 2.6 | 867 | 1898 | 60.49 | 520 | 0 | 347 | 1378 | 0 | 0 | 60.49 | 60.49
| 320 | 0.32 | 0% | 0.32 | 97 | 234 | 7.44 | 64 | 0 | 33 | 170 | 0 | 0 | 7.44 | 7.44
386 |  | 2.92 |  |  |  | 1995 | [8 empty] | 67.93 | yes
| 1300 | 1.3 | 0% | 1.3 | 433 | 949 | 30.24 | 260 | 0 | 173 | 689 | 0 | 0 | 30.24 | 30.24
| 160 | 0.16 | 0% | 0.16 | 49 | 117 | 3.72 | 32 | 0 | 17 | 85 | 0 | 0 | 3.72 | 3.72
387 | 1460 | 1.46 |  |  |  | 998 | [8 empty] | 33.96 | yes
388 | 150 | 0.15 | 0% | 0.15 | 50 | 110 | 3.49 | 30 | 0 | 20 | 80 | 0 | 0 | 3.49 | 3.49 | yes
389 | 1500 | 1.5 | 0% | 1.5 | 151 | 1095 | 34.9 | 151 | 0 | 0 | 944 | 0 | 0 | 34.9 | 34.9
390 | 325 | 0.325 | 10% | 0.3575 | 119 | 261 | 8.32 | 72 | 0 | 47 | 189 | 0 | 0 | 8.32 | 8.32 | yes
391 | 348 | 0.348 | 0% | 0.348 | 116 | 254 | 8.1 | 70 | 0 | 46 | 184 | 0 | 0 | 8.1 | 8.1 | yes
392 |  | 0 | 0% | 0 | 0 | 0 | 0 | 0 | 0 | 0 | 0 | 0 | 0 | 0 | 21.9953 | yes
399 | 2400 | 2.4 | 7.5% | 2.58 | 314 | 1883 | 60.02 | 314 | 0 | 0 | 1569 | 0 | 0 | 60.02 | N/A
|  |  |  | 1st Block | Additional
| Annual | Monthly | Customer | Energy | Energy | Monthly | Annual
Rate Code | Energy | Energy | Charge | Charge | Charge | Charge | Charge
397 | 5529.75 | 461 | 21.9953 | 0 | 0 | 21.9953 | 263.9437 | [7 empty] | 21.9953 | yes
|  |  |  | 1st Block | Additional
| Annual | Monthly | Customer | Energy | Energy | Monthly | Annual
Rate Code | Energy | Energy | Charge | Charge | Charge | Charge | Charge
398 | 6223.25 | 519 | 21.9953 | 0 | 0 | 21.9953 | 263.9437 | [7 empty] | 21.9953 | yes
DEMAND & ENERGY CALCULATION ONLY FOR 400 SERIES & Kentville Electric RATE CODES
400 | 100 | 0.1 | 0% | 0.1 | 15 | 73 | 2.33 | 15 | 0 | 0 | 58 | 0 | 0 | 2.33 | 2.33
401 | 100 | 0.1 | 0% | 0.1 | 30 | 73 | 2.33 | 20 | 0 | 10 | 53 | 0 | 0 | 2.33 | 2.33
402 | 100 | 0.1 | 23% | 0.123 | 37 | 90 | 2.86 | 25 | 0 | 12 | 65 | 0 | 0 | 2.86 | 2.86 | yes
441 | 1000 | 1 | 0% | 1 | 333 | 730 | 23.26 | 200 | 0 | 133 | 530 | 0 | 0 | 23.26 | 23.26
444
Kentville Electric Unmetered Service Rates
449
450
451
452 | 1000 | 1 | 9% | 1.09 | 363 | 796 | 25.36 | 218 | 0 | 145 | 578 | 0 | 0 | 25.36 | 25.36
453 | [13 empty] | 34.76
454 | [13 empty] | 44.37
455
456
457
458
459
460
461
462 | [13 empty] | 6.84
463
464 | [13 empty] | 17.41
465 | [13 empty] | 8.56
470
471
472 | [13 empty] | 83.6901
473 | 175 | 0.175 | 18.29% | 0.20701 | 69 | 151 | 4.82 | 41 | 0 | 28 | 110 | 0 | 0 | 4.82 | 4.82
474 | 125 | 0.125 | 24.8% | 0.156 | 52 | 114 | 3.63 | 31 | 0 | 21 | 83 | 0 | 0 | 3.63 | 3.63
475 | 70 | 0.07 | 37% | 0.0959 | 32 | 70 | 2.23 | 19 | 0 | 13 | 51 | 0 | 0 | 2.23 | 2.23
476
477
478 |  |  |  |  | 1938
DEMAND & ENERGY CALCULATION ONLY FOR 500 SERIES (Traffic Control Lights)
500 | 210 | 0.21 | 0% | 0.21 | 51 | 153 | 4.89 | 42 | 0 | 9 | 111 | 0 | 0 | 4.89 | 4.89
501 | 23 | 0.023 | 0% | 0.023 | 6 | 17 | 0.54 | 5 | 0 | 1 | 12 | 0 | 0 | 0.54 | 0.54
502 | 27 | 0.027 | 0% | 0.027 | 7 | 20 | 0.63 | 5 | 0 | 2 | 15 | 0 | 0 | 0.63 | 0.63
503 | 33 | 0.033 | 0% | 0.033 | 8 | 24 | 0.77 | 7 | 0 | 1 | 17 | 0 | 0 | 0.77 | 0.77
504 | 39 | 0.039 | 0% | 0.039 | 9 | 28 | 0.91 | 8 | 0 | 1 | 20 | 0 | 0 | 0.91 | 0.91
505 | 50 | 0.05 | 0% | 0.05 | 12 | 37 | 1.16 | 10 | 0 | 2 | 27 | 0 | 0 | 1.16 | 1.16
506 | 200 | 0.2 | 0% | 0.2 | 49 | 146 | 4.65 | 40 | 0 | 9 | 106 | 0 | 0 | 4.65 | 4.65
507 | 860 | 0.86 | 0% | 0.86 | 209 | 628 | 20.01 | 172 | 0 | 37 | 456 | 0 | 0 | 20.01 | 20.01
508 | 20 | 0.02 | 0% | 0.02 | 5 | 15 | 0.47 | 4 | 0 | 1 | 11 | 0 | 0 | 0.47 | 0.47
509 | 45 | 0.045 | 0% | 0.045 | 11 | 33 | 1.05 | 9 | 0 | 2 | 24 | 0 | 0 | 1.05 | 1.05
510 | 7 | 0.007 | 0% | 0.007 | 2 | 5 | 0.16 | 1 | 0 | 1 | 4 | 0 | 0 | 0.16 | 0.16
511 | 17 | 0.017 | 0% | 0.017 | 4 | 12 | 0.4 | 3 | 0 | 1 | 9 | 0 | 0 | 0.4 | 0.4 | yes
512 | 25 | 0.025 | 0% | 0.025 | 6 | 18 | 0.58 | 5 | 0 | 1 | 13 | 0 | 0 | 0.58 | 0.58 | yes
513 | 60 | 0.06 | 0% | 0.06 | 22 | 44 | 1.4 | 12 | 0 | 10 | 32 | 0 | 0 | 1.4 | 1.4
NEW LED TRAFFIC CONTROL SIGNALS
520 | 7 | 0.007 | 0% | 0.007 | 3 | 5 | 0.16 | 1 | 0 | 2 | 4 | 0 | 0 | 0.16 | 0.16
521 | 7 | 0.007 | 0% | 0.007 | 2 | 5 | 0.16 | 1 | 0 | 1 | 4 | 0 | 0 | 0.16 | 0.16
522 | 10 | 0.01 | 0% | 0.01 | 4 | 7 | 0.23 | 2 | 0 | 2 | 5 | 0 | 0 | 0.23 | 0.23
523 | 10 | 0.01 | 0% | 0.01 | 2 | 7 | 0.23 | 2 | 0 | 0 | 5 | 0 | 0 | 0.23 | 0.23
524 | 12 | 0.012 | 0% | 0.012 | 3 | 9 | 0.28 | 2 | 0 | 1 | 7 | 0 | 0 | 0.28 | 0.28
525 | 14.5 | 0.0145 | 0% | 0.0145 | 1 | 11 | 0.34 | 1 | 0 | 0 | 10 | 0 | 0 | 0.34 | 0.34
526 | 20 | 0.02 | 0% | 0.02 | 9 | 15 | 0.47 | 4 | 0 | 5 | 11 | 0 | 0 | 0.47 | 0.47
527 | 22 | 0.022 | 0% | 0.022 | 2 | 16 | 0.51 | 2 | 0 | 0 | 14 | 0 | 0 | 0.51 | 0.51
528 | 6 | 0.006 | 0% | 0.006 | 0 | 4 | 0.14 | 0 | 0 | 0 | 4 | 0 | 0 | N/A | 0.14 | yes
529 | 9 | 0.009 | 0% | 0.009 | 2 | 7 | 0.21 | 2 | 0 | 0 | 5 | 0 | 0 | 0.21 | 0.21 | yes
530 Non-Cont. LED TCS | 4.6 | 0.0046 | 0% | 0.0046 | 1 | 3 | 0.11 | 1 | 0 | 0 | 2 | 0 | 0 | 0.11 | 0.11 | yes
531 Cont. LED TCS | 7.5 | 0.0075 | 0% | 0.0075 | 2 | 5 | 0.17 | 2 | 0 | 0 | 3 | 0 | 0 | 0.17 | 0.17 | yes
14.13
DEMAND & ENERGY CALCULATION ONLY FOR 600 SERIES (Miscellaneous Lighting)
600 | 116 | 0.116 | 0% | 0.116 | 39 | 85 | 2.7 | 23 | 0 | 16 | 62 | 0 | 0 | 2.7 | 2.7 | yes
601 | 500 | 0.5 | 0% | 0.5 | 167 | 365 | 11.63 | 100 | 0 | 67 | 265 | 0 | 0 | 11.63 | 11.63
602 | 400 | 0.4 | 15.5% | 0.462 | 154 | 337 | 10.75 | 92 | 0 | 62 | 245 | 0 | 0 | 10.75 | 10.75 | yes
603 | 100 | 0.1 | 0% | 0.1 | 33 | 73 | 2.33 | 20 | 0 | 13 | 53 | 0 | 0 | 2.33 | 2.33
604 | 276 | 0.276 | 0% | 0.276 | 92 | 201 | 6.42 | 55 | 0 | 37 | 146 | 0 | 0 | 6.42 | 6.42
605 | 10 | 0.01 | 0% | 0.01 | 3 | 7 | 0.23 | 2 | 0 | 1 | 5 | 0 | 0 | 0.23 | 0.23
606 | 480 | 0.48 | 0% | 0.48 | 87 | 350 | 11.17 | 87 | 0 | 0 | 263 | 0 | 0 | 11.17 | 11.17
607 | 4440 | 4.44 | 0% | 4.44 | 1480 | 3241 | 103.29 | 888 | 0 | 592 | 2353 | 0 | 0 | 103.29 | 103.29
608 | 138 | 0.138 | 0% | 0.138 | 46 | 101 | 3.21 | 28 | 0 | 18 | 73 | 0 | 0 | 3.21 | 3.21
609 | 175 | 0.175 | 0% | 0.175 | 58 | 128 | 4.07 | 35 | 0 | 23 | 93 | 0 | 0 | 4.07 | 4.07
610 | 244 | 0.244 | 0% | 0.244 | 81 | 178 | 5.68 | 49 | 0 | 32 | 129 | 0 | 0 | 5.68 | 5.68
DEMAND & ENERGY CALCULATION ONLY FOR 700 SERIES (Police Sirens)
700 |  |  |  |  | 13 | [8 empty] | 4.6322
701 |  |  |  |  | 0 | [8 empty] | 21.9953
702 |  |  |  |  | 0 | [8 empty] | 26.69
703 |  |  |  |  | 0
704 |  |  |  |  | 0 | [8 empty] | 4.6322
705 |  |  |  |  | 44 | [8 empty] | 6.14
DEMAND & ENERGY CALCULATION ONLY FOR 800 SERIES (CATV Power Supply)
801 | 100 | 0.1 | 0% | 0.1 | 33 | 73 | 2.33 | 20 | 0 | 13 | 53 | 0 | 0 | 2.33 | 2.33 | yes
802 | 150 | 0.15 | 0% | 0.15 | 50 | 110 | 3.49 | 30 | 0 | 20 | 80 | 0 | 0 | 3.49 | 3.49 | yes
803 | 200 | 0.2 | 0% | 0.2 | 67 | 146 | 4.65 | 40 | 0 | 27 | 106 | 0 | 0 | 4.65 | 4.65 | yes
804 | 250 | 0.25 | 0% | 0.25 | 83 | 183 | 5.82 | 50 | 0 | 33 | 133 | 0 | 0 | 5.82 | 5.82
805 | 300 | 0.3 | 0% | 0.3 | 100 | 219 | 6.98 | 60 | 0 | 40 | 159 | 0 | 0 | 6.98 | 6.98 | yes
806 | 350 | 0.35 | 0% | 0.35 | 117 | 256 | 8.14 | 70 | 0 | 47 | 186 | 0 | 0 | 8.14 | 8.14
807 | 400 | 0.4 | 0% | 0.4 | 133 | 292 | 9.31 | 80 | 0 | 53 | 212 | 0 | 0 | 9.31 | 9.31 | yes
808 | 450 | 0.45 | 0% | 0.45 | 150 | 329 | 10.47 | 90 | 0 | 60 | 239 | 0 | 0 | 10.47 | 10.47
809 | 500 | 0.5 | 0% | 0.5 | 167 | 365 | 11.63 | 100 | 0 | 67 | 265 | 0 | 0 | 11.63 | 11.63 | yes
810 | 550 | 0.55 | 0% | 0.55 | 183 | 402 | 12.8 | 110 | 0 | 73 | 292 | 0 | 0 | 12.8 | 12.8
811 | 600 | 0.6 | 0% | 0.6 | 200 | 438 | 13.96 | 120 | 0 | 80 | 318 | 0 | 0 | 13.96 | 13.96 | yes
812 | 650 | 0.65 | 0% | 0.65 | 217 | 475 | 15.12 | 130 | 0 | 87 | 345 | 0 | 0 | 15.12 | 15.12
813 | 700 | 0.7 | 0% | 0.7 | 233 | 511 | 16.28 | 140 | 0 | 93 | 371 | 0 | 0 | 16.28 | 16.28 | yes
820 | 420 | 0.42 | 0% | 0.42 | 89 | 307 | 9.77 | 84 | 0 | 5 | 223 | 0 | 0 | 9.77 | 9.77
821 | 960 | 0.96 | 0% | 0.96 | 230 | 701 | 22.33 | 192 | 0 | 38 | 509 | 0 | 0 | 22.33 | 22.33
822 | 900 | 0.9 | 0% | 0.9 | 270 | 657 | 20.94 | 180 | 0 | 90 | 477 | 0 | 0 | 20.94 | 20.94
823 | 38.4 | 0.0384 | 0% | 0.0384 | 13 | 28 | 0.89 | 8 | 0 | 5 | 20 | 0 | 0 | 0.89 | 0.89 | yes
824 | 0 | 0 | 0% | 0 | 0 | 0 | 0 | 0 | 0 | 0 | 0 | 0 | 0 | 21.9953 | 0
825 | 3248 | 3.248 | 0% | 3.248 | 401 | 2371 | 75.56 | 376 | 0 | 25 | 1995 | 0 | 0 | 75.56 | 75.56
826 | 450 | 0.45 | 0% | 0.45 | 96 | 329 | 10.47 | 90 | 0 | 6 | 239 | 0 | 0 | 10.47 | 10.47
827 | 600 | 0.6 | 0% | 0.6 | 128 | 365 | 13.96 | 120 | 0 | 8 | 245 | 0 | 0 | 13.96 | 13.96 | yes
| 300 | 0.3 | 0% | 0.3 | 1 | 219 | 6.98 | 1 | 0 | 0 | 218 | 0 | 0 | 6.98 | 6.98
| 100 | 0.1 | 0% | 0.1 | 0 | 73 | 2.33 | 0 | 0 | 0 | 73 | 0 | 0 | 2.33 | 2.33
| 2000 | 2 | 0% | 2 | 243 | 1460 | 46.53 | 243 | 0 | 0 | 1217 | 0 | 0 | 46.53 | 46.53
828 | 2400 |  |  |  | 244 | [8 empty] | 55.84
829 | 4.4 | 0.0044 | 0% | 0.0044 | 1 | 3 | 0.1 | 1 | 0 | 0 | 2 | 0 | 0 | 0.1 | 0.1 | yes
| 746 | 0.746 | 0% | 0.746 | 23 | 545 | 17.35 | 23 | 0 | 0 | 522 | 0 | 0 | 17.35 | 17.35
| 125 | 0.125 | 0% | 0.125 | 38 | 91 | 2.91 | 25 | 0 | 13 | 66 | 0 | 0 | 2.91 | 2.91
830 | 871 |  |  |  | 61 | [8 empty] | 20.26 |  | yes
| 302.4 | 0.3024 | 15% | 0.34776 | 116 | 254 | 8.09 | 70 | 0 | 46 | 184 | 0 | 0 | 8.09 | 8.09
| 300 | 0.3 | 15% | 0.345 | 126 | 252 | 8.03 | 69 | 0 | 57 | 183 | 0 | 0 | 8.03 | 8.03
| 2538 | 2.538 | 0% | 2.538 | 756 | 1853 | 59.04 | 508 | 0 | 248 | 1345 | 0 | 0 | 59.04 | 59.04
831 | 3140.4 |  |  |  | 998 | [8 empty] | 75.16
| 3 | 0.003 | 10% | 0.0033 | 1 | 2 | 0.08 | 1 | 0 | 0 | 1 | 0 | 0 | 0.08 | 0.08
| 100 | 0.1 | 10% | 0.11 | 37 | 80 | 2.56 | 22 | 0 | 15 | 58 | 0 | 0 | 2.56 | 2.56
832 | 103 |  |  |  |  | 82 | [8 empty] | 2.64 | yes
833 | 35 | 0.035 | 0% | 0.035 | 12 | 26 | 0.81 | 7 | 0 | 5 | 19 | 0 | 0 | 0.81 | 0.81 | yes
DEMAND & ENERGY CALCULATION ONLY FOR 900 SERIES RATE CODES
|  | Demand | Ballast | Demand | Energy per Month |  | Demand | 1st Block | 1st Block | All Addional Energy |  | All Add. Energy Charge |  | Total Monthly Charge
Rate Code | Wattage | in KW | % | incl. Ballast | Photocell | Continuous | Charge | Energy | Energy Chg. | Photocell | Continuous | Photocell | Continuous | Photocell | Continuous
901 | 2800 | 2.8 | 0% | 2.8 | 933 | 2044 | 65.14 | 560 | 0 | 373 | 1484 | 0 | 0 | 65.14 | 65.14
902 | 192 | 0.192 | 0% | 0.192 | 64 | 140 | 4.47 | 38 | 0 | 26 | 102 | 0 | 0 | 4.47 | 4.47 | yes
903 | 175 | 0.175 | 0% | 0.175 | 58 | 128 | 4.07 | 35 | 0 | 23 | 93 | 0 | 0 | 4.07 | 4.07
904 | 250 | 0.25 | 0% | 0.25 | 83 | 183 | 5.82 | 50 | 0 | 33 | 133 | 0 | 0 | 5.82 | 5.82
905 | 885 | 0.885 | 0% | 0.885 | 295 | 646 | 20.59 | 177 | 0 | 118 | 469 | 0 | 0 | 20.59 | 20.59 | yes
906 | 768 | 0.768 | 0% | 0.768 | 140 | 561 | 17.87 | 140 | 0 | 0 | 421 | 0 | 0 | 17.87 | 17.87
907 | 885 | 0.885 | 0% | 0.885 | 295 | 646 | 20.59 | 177 | 0 | 118 | 469 | 0 | 0 | 20.59 | 20.59
908 | 800 | 0.8 | 0% | 0.8 | 267 | 584 | 18.61 | 160 | 0 | 107 | 424 | 0 | 0 | 18.61 | 18.61
909 | 420 | 0.42 | 0% | 0.42 | 13 | 307 | 9.77 | 13 | 0 | 0 | 294 | 0 | 0 | 9.77 | 9.77
910 | 660 | 0.66 | 0% | 0.66 | 220 | 482 | 15.35 | 132 | 0 | 88 | 350 | 0 | 0 | 15.35 | 15.35 | yes
911 | 75 | 0.075 | 0% | 0.075 | 25 | 55 | 1.74 | 15 | 0 | 10 | 40 | 0 | 0 | 1.74 | 1.74 | yes
912 | 400 | 0.4 | 0% | 0.4 | 133 | 292 | 9.31 | 80 | 0 | 53 | 212 | 0 | 0 | 8.4884 | 9.31 | yes
913 | 33800 | 33.8 | 0% | 33.8 | 11267 | 24674 | 786.32 | 6760 | 0 | 4507 | 17914 | 0 | 0 | 786.32 | 786.32
914 | 40 | 0.04 | 20% | 0.048 | 16 | 35 | 1.12 | 10 | 0 | 6 | 25 | 0 | 0 | 1.12 | 1.12
915 | 40 | 0.04 | 20% | 0.048 | 16 | 35 | 1.12 | 10 | 0 | 6 | 25 | 0 | 0 | 1.12 | 1.12 | yes
916 | 215 | 0.215 | 0% | 0.215 | 72 | 157 | 5 | 43 | 0 | 29 | 114 | 0 | 0 | 5 | 5
917 | 110 | 0.11 | 18.2% | 0.13002 | 23 | 95 | 3.02 | 23 | 0 | 0 | 72 | 0 | 0 | 3.02 | 3.02
918 | 80 | 0.08 | 12.5% | 0.09 | 30 | 66 | 2.09 | 18 | 0 | 12 | 48 | 0 | 0 | 2.09 | 2.09
919 | 110 | 0.11 | 18% | 0.1298 | 43 | 95 | 3.02 | 26 | 0 | 17 | 69 | 0 | 0 | 3.02 | 3.02
920 | 360 | 0.36 | 0% | 0.36 | 88 | 263 | 8.37 | 72 | 0 | 16 | 191 | 0 | 0 | 8.37 | 8.37
921 | 4582 | 4.582 | 0% | 4.582 | 830 | 3345 | 106.6 | 830 | 0 | 0 | 2515 | 0 | 0 | 106.6 | 106.6
922 | 150 | 0.15 | 16% | 0.174 | 58 | 127 | 4.05 | 35 | 0 | 23 | 92 | 0 | 0 | 4.05 | 4.05
923 | 3510 | 3.51 | 0% | 3.51 | 1170 | 2562 | 81.66 | 702 | 0 | 468 | 1860 | 0 | 0 | 81.66 | 81.66
924 | 205 | 0.205 | 15.6% | 0.23698 | 79 | 173 | 5.51 | 47 | 0 | 32 | 126 | 0 | 0 | 5.51 | 5.51
925 | 2040 | 2.04 | 0% | 2.04 | 680 | 1489 | 47.46 | 408 | 0 | 272 | 1081 | 0 | 0 | 47.46 | 47.46
926 | 330 | 0.33 | 15.45% | 0.38099 | 127 | 278 | 8.86 | 76 | 0 | 51 | 202 | 0 | 0 | 8.86 | 8.86
927 | 2190 | 2.19 | 0% | 2.19 | 730 | 1599 | 50.95 | 438 | 0 | 292 | 1161 | 0 | 0 | 50.95 | 50.95
928 | 2850 | 2.85 | 0% | 2.85 | 950 | 2081 | 66.3 | 570 | 0 | 380 | 1511 | 0 | 0 | 66.3 | 66.3
929 | 550 | 0.55 | 0% | 0.55 | 183 | 402 | 12.8 | 110 | 0 | 73 | 292 | 0 | 0 | 12.8 | 12.8
930 | 70 | 0.07 | 25% | 0.0875 | 29 | 64 | 2.04 | 18 | 0 | 11 | 46 | 0 | 0 | 2.04 | 2.04
931 | 132 | 0.132 | 10% | 0.1452 | 53 | 106 | 3.38 | 29 | 0 | 24 | 77 | 0 | 0 | 3.38 | 3.38
932 | 180 | 0.18 | 15% | 0.207 | 69 | 151 | 4.82 | 41 | 0 | 28 | 110 | 0 | 0 | 4.82 | 4.82
933 | 1000 | 1 | 0% | 1 | 333 | 730 | 23.26 | 200 | 0 | 133 | 530 | 0 | 0 | 23.26 | 23.26
934 | 55 | 0.055 | 40% | 0.077 | 26 | 56 | 1.79 | 15 | 0 | 11 | 41 | 0 | 0 | 1.79 | 1.79 | yes
935 | 1000 | 1 | 10% | 1.1 | 367 | 803 | 25.59 | 220 | 0 | 147 | 583 | 0 | 0 | 25.59 | 25.59
936 | 125 |  | 0% | 0 | 0 | 0 | 0 | 0 | 0 | 0 | 0 | 0 | 0 | 9.8765 | 0
937 | 528 | 0.528 | 0% | 0.528 | 176 | 385 | 12.28 | 106 | 0 | 70 | 279 | 0 | 0 | 12.28 | 12.28
938 | 360 | 0.36 | 0% | 0.36 | 120 | 263 | 8.37 | 72 | 0 | 48 | 191 | 0 | 0 | 8.37 | 8.37
939 | 150 | 0.15 | 0% | 0.15 | 50 | 110 | 3.49 | 30 | 0 | 20 | 80 | 0 | 0 | 3.49 | 3.49 | yes
940 | 675 | 0.675 | 0% | 0.675 | 225 | 493 | 15.7 | 135 | 0 | 90 | 358 | 0 | 0 | 15.7 | 15.7
941 | 7440 | 7.44 | 0% | 7.44 | 2480 | 5431 | 173.08 | 1488 | 0 | 992 | 3943 | 0 | 0 | 173.08 | 173.08
942 | 2200 | 2.2 | 0% | 2.2 | 733 | 1606 | 51.18 | 440 | 0 | 293 | 1166 | 0 | 0 | 51.18 | 51.18
943 | 1290 | 1.29 | 0% | 1.29 | 430 | 942 | 30.01 | 258 | 0 | 172 | 684 | 0 | 0 | 30.01 | 30.01
944 | 200 | 0.2 | 0% | 0.2 | 67 | 146 | 4.65 | 40 | 0 | 27 | 106 | 0 | 0 | 4.65 | 4.65
945 | 1380 | 1.38 | 0% | 1.38 | 2 | 1007 | 32.1 | 2 | 0 | 0 | 1005 | 0 | 0 | 32.1 | 32.1
946 | 1800 | 1.8 | 10% | 1.98 | 660 | 1445 | 46.06 | 396 | 0 | 264 | 1049 | 0 | 0 | 46.06 | 46.06
947 | 300 | 0.3 | 0% | 0.3 | 4 | 219 | 6.98 | 4 | 0 | 0 | 215 | 0 | 0 | 6.98 | 6.98
948 | 1344 | 1.344 | 0% | 1.344 | 448 | 981 | 31.27 | 269 | 0 | 179 | 712 | 0 | 0 | 31.27 | 31.27
949 | 75 | 0.075 | 0% | 0.075 | 25 | 55 | 1.74 | 15 | 0 | 10 | 40 | 0 | 0 | 1.74 | 1.74
950 | 1440 | 1.44 | 0% | 1.44 | 480 | 1051 | 33.5 | 288 | 0 | 192 | 763 | 0 | 0 | 33.5 | 33.5 | yes
951 | 2000 | 2 | 0% | 2 | 667 | 1460 | 46.53 | 400 | 0 | 267 | 1060 | 0 | 0 | 46.53 | 46.53
952 | 1119 | 1.119 | 0% | 1.119 | 0 | 0 | 26.03 | 0 | 0 | 0 | 0 | 0 | 0 | 26.03 | 26.03
953 | 1548 | 1.548 | 0% | 1.548 | 516 | 1130 | 36.01 | 310 | 0 | 206 | 820 | 0 | 0 | 36.01 | 36.01 | yes
954 | 175 |  | 0% | 0 | 0 | 0 | 0 | 0 | 0 | 0 | 0 | 0 | 0 | 8.1301 | 0
955 | 100 |  | 0% | 0 | 0 | 0 | 0 | 0 | 0 | 0 | 0 | 0 | 0 | 8.2048 | 0
956 | 250 | 0.25 | 0% | 0.25 | 83 | 183 | 5.82 | 50 | 0 | 33 | 133 | 0 | 0 | 5.82 | 5.82 | yes
957 | 90 | 0.09 | 10% | 0.099 | 33 | 72 | 2.3 | 20 | 0 | 13 | 52 | 0 | 0 | 2.3 | 2.3
958 | 850 | 0.85 | 0% | 0.85 | 283 | 621 | 19.77 | 170 | 0 | 113 | 451 | 0 | 0 | 19.77 | 19.77
959 | 980 | 0.98 | 0% | 0.98 | 327 | 715 | 22.8 | 196 | 0 | 131 | 519 | 0 | 0 | 22.8 | 22.8
960 | 2400 | 2.4 | 0% | 2.4 | 800 | 1752 | 55.83 | 480 | 0 | 320 | 1272 | 0 | 0 | 55.83 | 55.83 | yes
961 | 5 | 0.005 | 0% | 0.005 | 2 | 4 | 0.12 | 1 | 0 | 1 | 3 | 0 | 0 | 0.12 | 0.12
962 | 100 | 0.1 | 0% | 0.1 | 0 | 73 | 2.33 | 0 | 0 | 0 | 73 | 0 | 0 | 2.33 | 2.33
963 | 249 | 0.249 | 0% | 0.249 | 1 | 182 | 5.79 | 1 | 0 | 0 | 181 | 0 | 0 | 5.79 | 5.79
964 | 319 | 0.319 | 10% | 0.3509 | 117 | 256 | 8.16 | 70 | 0 | 47 | 186 | 0 | 0 | 8.16 | 8.16
965 | 2420 | 2.42 | 0% | 2.42 | 807 | 1767 | 56.3 | 484 | 0 | 323 | 1283 | 0 | 0 | 56.3 | 56.3
966 | 6500 | 6.5 | 0% | 6.5 | 845 | 4745 | 151.22 | 845 | 0 | 0 | 3900 | 0 | 0 | 151.22 | 151.22
967 | 2500 | 2.5 | 0% | 2.5 | 833 | 1320 | 58.16 | 500 | 0 | 333 | 820 | 0 | 0 | 58.16 | 58.16 | yes
968 | 473 | 0.473 | 0% | 0.473 | 158 | 345 | 11 | 95 | 0 | 63 | 250 | 0 | 0 | 11 | 11
969 | 1488 | 1.488 | 0% | 1.488 | 496 | 1086 | 34.62 | 298 | 0 | 198 | 788 | 0 | 0 | 34.62 | 34.62
970 | 3200 | 3.2 | 0% | 3.2 | 1067 | 2336 | 74.44 | 640 | 0 | 427 | 1696 | 0 | 0 | 74.44 | 74.44
971 | 49 | 0.049 | 0% | 0.049 | 16 | 36 | 1.14 | 10 | 0 | 6 | 26 | 0 | 0 | 1.14 | 1.14
972 | 25 | 0.025 | 0% | 0.025 | 8 | 18 | 0.58 | 5 | 0 | 3 | 13 | 0 | 0 | 0.58 | 0.58
973 | 180 | 0.18 | 10% | 0.198 | 66 | 145 | 4.61 | 40 | 0 | 26 | 105 | 0 | 0 | 4.61 | 4.61
974 | 700 | 0.7 | 9.5% | 0.7665 | 256 | 560 | 17.83 | 153 | 0 | 103 | 407 | 0 | 0 | 17.83 | 17.83
975 | 324 | 0.324 | 0% | 0.324 | 108 | 237 | 7.54 | 65 | 0 | 43 | 172 | 0 | 0 | 7.54 | 7.54
976 | 300 | 0.3 | 0% | 0.3 | 46 | 219 | 6.98 | 46 | 0 | 0 | 173 | 0 | 0 | 6.98 | 6.98
977 | 50 | 0.05 | 0% | 0.05 | 17 | 37 | 1.16 | 10 | 0 | 7 | 27 | 0 | 0 | 1.16 | 1.16 | yes
978 | 648 | 0.648 | 0% | 0.648 | 126 | 473 | 15.07 | 126 | 0 | 0 | 347 | 0 | 0 | 15.07 | 15.07
979 | 1100 | 1.1 | 0% | 1.1 | 367 | 803 | 25.59 | 220 | 0 | 147 | 583 | 0 | 0 | 25.59 | 25.59
980 | 2148 | 2.148 | 0% | 2.148 | 716 | 1568 | 49.97 | 430 | 0 | 286 | 1138 | 0 | 0 | 49.97 | 49.97
981 | 216 | 0.216 | 0% | 0.216 | 72 | 158 | 5.02 | 43 | 0 | 29 | 115 | 0 | 0 | 5.02 | 5.02 | yes
982 | 400 | 0.4 | 0% | 0.4 | 85 | 292 | 9.31 | 80 | 0 | 5 | 212 | 0 | 0 | 9.31 | 9.31
983 | 420 | 0.42 | 0% | 0.42 | 140 | 307 | 9.77 | 84 | 0 | 56 | 223 | 0 | 0 | 9.77 | 9.77
984 | 746 | 0.746 | 0% | 0.746 | 42 | 545 | 17.35 | 42 | 0 | 0 | 503 | 0 | 0 | 17.35 | 17.35
985 | 1200 | 1.2 | 0% | 1.2 | 400 | 876 | 27.92 | 240 | 0 | 160 | 636 | 0 | 0 | 27.92 | 27.92
986 | 2300 | 2.3 | 0% | 2.3 | 10 | 1679 | 53.51 | 10 | 0 | 0 | 1669 | 0 | 0 | 53.51 | 53.51
987 | 1990 | 1.99 | 0% | 1.99 | 663 | 1453 | 46.3 | 398 | 0 | 265 | 1055 | 0 | 0 | 46.3 | 46.3 | yes
988 | 160 | 0.16 | 10% | 0.176 | 27 | 128 | 4.09 | 27 | 0 | 0 | 101 | 0 | 0 | 4.09 | 4.09
989 | 624 | 0.624 | 0% | 0.624 | 208 | 456 | 14.52 | 125 | 0 | 83 | 331 | 0 | 0 | 14.52 | 14.52
990 | 745 | 0.745 | 0% | 0.745 | 218 | 544 | 17.33 | 149 | 0 | 69 | 395 | 0 | 0 | 17.33 | 17.33
991 | 5000 | 5 | 0% | 5 | 1667 | 3650 | 116.32 | 1000 | 0 | 667 | 2650 | 0 | 0 | 116.32 | 116.32
992 | 100 | 0.1 | 0% | 0.1 | 33 | 73 | 2.33 | 20 | 0 | 13 | 53 | 0 | 0 | 2.33 | 2.33 | yes
993 | 200 | 0.2 | 0% | 0.2 | 40 | 146 | 4.65 | 40 | 0 | 0 | 106 | 0 | 0 | 4.65 | 4.65
994 | 1650 | 1.65 | 0% | 1.65 | 550 | 1205 | 38.39 | 330 | 0 | 220 | 875 | 0 | 0 | 38.39 | 38.39
995 | 336 | 0.336 | 0% | 0.336 | 112 | 245 | 7.82 | 67 | 0 | 45 | 178 | 0 | 0 | 7.82 | 7.82 | yes
996 | 336 | 0.336 | 0% | 0.336 | 112 | 245 | 7.82 | 67 | 0 | 45 | 178 | 0 | 0 | 7.82 | 7.82
997 | 500 | 0.5 | 0% | 0.5 | 167 | 365 | 11.63 | 100 | 0 | 67 | 265 | 0 | 0 | 11.63 | 11.63
998 | 764 | 0.764 | 17.25% | 0.89579 | 299 | 654 | 20.84 | 179 | 0 | 120 | 475 | 0 | 0 | 20.84 | 20.84
999 | 144 | 0.144 | 0% | 0.144 | 48 | 105 | 3.35 | 29 | 0 | 19 | 76 | 0 | 0 | 3.35 | 3.35 | yes
1000 | 86 | 0.086 | 36% | 0.11696 | 39 | 85 | 2.72 | 23 | 0 | 16 | 62 | 0 | 0 | 2.72 | 2.72
1001 | 720 | 0.72 | 25% | 0.9 | 300 | 657 | 20.94 | 180 | 0 | 120 | 477 | 0 | 0 | 20.94 | 20.94 | yes
1002 | 11104 | 11.104 | 10% | 12.2144 | 4087 | 8917 | 284.15 | 2443 | 0 | 1644 | 6474 | 0 | 0 | 284.15 | 284.15
1003 | 825 | 0.825 | 20% | 0.99 | 330 | 723 | 23.03 | 198 | 0 | 132 | 525 | 0 | 0 | 23.03 | 23.03
1004 | 720 | 0.72 | 10% | 0.792 | 264 | 578 | 18.42 | 158 | 0 | 106 | 420 | 0 | 0 | 18.42 | 18.42
1005 | 680 | 0.68 | 10% | 0.748 | 249 | 546 | 17.4 | 150 | 0 | 99 | 396 | 0 | 0 | 17.4 | 17.4
1006 | 700 | 0.7 | 9.9% | 0.7693 | 256 | 562 | 17.9 | 154 | 0 | 102 | 408 | 0 | 0 | 17.9 | 17.9
1007 | 690 | 0.69 | 13.19% | 0.78101 | 260 | 570 | 18.17 | 156 | 0 | 104 | 414 | 0 | 0 | 18.17 | 18.17
1008 | 550 | 0.55 | 10% | 0.605 | 3 | 442 | 14.07 | 3 | 0 | 0 | 439 | 0 | 0 | 14.07 | 14.07
1009 | 200 | 0.2 | 10% | 0.22 | 73 | 161 | 5.12 | 44 | 0 | 29 | 117 | 0 | 0 | 5.12 | 5.12
1010 | 603 | 0.603 | 15% | 0.69345 | 253 | 380 | 16.13 | 139 | 0 | 114 | 241 | 0 | 0 | 16.13 | 16.13 | yes
1011 | 35 | 0.035 | 0% | 0.035 | 12 | 26 | 0.81 | 7 | 0 | 5 | 19 | 0 | 0 | 0.81 | 0.81
1012 | 408 | 0.408 | 10% | 0.4488 | 150 | 328 | 10.44 | 90 | 0 | 60 | 238 | 0 | 0 | 10.44 | 10.44
1013 | 395 | 0.395 | 10% | 0.4345 | 145 | 317 | 10.11 | 87 | 0 | 58 | 230 | 0 | 0 | 10.11 | 10.11
1014 | 180 | 0.18 | 10% | 0.198 | 66 | 145 | 4.61 | 40 | 0 | 26 | 105 | 0 | 0 | 4.61 | 4.61
1015 | 5844 | 5.844 | 28.6% | 7.5154 | 2505 | 5486 | 174.84 | 1503 | 0 | 1002 | 3983 | 0 | 0 | 174.84 | 174.84
1016 | 875 | 0.875 | 28.5% | 1.1244 | 375 | 821 | 26.16 | 225 | 0 | 150 | 596 | 0 | 0 | 26.16 | 26.16
1017 | 100 | 0.1 | 10% | 0.11 | 37 | 80 | 2.56 | 22 | 0 | 15 | 58 | 0 | 0 | 2.56 | 2.56
1018 | 300 | 0.3 | 10% | 0.33 | 120 | 241 | 7.68 | 66 | 0 | 54 | 175 | 0 | 0 | 7.68 | 7.68
1019 | 228 | 0.228 | 10% | 0.2508 | 84 | 183 | 5.83 | 50 | 0 | 34 | 133 | 0 | 0 | 5.83 | 5.83 | yes
1020 | 320 | 0.32 | 10% | 0.352 | 117 | 257 | 8.19 | 70 | 0 | 47 | 187 | 0 | 0 | 8.19 | 8.19
1021 | 1955 | 1.955 | 0% | 1.955 | 652 | 1427 | 45.48 | 391 | 0 | 261 | 1036 | 0 | 0 | 45.48 | 45.48
1022 | 75 | 0.075 | 20% | 0.09 | 30 | 66 | 2.09 | 18 | 0 | 12 | 48 | 0 | 0 | 2.09 | 2.09
1023 | 1640 | 1.64 | 0% | 1.64 | 546 | 1197 | 38.15 | 328 | 0 | 218 | 869 | 0 | 0 | 38.15 | 38.15
1024 | 390 | 0.39 | 10% | 0.429 | 143 | 313 | 9.98 | 86 | 0 | 57 | 227 | 0 | 0 | 9.98 | 9.98
1025 | 300 | 0.3 | 10% | 0.33 | 110 | 241 | 7.68 | 66 | 0 | 44 | 175 | 0 | 0 | 7.68 | 7.68
1026 | 440 | 0.44 | 10% | 0.484 | 161 | 353 | 11.26 | 97 | 0 | 64 | 256 | 0 | 0 | 11.26 | 11.26
1027 | 210 | 0.21 | 10% | 0.231 | 42 | 169 | 5.37 | 42 | 0 | 0 | 127 | 0 | 0 | 5.37 | 5.37
1028 | 840 | 0.84 | 10% | 0.924 | 308 | 675 | 21.5 | 185 | 0 | 123 | 490 | 0 | 0 | 21.5 | 21.5
1029 | 80 | 0.08 | 10% | 0.088 | 16 | 64 | 2.05 | 16 | 0 | 0 | 48 | 0 | 0 | 2.05 | 2.05
1030 | 1032 | 1.032 | 10% | 1.1352 | 378 | 829 | 26.41 | 227 | 0 | 151 | 602 | 0 | 0 | 26.41 | 26.41
1031 | 516 | 0.516 | 10% | 0.5676 | 189 | 414 | 13.2 | 114 | 0 | 75 | 300 | 0 | 0 | 13.2 | 13.2
1032 | 216 | 0.216 | 10% | 0.2376 | 79 | 173 | 5.53 | 48 | 0 | 31 | 125 | 0 | 0 | 5.53 | 5.53 | yes
1033 | 375 | 0.375 | 10% | 0.4125 | 138 | 301 | 9.6 | 83 | 0 | 55 | 218 | 0 | 0 | 9.6 | 9.6
1034 | 560 | 0.56 | 10% | 0.616 | 205 | 450 | 14.33 | 123 | 0 | 82 | 327 | 0 | 0 | 14.33 | 14.33
1035 | 350 | 0.35 | 0% | 0.35 | 128 | 256 | 8.14 | 70 | 0 | 58 | 186 | 0 | 0 | 8.14 | 8.14
1036 | 300 | 0.3 | 14.67% | 0.34401 | 115 | 251 | 8 | 69 | 0 | 46 | 182 | 0 | 0 | 8 | 8
1037 | 585 | 0.585 | 33.33% | 0.77998 | 260 | 569 | 18.15 | 156 | 0 | 104 | 413 | 0 | 0 | 18.15 | 18.15
1038 | 360 | 0.36 | 11.11% | 0.4 | 133 | 292 | 9.31 | 80 | 0 | 53 | 212 | 0 | 0 | 9.31 | 9.31
1039 | 672 | 0.672 | 19.05% | 0.80002 | 267 | 584 | 18.61 | 160 | 0 | 107 | 424 | 0 | 0 | 18.61 | 18.61
1040 | 140 | 0.14 | 20% | 0.168 | 56 | 123 | 3.91 | 34 | 0 | 22 | 89 | 0 | 0 | 3.91 | 3.91
1041 | 570 | 0.57 | 10% | 0.627 | 209 | 458 | 14.59 | 125 | 0 | 84 | 333 | 0 | 0 | 14.59 | 14.59 | yes
1042 | 1320 | 1.32 | 4.7% | 1.382 | 461 | 1009 | 32.15 | 276 | 0 | 185 | 733 | 0 | 0 | 32.15 | 32.15
1043 | 1300 | 1.3 | 35.17% | 1.7572 | 586 | 1283 | 40.88 | 351 | 0 | 235 | 932 | 0 | 0 | 40.88 | 40.88
1044 | 340 | 0.34 | 8.82% | 0.36999 | 123 | 270 | 8.61 | 74 | 0 | 49 | 196 | 0 | 0 | 8.61 | 8.61
1045 | 720 | 0.72 | 14.44% | 0.82397 | 275 | 601 | 19.17 | 165 | 0 | 110 | 436 | 0 | 0 | 19.17 | 19.17
1046 | 360 | 0.36 | 14.44% | 0.41198 | 137 | 301 | 9.58 | 82 | 0 | 55 | 219 | 0 | 0 | 9.58 | 9.58
1047 |  | 0 | 0% | 0 | 0 | 0 | 0 | 0 | 0 | 0 | 0 | 0 | 0 | 17.9378 | 0
1048 | 320 | 0.32 | 11.5% | 0.3568 | 119 | 260 | 8.3 | 71 | 0 | 48 | 189 | 0 | 0 | 8.3 | 8.3
1049 | 150 | 0.15 | 20% | 0.18 | 60 | 131 | 4.19 | 36 | 0 | 24 | 95 | 0 | 0 | 4.19 | 4.19
1050 | 400 | 0.4 | 10% | 0.44 | 147 | 321 | 10.24 | 88 | 0 | 59 | 233 | 0 | 0 | 10.24 | 10.24 | yes
| 380 | 0.38 | 21.58% | 0.462 | 154 | 337 | 10.75 | 92 | 0 | 62 | 245 | 0 | 0 | 10.75 | 10.75
| 510 | 0.51 | 17.65% | 0.60001 | 200 | 438 | 13.96 | 120 | 0 | 80 | 318 | 0 | 0 | 13.96 | 13.96
| 145 | 0.145 | 19.31% | 0.173 | 58 | 126 | 4.02 | 35 | 0 | 23 | 91 | 0 | 0 | 4.02 | 4.02
| 400 | 0.4 | 21.75% | 0.487 | 162 | 356 | 11.33 | 97 | 0 | 65 | 259 | 0 | 0 | 11.33 | 11.33
1051 | 1435 |  |  |  | 574 | [8 empty] | 40.06
1052 | 180 | 0.18 | 21.67% | 0.21901 | 73 | 160 | 5.09 | 44 | 0 | 29 | 116 | 0 | 0 | 5.09 | 5.09 | yes
| 3960 | 3.96 | 14.55% | 4.5362 | 1512 | 3311 | 105.53 | 907 | 0 | 605 | 2404 | 0 | 0 | 105.53 | 105.53
| 765 | 0.765 | 20% | 0.918 | 306 | 670 | 21.36 | 184 | 0 | 122 | 486 | 0 | 0 | 21.36 | 21.36
1054 | 4725 |  |  |  | 1818 | [8 empty] | 126.89
1055 | 90 | 0.09 | 0% | 0.09 | 30 | 66 | 2.09 | 18 | 0 | 12 | 48 | 0 | 0 | 2.09 | 2.09 | yes
1056 | 4608 | 4.608 | 0% | 4.608 | 1536 | 3364 | 107.2 | 922 | 0 | 614 | 2442 | 0 | 0 | 107.2 | 107.2
1057 | 1260 | 1.26 | 3.8% | 1.3079 | 436 | 955 | 30.43 | 262 | 0 | 174 | 693 | 0 | 0 | 30.43 | 30.43
1058 | 3432 | 3.432 | 0% | 3.432 | 1144 | 2505 | 79.84 | 686 | 0 | 458 | 1819 | 0 | 0 | 79.84 | 79.84
1059 | 660 | 0.66 | 14.55% | 0.75603 | 252 | 552 | 17.59 | 151 | 0 | 101 | 401 | 0 | 0 | 17.59 | 17.59
1060 | 320 | 0.32 | 16.25% | 0.372 | 124 | 272 | 8.65 | 74 | 0 | 50 | 198 | 0 | 0 | 8.65 | 8.65
1061 | 950 | 0.95 | 21.58% | 1.155 | 385 | 843 | 26.87 | 231 | 0 | 154 | 612 | 0 | 0 | 26.87 | 26.87
1062 | 228 | 0.228 | 30% | 0.2964 | 99 | 216 | 6.9 | 59 | 0 | 40 | 157 | 0 | 0 | 6.9 | 6.9
1063 | 510 | 0.51 | 17.65% | 0.60001 | 200 | 438 | 13.96 | 120 | 0 | 80 | 318 | 0 | 0 | 13.96 | 13.96
1064 | 40 | 0.04 | 0% | 0.04 | 13 | 29 | 0.93 | 8 | 0 | 5 | 21 | 0 | 0 | 0.93 | 0.93
1065 | 440 | 0.44 | 22.73% | 0.54001 | 180 | 394 | 12.56 | 108 | 0 | 72 | 286 | 0 | 0 | 12.56 | 12.56
1066 | 550 | 0.55 | 11.64% | 0.61402 | 205 | 448 | 14.28 | 123 | 0 | 82 | 325 | 0 | 0 | 14.28 | 14.28
1067 | 200 | 0.2 | 10% | 0.22 | 73 | 161 | 5.12 | 44 | 0 | 29 | 117 | 0 | 0 | 5.12 | 5.12
1068 | 880 | 0.88 | 14.55% | 1.008 | 336 | 736 | 23.45 | 202 | 0 | 134 | 534 | 0 | 0 | 23.45 | 23.45
1069 | 5004 | 5.004 | 0% | 5.004 | 1668 | 3653 | 116.41 | 1001 | 0 | 667 | 2652 | 0 | 0 | 116.41 | 116.41
1070 | 720 | 0.72 | 10.83% | 0.79798 | 266 | 583 | 18.56 | 160 | 0 | 106 | 423 | 0 | 0 | 18.56 | 18.56
1071 | 825 | 0.825 | 23.64% | 1.02 | 340 | 745 | 23.73 | 204 | 0 | 136 | 541 | 0 | 0 | 23.73 | 23.73
1072 | 624 | 0.624 | 16.67% | 0.72802 | 243 | 531 | 16.94 | 146 | 0 | 97 | 385 | 0 | 0 | 16.94 | 16.94
| 84 | 0.084 | 0% | 0.084 | 28 | 61 | 1.95 | 17 | 0 | 11 | 44 | 0 | 0 | 1.95 | 1.95
| 350 | 0.35 | 23.43% | 0.432 | 144 | 315 | 10.05 | 86 | 0 | 58 | 229 | 0 | 0 | 10.05 | 10.05
1073 | 434 |  |  |  | 172 | [8 empty] | 12
1075 | 1320 | 1.32 | 9.09% | 1.44 | 480 | 1051 | 33.5 | 288 | 0 | 192 | 763 | 0 | 0 | 33.5 | 33.5
| 120 | 0.12 | 14.55% | 0.13746 | 46 | 100 | 3.2 | 27 | 0 | 19 | 73 | 0 | 0 | 3.2 | 3.2
| 300 | 0.3 | 14.55% | 0.34365 | 115 | 251 | 7.99 | 69 | 0 | 46 | 182 | 0 | 0 | 7.99 | 7.99
| 170 | 0.17 | 14.55% | 0.19474 | 65 | 142 | 4.53 | 39 | 0 | 26 | 103 | 0 | 0 | 4.53 | 4.53
1076 | 590 |  |  |  | 226 | [8 empty] | 15.72
1077 | 700 | 0.7 | 9.71% | 0.76797 | 256 | 561 | 17.87 | 154 | 0 | 102 | 407 | 0 | 0 | 17.87 | 17.87
1078 | 1870 | 1.87 | 23% | 2.3001 | 767 | 1679 | 53.51 | 460 | 0 | 307 | 1219 | 0 | 0 | 53.51 | 53.51
1079 | 600 | 0.6 | 12% | 0.672 | 224 | 491 | 15.63 | 134 | 0 | 90 | 357 | 0 | 0 | 15.63 | 15.63
1080 | 384 | 0.384 | 20.3% | 0.46195 | 154 | 337 | 10.75 | 92 | 0 | 62 | 245 | 0 | 0 | 10.75 | 10.75
| 52 | 0.052 | 10% | 0.0572 | 19 | 42 | 1.33 | 11 | 0 | 8 | 31 | 0 | 0 | 1.33 | 1.33
| 50 | 0.05 | 10% | 0.055 | 18 | 40 | 1.28 | 11 | 0 | 7 | 29 | 0 | 0 | 1.28 | 1.28
1081 | 102 |  |  |  | 37 | [8 empty] | 2.61
1082 | 1320 | 1.32 | 14.55% | 1.5121 | 504 | 1104 | 35.18 | 302 | 0 | 202 | 802 | 0 | 0 | 35.18 | 35.18
1083 | 450 | 0.45 | 10% | 0.495 | 165 | 361 | 11.52 | 99 | 0 | 66 | 262 | 0 | 0 | 11.52 | 11.52
1084 | 162 | 0.162 | 10% | 0.1782 | 59 | 130 | 4.15 | 36 | 0 | 23 | 94 | 0 | 0 | 4.15 | 4.15
1085 | 425 | 0.425 | 10% | 0.4675 | 156 | 341 | 10.88 | 94 | 0 | 62 | 247 | 0 | 0 | 10.88 | 10.88
1086 | 720 | 0.72 | 10% | 0.792 | 264 | 578 | 18.42 | 158 | 0 | 106 | 420 | 0 | 0 | 18.42 | 18.42
1087 | 1200 | 1.2 | 20% | 1.44 | 480 | 1051 | 33.5 | 288 | 0 | 192 | 763 | 0 | 0 | 33.5 | 33.5
1088 | 1800 | 1.8 | 14% | 2.052 | 684 | 1498 | 47.74 | 410 | 0 | 274 | 1088 | 0 | 0 | 47.74 | 47.74
1089 | 1800 | 1.8 | 0% | 1.8 | 600 | 1314 | 41.87 | 360 | 0 | 240 | 954 | 0 | 0 | 41.87 | 41.87
1090 | 792 | 0.792 | 0% | 0.792 | 264 | 578 | 18.42 | 158 | 0 | 106 | 420 | 0 | 0 | 18.42 | 18.42
| 800 | 0.8 | 0% | 0.8 | 267 | 584 | 18.61 | 160 | 0 | 107 | 424 | 0 | 0 | 18.61 | 18.61
| 720 | 0.72 | 0% | 0.72 | 240 | 526 | 16.75 | 144 | 0 | 96 | 382 | 0 | 0 | 16.75 | 16.75 | yes
1091 | 1520 |  |  |  |  | 793 | [8 empty] | 35.36
1092 | 2400 | 2.4 | 0% | 2.4 | 58 | 1752 | 55.83 | 58 | 0 | 0 | 1694 | 0 | 0 | 55.83 | 55.83
1093 | 120 | 0.12 | 10% | 0.132 | 44 | 96 | 3.07 | 26 | 0 | 18 | 70 | 0 | 0 | 3.07 | 3.07
1094 | 540 | 0.54 | 0% | 0.54 | 180 | 394 | 12.56 | 108 | 0 | 72 | 286 | 0 | 0 | 12.56 | 12.56
393 | 75 | 0.075 | 0% | 0.075 | 25 | 55 | 1.74 | 15 | 0 | 10 | 40 | 0 | 0 | 1.74 | 1.74
394 | 900 | 0.9 | 0% | 0.9 | 300 | 657 | 20.94 | 180 | 0 | 120 | 477 | 0 | 0 | 20.94 | 20.94 | yes
| 12 | 0.012 | 0% | 0.012 | 4 | 9 | 0.28 | 2 | 0 | 2 | 7 | 0 | 0 | 0.28 | 0.28 | yes
395 | 125 | 0.125 | 0% | 0.125 | 38 | 91 | 2.91 | 25 | 0 | 13 | 66 | 0 | 0 | 2.91 | 2.91
[5 empty] | 47 |  | 0 | 0 | 0 | 47 | 0 | 0 | 0 | 3.19 | 0
| 24 | 0.024 | 0% | 0.024 | 8 | 18 | 0.56 | 5 | 0 | 3 | 13 | 0 | 0 | 0.56 | 0.56 | yes
| 100 | 0.1 | 0% | 0.1 | 30 | 73 | 2.33 | 20 | 0 | 10 | 53 | 0 | 0 | 2.33 | 2.33
396 |  |  |  |  | 48 |  | 0 | 0 | 0 | 48 | 0 | 0 | 0 | 2.89 | 0
| 800 | 0.8 | 10% | 0.88 | 293 | 642 | 20.47 | 176 | 0 | 117 | 466 | 0 | 0 | 20.47 | 20.47
| 300 | 0.3 | 10% | 0.33 | 110 | 241 | 7.68 | 66 | 0 | 44 | 175 | 0 | 0 | 7.68 | 7.68
353 | 1100 |  |  |  | 403 |  | 0 | 0 | 0 | 403 | 0 | 0 | 0 | 28.15 | 0
| 650 | 0.65 | 0% | 0.65 | 217 | 475 | 15.12 | 130 | 0 | 87 | 345 | 0 | 0 | 15.12 | 15.12
| 160 | 0.16 | 0% | 0.16 | 65 | 117 | 3.72 | 32 | 0 | 33 | 85 | 0 | 0 | 3.72 | 3.72
387 | 810 |  |  |  |  | 540 | 0 | 0 | 0 | 0 | 540 | 0 | 0 | 0 | 18.84 | yes
| 871 | 0.871 | 0% | 0.871 | 290 | 636 | 20.26 | 174 | 0 | 116 | 462 | 0 | 0 | 20.26 | 20.26
| 160 | 0.16 | 0% | 0.16 | 64 | 117 | 3.72 | 32 | 0 | 32 | 85 | 0 | 0 | 3.72 | 3.72
378 | 1031 |  |  |  |  | 700 | 0 | 0 | 0 | 0 | 700 | 0 | 0 | 0 | 23.98 | yes
| 660 | 0.66 | 21.74% | 0.80348 | 268 | 587 | 18.69 | 161 | 0 | 107 | 426 | 0 | 0 | 18.69 | 18.69
| 60 | 0.06 | 21.74% | 0.073044 | 24 | 53 | 1.7 | 15 | 0 | 9 | 38 | 0 | 0 | 1.7 | 1.7
| 30 | 0.03 | 21.74% | 0.036522 | 12 | 27 | 0.85 | 7 | 0 | 5 | 20 | 0 | 0 | 0.85 | 0.85
1095 | 690 |  |  |  | 304 |  | 0 | 0 | 0 | 304 | 0 | 0 | 0 | 21.24 | 0
| 2090 | 2.09 | 20% | 2.508 | 836 | 1831 | 58.35 | 502 | 0 | 334 | 1329 | 0 | 0 | 58.35 | 58.35
| 75 | 0.075 | 20% | 0.09 | 30 | 66 | 2.09 | 18 | 0 | 12 | 48 | 0 | 0 | 2.09 | 2.09
1096 | 2165 |  |  |  | 866 |  | 0 | 0 | 0 | 866 | 0 | 0 | 0 | 60.44 | 0
1097 | 300 | 0.3 | 14.67% | 0.34401 | 115 | 251 | 8 | 69 | 0 | 46 | 182 | 0 | 0 | 8 | 8
1098 | 375 | 0.375 | 5.6% | 0.396 | 132 | 289 | 9.21 | 79 | 0 | 53 | 210 | 0 | 0 | 9.21 | 9.21
1099 | 0 | 0 | 0% | 0 | 0 | 0 | 0 | 0 | 0 | 0 | 0 | 0 | 0 | 21.9953 | 0
1100 | 500 | 0.5 | 0% | 0.5 | 100 | 365 | 11.63 | 100 | 0 | 0 | 265 | 0 | 0 | 11.63 | 11.63
1101 | 2486 | 2.486 | 0% | 2.486 | 829 | 1815 | 57.83 | 497 | 0 | 332 | 1318 | 0 | 0 | 57.83 | 57.83 | yes
1102 | 5.4 | 0.0054 | 0% | 0.0054 | 2 | 4 | 0.13 | 1 | 0 | 1 | 3 | 0 | 0 | 0.13 | 0.13 | yes
1103 | 280 | 0.28 | 0% | 0.28 | 93 | 204 | 6.51 | 56 | 0 | 37 | 148 | 0 | 0 | 21.9953 | 6.51
1104 | 1000 | 1 | 0% | 1 | 240 | 730 | 23.26 | 200 | 0 | 40 | 530 | 0 | 0 | 23.26 | 23.26
834 | 595 | 0.595 | 0% | 0.595 | 143 | 344 | 13.84 | 119 | 0 | 24 | 225 | 0 | 0 | 13.84 | 12.19 | yes
1109 | 660 | 0.66 | 12.7% | 0.74382 | 248 | 543 | 17.3 | 149 | 0 | 99 | 394 | 0 | 0 | 17.3 | 17.3
1108 | 204 | 0.204 | 16.05% | 0.23674 | 79 | 173 | 5.51 | 47 | 0 | 32 | 126 | 0 | 0 | 5.51 | 5.51 | yes
1106 | 64.97 | 5 | 12.65 | 0 | 0 | 12.65
1105 | 1547.6 | 129 | 12.65 | 0 | 0 | 12.65
1110 | 20 | 0.02 | 0% | 0.02 | 7 | 15 | 0.47 | 4 | 0 | 3 | 11 | 0 | 0 | 21.9953 | 13.89 | yes
| 1200 | 1.2 | 0% | 1.2 | 400 | 876 | 27.92 | 240 | 0 | 160 | 636 | 0 | 0 | 27.92 | 27.92
| 360 | 0.36 | 0% | 0.36 | 263 | 263 | 8.37 | 72 | 0 | 191 | 191 | 0 | 0 | 8.37 | 8.37
1111 |  |  |  |  | 663 | [8 empty] | 36.29
1112 | 660 | 0.66 | 0% | 0.66 | 220 | 482 | 15.35 | 132 | 0 | 88 | 350 | 0 | 0 | 15.35 | 15.35 | yes
1113 | 1680 | 1.68 | 12.69% | 1.8932 | 631 | 1382 | 44.04 | 379 | 0 | 252 | 1003 | 0 | 0 | 44.04 | 44.04 | yes
1114 | 700 | 0.7 | 10% | 0.77 | 257 | 562 | 17.91 | 154 | 0 | 103 | 408 | 0 | 0 | 17.91 | 17.91 | yes
| 3500 | 3.5 | 0% | 3.5 | 2555 | 2555 | 81.42 | 700 | 0 | 1855 | 1855 | 0 | 0 | 81.42 | 81.42
| 1000 | 1 | 0% | 1 | 304 | 730 | 23.26 | 200 | 0 | 104 | 530 | 0 | 0 | 23.26 | 23.26
| 500 | 0.5 | 0% | 0.5 | 213 | 365 | 11.63 | 100 | 0 | 113 | 265 | 0 | 0 | 11.63 | 11.63
1115 | 5000 |  |  |  | 517 | 1095 | [7 empty] | 34.89 | 34.89
1116 | 935 | 0.935 | 16.04% | 1.085 | 362 | 792 | 25.24 | 217 | 0 | 145 | 575 | 0 | 0 | 25.24 | 25.24
| 360 | 0.36 | 13.9% | 0.41004 | 137 | 299 | 9.54 | 82 | 0 | 55 | 217 | 0 | 0 | 9.54 | 9.54
| 70 | 0.07 | 18.6% | 0.08302 | 28 | 61 | 1.93 | 17 | 0 | 11 | 44 | 0 | 0 | 1.93 | 1.93
| 80 | 0.08 | 18.4% | 0.09472 | 32 | 69 | 2.2 | 19 | 0 | 13 | 50 | 0 | 0 | 2.2 | 2.2
| 1200 | 1.2 | 17.8% | 1.4136 | 471 | 1032 | 32.89 | 283 | 0 | 188 | 749 | 0 | 0 | 32.89 | 32.89
1117 | 1710 |  |  |  | 668 | [8 empty] | 46.56
1118 | 40 | 0.04 | 10% | 0.044 | 15 | 32 | 1.02 | 176 | 0 | 117 | 466 | 0 | 0 | 17.51 | 1.02
1119 | 3234 | 3.234 | 0% | 3.234 | 202 | 2361 | 75.24 | 202 | 0 | 0 | 2159 | 0 | 0 | 75.24 | 75.24
1120 | 120 | 0.12 | 21.67% | 0.146 | 49 | 107 | 3.4 | 29 | 0 | 20 | 78 | 0 | 0 | 3.4 | 3.4
1121 | 180 | 0.18 | 10% | 0.198 | 66 | 145 | 4.61 | 40 | 0 | 26 | 105 | 0 | 0 | 4.61 | 4.61
1122 | 82 | 0.082 | 0% | 0.082 | 27 | 60 | 1.91 | 16 | 0 | 11 | 44 | 0 | 0 | 21.9953 | 1.91
1123 | 110 | 0.11 | 0% | 0.11 | 37 | 80 | 2.56 | 22 | 0 | 15 | 58 | 0 | 0 | 2.56 | 2.56
1124 | 1200 | 1.2 | 5% | 1.26 | 420 | 920 | 29.31 | 252 | 0 | 168 | 668 | 0 | 0 | 29.31 | 29.31
1125 | 1200 | 1.2 | 21.6% | 1.4592 | 486 | 1065 | 33.95 | 292 | 0 | 194 | 773 | 0 | 0 | 33.95 | 33.95
1126 | 440.5 | 0.4405 | 21.6% | 0.53565 | 179 | 391 | 12.46 | 107 | 0 | 72 | 284 | 0 | 0 | 12.46 | 12.46
1127 | 2420 | 2.42 | 21.6% | 2.9427 | 981 | 2148 | 68.46 | 589 | 0 | 392 | 1559 | 0 | 0 | 68.46 | 68.46
1128 | 860 | 0.86 | 17.21% | 1.008 | 336 | 736 | 23.45 | 202 | 0 | 134 | 534 | 0 | 0 | 23.45 | 23.45
1129 | 4380 | 4.38 | 17.81% | 5.16 | 1720 | 3767 | 120.04 | 1032 | 0 | 688 | 2735 | 0 | 0 | 120.04 | 120.04
1130 | 1530 | 1.53 | 15% | 1.7595 | 587 | 1284 | 40.93 | 352 | 0 | 235 | 932 | 0 | 0 | 40.93 | 40.93
1131 | 425 | 0.425 | 15% | 0.48875 | 163 | 357 | 11.37 | 98 | 0 | 65 | 259 | 0 | 0 | 11.37 | 11.37
1132 | 240 | 0.24 | 10% | 0.264 | 88 | 193 | 6.14 | 53 | 0 | 35 | 140 | 0 | 0 | 6.14 | 6.14
1133 | 1890 | 1.89 | 10% | 2.079 | 693 | 1518 | 48.37 | 416 | 0 | 277 | 1102 | 0 | 0 | 48.37 | 48.37
1134 | 84 | 0.084 | 10% | 0.0924 | 31 | 67 | 2.15 | 18 | 0 | 13 | 49 | 0 | 0 | 2.15 | 21.9953
1135 | 420 | 0.42 | 10% | 0.462 | 98 | 337 | 10.75 | 92 | 0 | 6 | 245 | 0 | 0 | 10.75 | 10.75
| 1242 | 1.242 | 0% | 1.242 | 18 |  | 28.89 | 18 | 0 | 0 | -18 | 0 | 0 | 28.89 | 28.89
| 120 | 0.12 | 0% | 0.12 | 88 |  | 2.79 | 24 | 0 | 64 | -24 | 0 | 0 | 2.79 | 2.79
1136 | 1362 |  |  |  | 106 |  | 0 |  | 0 |  |  |  |  | 31.68 | 31.68
1137 | 17 | 0.017 | 0% | 0.017 | 12 | 12 | 0.4 | 3 | 0 | 9 | 9 | 0 | 0 | 0.4 | 0.4
1138 | 2316 | 2.316 | 10% | 2.5476 | 849 | 1860 | 59.27 | 510 | 0 | 339 | 1350 | 0 | 0 | 59.27 | 59.27
1139 | 1440 | 1.44 | 0% | 1.44 | 1051 | 1051 | 33.5 | 288 | 0 | 763 | 763 | 0 | 0 | 33.5 | 33.5
| 1920 | 1.92 | 10% | 2.112 | 1028 | 1542 | 49.13 | 422 | 0 | 606 | 1120 | 0 | 0 | 49.13 | 49.13
| 120 | 0.12 | 10% | 0.132 | 64 | 96 | 3.07 | 26 | 0 | 38 | 70 | 0 | 0 | 3.07 | 3.07
1140 | 2040 |  |  |  | 1092 | [8 empty] | 52.2
1141 | 2090 | 2.09 | 20.57% | 2.52 | 840 | 1840 | 58.62 | 504 | 0 | 336 | 1336 | 0 | 0 | 58.62 | 58.62
1142 | 2316 | 2.316 | 0% | 2.316 | 1691 | 1691 | 53.88 | 463 | 0 | 1228 | 1228 | 0 | 0 | 53.88 | 53.88
| 25 | 0.025 | 0% | 0.025 | 18 | 18 | 0.58 | 5 | 0 | 13 | 13 | 0 | 0 | 0 | 0.58
| 75 | 0.075 | 0% | 0.075 | 41 | 55 | 1.74 | 15 | 0 | 26 | 40 | 0 | 0
1143 |  |  |  |  | 59 | [7 empty] | 0
1144 | 82 | 0.082 | 0% | 0.082 | 27 | 60 | 1.91 | 16 | 0 | 11 | 44 | 0 | 0 | 1.91 | 1.91
1145 | 230 | 0.23 | 0% | 0.23 | 77 | 168 | 5.35 | 46 | 0 | 31 | 122 | 0 | 0 | 5.35 | 5.35
1146 | 280 | 0.28 | 0% | 0.28 | 93 | 204 | 6.51 | 56 | 0 | 37 | 148 | 0 | 0 | 6.51 | 4.72
1147 | 450 | 0.45 | 5% | 0.4725 | 158 | 345 | 10.99 | 95 | 0 | 63 | 250 | 0 | 0 | 10.99 | 10.99
1148 | 800 | 0.8 | 5% | 0.84 | 280 | 613 | 19.54 | 168 | 0 | 112 | 445 | 0 | 0 | 19.54 | 19.54
1149 | 129 | 0.129 | 0% | 0.129 | 43 | 94 | 3 | 26 | 0 | 17 | 68 | 0 | 0 | 3 | 3
| 120 | 0.12 | 25% | 0.15 | 50 | 110 | 3.49 | 30 | 0 | 20 | 80 | 0 | 0 | 3.49 | 3.49
| 80 | 0.08 | 30% | 0.104 | 35 | 76 | 2.42 | 21 | 0 | 14 | 55 | 0 | 0 | 2.42 | 2.42
1150 | 200 |  |  |  | 85 | [8 empty] | 21.9953
1151 | 2400 | 2.4 | 5% | 2.52 | 840 | 1840 | 58.62 | 504 | 0 | 336 | 1336 | 0 | 0 | 58.62 | 58.62
1152 | 2000 | 2 | 22% | 2.44 | 813 | 1781 | 56.76 | 488 | 0 | 325 | 1293 | 0 | 0 | 56.76 | 56.76
| 455 | 0.455 | 17.65% | 0.53531 | 178 | 391 | 12.45 | 107 | 0 | 71 | 284 | 0 | 0 | 12.45 | 12.45
| 250 | 0.25 | 11.75% | 0.27937 | 93 | 204 | 6.5 | 56 | 0 | 37 | 148 | 0 | 0 | 6.5 | 6.5
1153 | 705 |  |  |  | 271 | [8 empty] | 18.95
|  |  |  | 1st Block | Additional
| Annual | Monthly | Customer | Energy | Energy | Monthly | Annual
Rate Code | Energy | Energy | Charge | Charge | Charge | Charge | Charge
1154 | 3650 | 304 | 21.9953 | 0 | 0 | 21.9953 | 263.9437
1155 | 84 | 0.084 | 5% | 0.0882 | 5 | 64 | 2.05 | 5 | 0 | 0 | 59 | 0 | 0 | 2.05 | 2.05
1156 | 1000 | 1 | 12.75% | 1.1275 | 376 | 823 | 26.23 | 226 | 0 | 150 | 597 | 0 | 0 | 26.23 | 26.23
1157 | 60 | 0.06 | 13% | 0.0678 | 23 | 49 | 1.58 | 14 | 0 | 9 | 35 | 0 | 0 | 1.58 | 1.58
| 350 | 0.35 | 14.3% | 0.40005 | 133 | 292 | 9.31 | 80 | 0 | 53 | 212 | 0 | 0 | 9.31 | 9.31
| 46 | 0.046 | 0% | 0.046 | 15 | 34 | 1.07 | 9 | 0 | 6 | 25 | 0 | 0 | 1.07 | 1.07
1158 | 396 |  |  |  | 148 | [8 empty] | 10.38
1159 | 1200 | 1.2 | 10% | 1.32 | 120 | 964 | 30.71 | 120 | 0 | 0 | 844 | 0 | 0 | 30.71 | 30.71
1160 | 450 | 0.45 | 0% | 0.45 | 150 | 329 | 10.47 | 90 | 0 | 60 | 239 | 0 | 0 | 10.47 | 10.47
1161 | 660 | 0.66 | 0% | 0.66 | 220 | 482 | 15.35 | 132 | 0 | 88 | 350 | 0 | 0 | 15.35 | 15.35
1162 | 495 | 0.495 | 0% | 0.495 | 45 | 361 | 11.52 | 45 | 0 | 0 | 316 | 0 | 0 | 21.9953 | 11.52
1163 | 300 | 0.3 | 4% | 0.312 | 95 | 228 | 7.26 | 62 | 0 | 33 | 166 | 0 | 0 | 7.26 | 7.26
1164 | 1188 | 1.188 | 20.91% | 1.4364 | 479 | 1049 | 33.42 | 287 | 0 | 192 | 762 | 0 | 0 | 33.42 | 33.42
1165 | 96 | 0.096 | 0% | 0.096 | 32 | 70 | 2.23 | 19 | 0 | 13 | 51 | 0 | 0 | 2.23 | 2.23
1166 | 17 | 0.017 | 0% | 0.017 | 6 | 12 | 0.4 | 3 | 0 | 3 | 9 | 0 | 0 | 0.4 | 0.4
1167 | 25 | 0.025 | 0% | 0.025 | 8 | 18 | 0.58 | 5 | 0 | 3 | 13 | 0 | 0 | 0.58 | 0.58
1168 | 3040 | 3.04 | 0% | 3.04 | 740 | 2219 | 70.72 | 608 | 0 | 132 | 1611 | 0 | 0 | 70.72 | 70.72
1169 | 12 | 0.012 | 0% | 0.012 | 4 | 9 | 0.28 | 2 | 0 | 2 | 7 | 0 | 0 | 0.28 | 2.96
1170 | 1920 | 1.92 | 0% | 1.92 | 467 | 1402 | 44.67 | 384 | 0 | 83 | 1018 | 0 | 0 | 44.67 | 44.67
1171 | 96 | 0.096 | 0% | 0.096 | 23 | 1 | 2.23 | 19 | 0 | 4 | -18 | 0 | 0 | 2.23 | 2.23
| 420 | 0.42 | 0% | 0.42 | 140 | 307 | 9.77 | 84 | 0 | 56 | 223 | 0 | 0 | 9.77 | 9.77
| 1260 | 1.26 | 0% | 1.26 | 420 | 920 | 29.31 | 252 | 0 | 168 | 668 | 0 | 0 | 29.31 | 29.31
| 1498 | 1.498 | 0% | 1.498 | 499 | 1094 | 34.85 | 300 | 0 | 199 | 794 | 0 | 0 | 34.85 | 34.85
| 1680 | 1.68 | 0% | 1.68 | 560 | 1226 | 39.08 | 336 | 0 | 224 | 890 | 0 | 0 | 39.08 | 39.08
1172 | 4858 |  |  |  |  | 2285 | [8 empty] | 113.01
1173 | 144 | 0.144 | 0% | 0.144 | 48 | 105 | 3.35 | 29 | 0 | 19 | 76 | 0 | 0 | 3.35 | 3.35
1174 | 768 | 0.768 | 20.31% | 0.92398 | 308 | 675 | 21.5 | 185 | 0 | 123 | 490 | 0 | 0 | 21.5 | 21.5
1175 | 840 | 0.84 | 0% | 0.84 | 280 | 613 | 19.54 | 168 | 0 | 112 | 445 | 0 | 0 | 19.54 | 19.54
| 480 | 0.48 | 18.18% | 0.56726 | 189 | 414 | 13.2 | 113 | 0 | 76 | 301 | 0 | 0 | 13.2 | 13.2
| 1680 | 1.68 | 0% | 1.68 | 560 | 1226 | 39.08 | 336 | 0 | 224 | 890 | 0 | 0 | 39.08 | 39.08
1176 | 2160 |  |  |  |  | 1640 | [7 empty] | 52.28 | 52.28
1177 | 1000 | 1 | 7.5% | 1.075 | 162 | 785 | 25.01 | 162 | 0 | 0 | 623 | 0 | 0 | 25.01 | 25.01
| 175 | 0.175 | 8.6% | 0.19005 | 63 | 139 | 4.42 | 38 | 0 | 25 | 101 | 0 | 0 | 4.42 | 4.42
| 185 | 0.185 | 0% | 0.185 | 62 | 135 | 4.3 | 37 | 0 | 25 | 98 | 0 | 0 | 4.3 | 4.3
1178 | [5 empty] | 274 | [8 empty] | 8.72
STND1 | FIXED CHARGE |  | 300 | [10 empty] | 300
STND3 | FIXED CHARGE |  | 300 | [10 empty] | 300
STND4 | FIXED CHARGE |  | 645 | [10 empty] | 645
|  |  | 28 d. Month | 29 d. Month | 30 d. Month | 31 d. Month
| Demand | 5.8
| Hrs./ day | 24
| Days/ Mo. |  | 28 | 29 | 30 | 31
| kW.h |  | 3898 | 4037 | 4176 | 4315
| Tnfr. Loss |  | 1.75% | 1.75% | 1.75% | 1.75%
| Adj. kW.h |  | 3966 | 4108 | 4249 | 4391
STND2 | Eng. Chg. |  | 0 | 0 | 0 | 0 | [7 empty] | 0
|  | Demand | Ballast | Demand | Energy per Month |  | Demand | 1st Block | 1st Block | All Addional Energy |  | All Add. Energy Charge |  | Total Monthly Charge
Rate Code | Wattage | in KW | % | incl. Ballast | Photocell | Continuous | Charge | Energy | Energy Chg. | Photocell | Continuous | Photocell | Continuous | Photocell | Continuous
XMAS | 11900 | 11.9 | 0% | 11.9 | 1428 |  | 46.14 | 1428 | 0 | 0 |  | 0 |  | 46.14
XMAS1 | 19.95 | 0.01995 | 0% | 0.01995 | 2 |  | 0.08 | 2 | 0 | 0 |  | 0 |  | 0.08
XMAS2 | 0 | 0 | 0% | 0 | 1 |  | 0 | 0 | 0 | 1 |  | 0 |  | 0
XMSCW | 5275 | 5.275 | 0% | 5.275 | 390 |  | 12.61 | 108 | 0 | 282 |  | 0 |  | 12.61
XMSCS | 3325 | 3.325 | 0% | 3.325 | 246 |  | 7.95 | 68 | 0 | 178 |  | 0 |  | 7.95
XMSCB | 2275 | 2.275 | 0% | 2.275 | 137 |  | 8.82 | 76 | 0 | 61 |  | 0 |  | 8.82
1179 | 100 | 0.1 | 0% | 0.1 | 33 | 73 | 2.33 | 20 | 0 | 13 | 53 | 0 | 0 | 2.33 | 2.33
1180 | 2140 | 2.14 | 0% | 2.14 | 713 | 1562 | 49.78 | 428 | 0 | 285 | 1134 | 0 | 0 | 49.78 | 49.78
1181 | 90 | 0.09 | 0% | 0.09 | 30 | 66 | 2.09 | 18 | 0 | 12 | 48 | 0 | 0 | 2.09 | 2.09
| 800 | 0.8 | 0% | 0.8 | 267 | 584 | 18.61 | 160 | 0 | 107 | 424 | 0 | 0 | 18.61 | 18.61
| 375 | 0.375 | 0% | 0.375 | 125 | 274 | 8.72 | 75 | 0 | 50 | 199 | 0 | 0 | 8.72 | 8.72
1182 | 1175 |  |  |  | 392 | 858 | [7 empty] | 27.33 | 27.33
1183 | 80 | 0.08 | 0% | 0.08 | 17 | 58 | 1.86 | 16 | 0 | 1 | 42 | 0 | 0 | 1.86 | 1.86
1184 | 165 | 0.165 | 0% | 0.165 | 55 | 120 | 3.84 | 33 | 0 | 22 | 87 | 0 | 0 | 3.84 | 3.84
555 | 35 | 0.035 | 0% | 0.035 | 12 | 26 | 0.81 | 7 | 0 | 5 | 19 | 0 | 0 | 0.81 | 0.81
556 | 51 | 0.051 | 0% | 0.051 | 17 | 37 | 1.19 | 10 | 0 | 7 | 27 | 0 | 0 | 1.19 | 1.19
557 | 172 | 0.172 | 0% | 0.172 | 57 | 126 | 4 | 34 | 0 | 23 | 92 | 0 | 0 | 4 | 4
558 | 91 | 0.091 | 0% | 0.091 | 30 | 66 | 2.12 | 18 | 0 | 12 | 48 | 0 | 0 | 2.12 | 2.12
1185 | 623 | 0.623 | 0% | 0.623 | 208 | 455 | 14.49 | 125 | 0 | 83 | 330 | 0 | 0 | 14.49 | 14.49
1186 | 450 | 0.45 | 0% | 0.45 | 150 | 329 | 10.47 | 90 | 0 | 60 | 239 | 0 | 0 | 10.47 | 10.47
| 1880 | 1.88 | 0% | 1.88 | 627 | 1372 | 43.74 | 376 | 0 | 251 | 996 | 0 | 0 | 43.74 | 43.74
| 2404 | 2.404 | 0% | 2.404 | 801 | 1755 | 55.93 | 481 | 0 | 320 | 1274 | 0 | 0 | 55.93 | 55.93
1187 | 4284 |  |  |  |  | 3127 | [7 empty] | 99.67 | 99.67
| 1880 | 1.88 | 0% | 1.88 | 627 | 1372 | 43.74 | 376 | 0 | 251 | 996 | 0 | 0 | 43.74 | 43.74
| 1166 | 1.166 | 0% | 1.166 | 389 | 851 | 27.13 | 233 | 0 | 156 | 618 | 0 | 0 | 27.13 | 27.13
1188 | 3046 |  |  |  |  | 2223 | [7 empty] | 70.87 | 70.87
1189 | 940 | 0.94 | 0% | 0.94 | 313 | 686 | 21.87 | 188 | 0 | 125 | 498 | 0 | 0 | 21.87 | 21.87
1190 | 128 | 0.128 | 0% | 0.128 | 43 | 93 | 2.98 | 26 | 0 | 17 | 67 | 0 | 0 | 2.98 | 2.98
1191 | 240 | 0.24 | 0% | 0.24 | 80 | 175 | 5.58 | 48 | 0 | 32 | 127 | 0 | 0 | 5.58 | 5.58
1192 | 60 | 0.06 | 0% | 0.06 | 20 | 44 | 1.4 | 12 | 0 | 8 | 32 | 0 | 0 | 1.4 | 1.4
1193 | 4140 | 4.14 | 0% | 4.14 | 630 | 3022 | 96.31 | 630 | 0 | 0 | 2392 | 0 | 0 | 96.31 | 96.31
1194 | 595 | 0.595 | 17.65% | 0.70002 | 233 | 511 | 16.29 | 140 | 0 | 93 | 371 | 0 | 0 | 16.29 | 16.29
1195 | 760 | 0.76 | 3% | 0.7828 | 261 | 571 | 18.21 | 157 | 0 | 104 | 414 | 0 | 0 | 18.21 | 18.21
1196 | 11395 | 11.395 | 0% | 11.395 | 3798 | 8318 | 265.09 | 2279 | 0 | 1519 | 6039 | 0 | 0 | 265.09 | 265.09
1197 | 1636 | 1.636 | 0% | 1.636 | 545 | 1194 | 38.06 | 327 | 0 | 218 | 867 | 0 | 0 | 38.06 | 38.06
1198 | 1395 | 1.395 | 0% | 1.395 | 465 | 1018 | 32.45 | 279 | 0 | 186 | 739 | 0 | 0 | 32.45 | 32.45
1199 | 2000 | 2 | 0% | 2 | 667 | 1460 | 46.53 | 400 | 0 | 267 | 1060 | 0 | 0 | 46.53 | 46.53
1200 | 2600 | 2.6 | 0% | 2.6 | 867 | 1898 | 60.49 | 520 | 0 | 347 | 1378 | 0 | 0 | 60.49 | 60.49
1201 | 876 | 0.876 | 0% | 0.876 | 292 | 639 | 20.38 | 175 | 0 | 117 | 464 | 0 | 0 | 20.38 | 20.38
1202 | 20 | 0.02 | 0% | 0.02 | 7 | 15 | 0.47 | 4 | 0 | 3 | 11 | 0 | 0 | 0.47 | 0.47
1203 | 134 | 0.134 | 0% | 0.134 | 45 | 98 | 3.12 | 27 | 0 | 18 | 71 | 0 | 0 | 3.12 | 3.12
1204 | 3817 | 3.817 | 0% | 3.817 | 1272 | 2786 | 88.8 | 763 | 0 | 509 | 2023 | 0 | 0 | 88.8 | 88.8
1205 | 40 | 0.04 | 0% | 0.04 | 13 | 29 | 0.93 | 8 | 0 | 5 | 21 | 0 | 0 | 0.93 | 0.93
1206 | 1632 | 1.632 | 0% | 1.632 | 8 | 1191 | 37.97 | 8 | 0 | 0 | 1183 | 0 | 0 | 37.97 | 37.97
1207 | 11 | 0.011 | 0% | 0.011 | 4 | 8 | 0.26 | 2 | 0 | 2 | 6 | 0 | 0 | 0.26 | 0.26
1208 | 3957 | 3.957 | 0% | 3.957 | 1319 | 2889 | 92.06 | 791 | 0 | 528 | 2098 | 0 | 0 | 92.06 | 92.06
|  |  |  | 1st Block | Additional
| Annual | Monthly | Customer | Energy | Energy | Monthly | Annual
Rate Code | Energy | Energy | Charge | Charge | Charge | Charge | Charge
1209 | 105.12 | 9 | 21.9953 | 0 | 0 | 21.9953 | 263.9437 | [6 empty] | 21.9953 | 21.9953
1210 | 3817 | 3.817 | 0% | 3.817 | 1272 | 2786 | 88.8 | 763 | 0 | 509 | 2023 | 0 | 0 | 88.8 | 88.8
1211 | 425 | 0.425 | 0% | 0.425 | 142 | 310 | 9.89 | 85 | 0 | 57 | 225 | 0 | 0 | 17.51 | 9.89
1212 | 6000 | 6 | 0% | 6 | 2000 | 4380 | 139.58 | 1200 | 0 | 800 | 3180 | 0 | 0 | 139.58 | 139.58
1213 | 97 | 0.097 | 0% | 0.097 | 32 | 71 | 2.26 | 19 | 0 | 13 | 52 | 0 | 0 | 2.26 | 2.26
1214 | 918 | 0.918 | 0% | 0.918 | 306 | 670 | 21.36 | 184 | 0 | 122 | 486 | 0 | 0 | 21.36 | 21.36
1215 | 720 | 0.72 | 0% | 0.72 | 240 | 526 | 16.75 | 144 | 0 | 96 | 382 | 0 | 0 | 16.75 | 16.75
| 72 | 0.072 | 0% | 0.072 | 22 | 53 | 1.67 | 14 | 0 | 8 | 39 | 0 | 0 | 1.67 | 1.67
| 350 | 0.35 | 14.29% | 0.4 | 133 | 292 | 9.31 | 80 | 0 | 53 | 212 | 0 | 0 | 9.31 | 9.31
| 500 | 0.5 | 10% | 0.55 | 183 | 402 | 12.8 | 110 | 0 | 73 | 292 | 0 | 0 | 12.8 | 12.8
1216 | 922 |  |  |  | 338 | 747 |  |  |  | 134 | 543 | 0 | 0 | 23.78 | 23.78
1217 | 805 | 0.805 | 0% | 0.805 | 122 | 588 | 18.73 | 122 | 0 | 0 | 466 | 0 | 0 | 18.73 | 18.73
562 | 150 | 0.15 | 0% | 0.15 | 50 | 110 | 3.49 | 30 | 0 | 20 | 80 | 0 | 0 | 3.49 | 3.49
563 | 60 | 0.06 | 0% | 0.06 | 20 | 44 | 1.4 | 12 | 0 | 8 | 32 | 0 | 0 | 1.4 | 1.4
1218 | 875 | 0.875 | 14.3% | 1.0001 | 304 | 730 | 23.27 | 200 | 0 | 104 | 530 | 0 | 0 | 23.27 | 23.27
1219 | 50 | 0.05 | 0% | 0.05 | 17 | 37 | 1.16 | 10 | 0 | 7 | 27 | 0 | 0 | 1.16 | 1.16
564 | 28 | 0.028 | 0% | 0.028 | 9 | 20 | 0.65 | 6 | 0 | 3 | 14 | 0 | 0 | 0.65 | 0.65
565 | 86 | 0.086 | 0% | 0.086 | 29 | 63 | 2 | 17 | 0 | 12 | 46 | 0 | 0 | 2 | 2
566 | 93 | 0.093 | 0% | 0.093 | 31 | 68 | 2.16 | 19 | 0 | 12 | 49 | 0 | 0 | 2.16 | 2.16
567 | 100 | 0.1 | 0% | 0.1 | 33 | 73 | 2.33 | 20 | 0 | 13 | 53 | 0 | 0 | 2.33 | 2.33
568 | 116 | 0.116 | 0% | 0.116 | 39 | 85 | 2.7 | 23 | 0 | 16 | 62 | 0 | 0 | 2.7 | 2.7
569 | 143 | 0.143 | 0% | 0.143 | 48 | 104 | 3.33 | 29 | 0 | 19 | 75 | 0 | 0 | 3.33 | 3.33
570 | 200 | 0.2 | 0% | 0.2 | 67 | 146 | 4.65 | 40 | 0 | 27 | 106 | 0 | 0 | 4.65 | 4.65
571 | 201 | 0.201 | 0% | 0.201 | 67 | 147 | 4.68 | 40 | 0 | 27 | 107 | 0 | 0 | 4.68 | 4.68
572 | 250 | 0.25 | 0% | 0.25 | 83 | 183 | 5.82 | 50 | 0 | 33 | 133 | 0 | 0 | 5.82 | 5.82
1220 | 25 | 0.025 | 0% | 0.025 | 1 | 18 | 0.58 | 1 | 0 | 0 | 17 | 0 | 0 | 0.58 | 0.58
| 350 | 0.35 | 14.3% | 0.40005 | 133 | 292 | 9.31 | 80 | 0 | 53 | 212 | 0 | 0 | 9.31 | 9.31
| 50 | 0.05 | 0% | 0.05 | 17 | 37 | 1.16 | 10 | 0 | 7 | 27 | 0 | 0 | 1.16 | 1.16
1221 | 400 |  |  |  |  | 329 | [7 empty] | 10.47 | 10.47
1222 | 2800 | 2.8 | 0% | 2.8 | 933 | 2044 | 65.14 | 560 | 0 | 373 | 1484 | 0 | 0 | 65.14 | 65.14
1223 | 46 | 0.046 | 0% | 0.046 | 15 | 34 | 1.07 | 9 | 0 | 6 | 25 | 0 | 0 | 1.07 | 1.07
1224 | 1800 | 1.8 | 8.7% | 1.9566 | 652 | 1428 | 45.52 | 391 | 0 | 261 | 1037 | 0 | 0 | 45.52 | 45.52
1225 | 20.27 | 0.02027 | 0% | 0.02027 | 7 | 15 | 0.47 | 4 | 0 | 3 | 11 | 0 | 0 | 0.47 | 0.47
1226 | 1219 | 1.219 | 0% | 1.219 | 406 | 890 | 28.36 | 244 | 0 | 162 | 646 | 0 | 0 | 28.36 | 28.36
| 3400 | 3.4 | 0% | 3.4 | 1133 | 2482 | 79.1 | 680 | 0 | 453 | 1802 | 0 | 0 | 79.1 | 79.1
| 1200 | 1.2 | 0% | 1.2 | 400 | 876 | 27.92 | 240 | 0 | 160 | 636 | 0 | 0 | 27.92 | 27.92
1227 | 4600 |  |  |  |  | 3358 | [7 empty] | 107.02 | 107.02
| 1000 | 1 | 0% | 1 | 333 | 730 | 23.26 | 200 | 0 | 133 | 530 | 0 | 0 | 23.26 | 23.26
| 1200 | 1.2 | 0% | 1.2 | 400 | 876 | 27.92 | 240 | 0 | 160 | 636 | 0 | 0 | 27.92 | 27.92
1228 | 2200 |  |  |  | 733 | 1606 | [7 empty] | 51.18 | 51.18
1229 | 800 | 0.8 | 27.27% | 1.0182 | 339 | 743 | 23.69 | 204 | 0 | 135 | 539 | 0 | 0 | 23.69 | 23.69
1230 | 150 | 0.15 | 0% | 0.15 | 37 | 110 | 3.49 | 30 | 0 | 7 | 80 | 0 | 0 | 3.49 | 3.49
|  |  |  | 1st Block | Additional
| Annual | Monthly | Customer | Energy | Energy | Monthly | Annual
Rate Code | Energy | Energy | Charge | Charge | Charge | Charge | Charge
1231 | 255 | 21 | 21.9953 | 0 | 0 | 21.9953 | 263.9437 | [6 empty] | 21.9953 | 21.9953
1232 | 1800 | 1.8 | 0% | 1.8 | 600 | 1314 | 41.87 | 360 | 0 | 240 | 954 | 0 | 0 | 41.87 | 41.87
1233 | 288 | 0.288 | 0% | 0.288 | 71 | 210 | 6.7 | 58 | 0 | 13 | 152 | 0 | 0 | 6.7 | 6.7
1234 | 1000 | 1 | 10% | 1.1 | 271 | 803 | 25.59 | 220 | 0 | 51 | 583 | 0 | 0 | 25.59 | 25.59
573 | 52 | 0.052 | 0% | 0.052 | 17 | 38 | 1.21 | 10 | 0 | 7 | 28 | 0 | 0 | 1.21 | 1.21
574 | 140 | 0.14 | 0% | 0.14 | 47 | 102 | 3.26 | 28 | 0 | 19 | 74 | 0 | 0 | 3.26 | 3.26
575 | 185 | 0.185 | 0% | 0.185 | 62 | 135 | 4.3 | 37 | 0 | 25 | 98 | 0 | 0 | 4.3 | 4.3
1235 | 1219 | 1.219 | 0% | 1.219 | 406 | 890 | 28.36 | 244 | 0 | 162 | 646 | 0 | 0 | 28.36 | 28.36
530 | 4.6 | 0.0046 | 0% | 0.0046 | 2 | 3 | 0.11 | 1 | 0 | 1 | 2 | 0 | 0 | 0.11 | 0.11 |  | 530 | 3 | 0.27
531 | 7.5 | 0.0075 | 0% | 0.0075 | 3 | 5 | 0.17 | 2 | 0 | 1 | 3 | 0 | 0 | 0.17 | 0.17 |  | 531 | 5 | 0.45
1236 | 696 | 0.696 | 10% | 0.7656 | 256 | 559 | 17.81 | 153 | 0 | 103 | 406 | 0 | 0 | 17.81 | 17.81
1237 | 77.8 | 0.0778 | 0% | 0.0778 | 19 | 57 | 1.81 | 16 | 0 | 3 | 41 | 0 | 0 | 1.81 | 1.81
576 | 95 | 0.095 | 0% | 0.095 | 32 | 69 | 2.21 | 19 | 0 | 13 | 50 | 0 | 0 | 2.21 | 2.21
577 | 155 | 0.155 | 0% | 0.155 | 52 | 113 | 3.61 | 31 | 0 | 21 | 82 | 0 | 0 | 3.61 | 3.61
307 | 70 | 0.07 | 29.12% | 0.090384 | 30 | 66 | 2.1 | 18 | 0 | 12 | 48 | 0 | 0 | 2.1 | 2.1
308 | 100 | 0.1 | 29.12% | 0.12912 | 43 | 94 | 3 | 26 | 0 | 17 | 68 | 0 | 0 | 3 | 3
331 | 70 | 0.07 | 30.45% | 0.091315 | 30 | 67 | 2.12 | 18 | 0 | 12 | 49 | 0 | 0 | 2.12 | 2.12
333 | 175 | 0.175 | 30% | 0.2275 | 76 | 166 | 5.29 | 46 | 0 | 30 | 120 | 0 | 0 | 5.29 | 5.29
1238 | 104 | 0.104 | 0% | 0.104 | 35 | 76 | 2.42 | 21 | 0 | 14 | 55 | 0 | 0 | 2.42 | 2.42
1239 | 720 | 0.72 | 0% | 0.72 | 240 | 526 | 16.75 | 144 | 0 | 96 | 382 | 0 | 0 | 16.75 | 16.75
1240 | 900 | 0.9 | 0% | 0.9 | 300 | 657 | 20.94 | 180 | 0 | 120 | 477 | 0 | 0 | 20.94 | 20.94
1241 | 810 | 0.81 | 0% | 0.81 | 159 | 591 | 18.84 | 159 | 0 | 0 | 432 | 0 | 0 | 18.84 | 18.84
1242 | 250 | 0.25 | 0% | 0.25 | 83 | 183 | 5.82 | 50 | 0 | 33 | 133 | 0 | 0 | 5.82 | 5.82
578 | 75 | 0.075 | 0% | 0.075 | 25 | 55 | 1.74 | 15 | 0 | 10 | 40 | 0 | 0 | 1.74 | 1.74
536 | 105 | 0.105 | 0% | 0.105 | 35 | 77 | 2.44 | 21 | 0 | 14 | 56 | 0 | 0 | 2.43 | 2.44
579 | 138 | 0.138 | 0% | 0.138 | 46 | 101 | 3.21 | 28 | 0 | 18 | 73 | 0 | 0 | 3.21 | 3.21
580 | 140 | 0.14 | 0% | 0.14 | 47 | 102 | 3.26 | 28 | 0 | 19 | 74 | 0 | 0 | 3.26 | 3.26
581 | 185 | 0.185 | 0% | 0.185 | 62 | 135 | 4.3 | 37 | 0 | 25 | 98 | 0 | 0 | 4.3 | 4.3
1243 | 518.4 | 0.5184 | 0% | 0.5184 | 71 | 378 | 12.06 | 71 | 0 | 0 | 307 | 0 | 0 | 12.06 | 12.06
1244 | 561.6 | 0.5616 | 42.35% | 0.79943 | 266 | 584 | 18.6 | 160 | 0 | 106 | 424 | 0 | 0 | 18.6 | 18.6
1245 | 256 | 0.256 | 0% | 0.256 | 93 | 187 | 5.96 | 51 | 0 | 42 | 136 | 0 | 0 | 5.96 | 5.96
1246 | 85 | 0.085 | 0% | 0.085 | 62 | 62 | 1.98 | 17 | 0 | 45 | 45 | 0 | 0 | 1.98 | 1.98
582 | 54 | 0.054 | 0% | 0.054 | 18 | 39 | 1.26 | 11 | 0 | 7 | 28 | 0 | 0 | 1.26 | 1.26
583 | 175 | 0.175 | 0% | 0.175 | 58 | 128 | 4.07 | 35 | 0 | 23 | 93 | 0 | 0 | 4.07 | 4.07
1247 | 85 | 0.085 | 0% | 0.085 | 100 | 62 | 1.98 | 17 | 0 | 83 | 45 | 0 | 0 | 1.98 | 1.98
1248 | 516 | 0.516 | 0% | 0.516 | 172 | 377 | 12 | 103 | 0 | 69 | 274 | 0 | 0 | 12 | 12
1249 | 12000 | 12 | 0% | 12 | 8760 | 8760 | 279.17 | 2400 | 0 | 6360 | 6360 | 0 | 0 | 279.17 | 279.17
549 | 80 | 0.08 | 0% | 0.08 | 27 | 58 | 1.86 | 16 | 0 | 11 | 42 | 0 | 0 | 1.86 | 1.86
582 | 54 | 0.054 | 0% | 0.054 | 18 | 39 | 1.26 | 11 | 0 | 7 | 28 | 0 | 0 | 1.26 | 1.26
584 | 46 | 0.046 | 0% | 0.046 | 15 | 34 | 1.07 | 9 | 0 | 6 | 25 | 0 | 0 | 1.07 | 1.07
585 | 69 | 0.069 | 0% | 0.069 | 23 | 50 | 1.61 | 14 | 0 | 9 | 36 | 0 | 0 | 1.61 | 1.61
586 | 108 | 0.108 | 0% | 0.108 | 36 | 79 | 2.51 | 22 | 0 | 14 | 57 | 0 | 0 | 2.51 | 2.51
587 | 158 | 0.158 | 0% | 0.158 | 53 | 115 | 3.68 | 32 | 0 | 21 | 83 | 0 | 0 | 3.68 | 3.68
588 | 45 | 0.045 | 0% | 0.045 | 15 | 33 | 1.05 | 9 | 0 | 6 | 24 | 0 | 0 | 1.05 | 1.05
1250 | 1800 | 1.8 | 0% | 1.8 | 1314 | 1314 | 41.87 | 360 | 0 | 954 | 954 | 0 | 0 | 41.87 | 41.87
1251 | 110 | 0.11 | 0% | 0.11 | 80 | 80 | 2.56 | 22 | 0 | 58 | 58 | 0 | 0 | 2.56 | 2.56
520 | 5 | 0.005 | 0% | 0.005 | 4 | 4 | 0.12 | 1 | 0 | 3 | 3 | 0 | 0 | 0.12 | 0.12
521 | 10 | 0.01 | 0% | 0.01 | 4 | 7 | 0.23 | 2 | 0 | 2 | 5 | 0 | 0 | 0.23 | 0.23
522 | 22 | 0.022 | 0% | 0.022 | 2 | 16 | 0.51 | 2 | 0 | 0 | 14 | 0 | 0 | 0.51 | 0.51
523 | 12 | 0.012 | 0% | 0.012 | 3 | 9 | 0.28 | 2 | 0 | 1 | 7 | 0 | 0 | 0.28 | 0.28
524 | 13 | 0.013 | 0% | 0.013 | 1 | 9 | 0.3 | 1 | 0 | 0 | 8 | 0 | 0 | 0.3 | 0.3
525 | 6 | 0.006 | 0% | 0.006 | 1 | 4 | 0.14 | 1 | 0 | 0 | 3 | 0 | 0 | 0.14 | 0.14
526 | 10 | 0.01 | 0% | 0.01 | 3 | 7 | 0.23 | 2 | 0 | 1 | 5 | 0 | 0 | 0.23 | 0.23
527 | 5 | 0.005 | 0% | 0.005 | 4 | 4 | 0.12 | 1 | 0 | 3 | 3 | 0 | 0 | 0.12 | 0.12
1252 | 393.6 | 0.3936 | 0% | 0.3936 | 131 | 287 | 9.16 | 79 | 0 | 52 | 208 | 0 | 0 | 9.16 | 9.16
1231 | 48.6 | 0.0486 | 0% | 0.0486 | 16 | 35 | 1.13 | 10 | 0 | 6 | 25 | 0 | 0 | 1.13 | 1.13
1253 | 15 | 0.015 | 0% | 0.015 | 5 | 11 | 0.35 | 3 | 0 | 2 | 8 | 0 | 0 | 0.35 | 0.35
1254 | 1000 | 1 | 0% | 1 | 304 | 730 | 23.26 | 200 | 0 | 104 | 530 | 0 | 0 | 23.26 | 0
1255 | 440 | 0.44 | 0% | 0.44 | 147 | 321 | 10.24 | 88 | 0 | 59 | 233 | 0 | 0 | 10.24 | 10.24
1256 | 9.2 | 0.0092 | 0% | 0.0092 | 7 | 7 | 0.21 | 2 | 0 | 5 | 5 | 0 | 0 | 0.21 | 0.21
1257 | 249.6 | 0.2496 | 0% | 0.2496 | 128 | 182 | 5.81 | 50 | 0 | 78 | 132 | 0 | 0 | 5.81 | 5.81
590 | 90 | 0.09 | 0% | 0.09 | 30 | 66 | 2.09 | 18 | 0 | 12 | 48 | 0 | 0 | 2.09 | 2.09
| 174 | 0.174 | 0% | 0.174 | 58 | 127 | 4.05 | 35 | 0 | 23 | 92 | 0 | 0 | 4.05 | 4.05
| 60 | 0.06 | 0% | 0.06 | 20 | 44 | 1.4 | 12 | 0 | 8 | 32 | 0 | 0 | 1.4 | 1.4
1258 | 234 |  |  |  | 78 | [8 empty] | 5.45 | 5.45
1259 | 1440 | 1.44 | 0% | 1.44 | 1051 | 1051 | 33.5 | 288 | 0 | 763 | 763 | 0 | 0 | 33.5 | 33.5
1260 | 1800 | 1.8 | 0% | 1.8 | 600 | 1314 | 41.87 | 360 | 0 | 240 | 954 | 0 | 0 | 41.87 | 41.87
1261 | 700 | 0.7 | 0% | 0.7 | 117 | 511 | 16.28 | 117 | 0 | 0 | 394 | 0 | 0 | 16.28 | 16.28
1262 | 320 | 0.32 | 0% | 0.32 | 107 | 234 | 7.44 | 64 | 0 | 43 | 170 | 0 | 0 | 7.44 | 7.44
1263 | 2000 | 2 | 0% | 2 | 122 | 1460 | 46.53 | 122 | 0 | 0 | 1338 | 0 | 0 | 46.53 | 46.53
200 | 100 | 0.1 | 29% | 0.129 | 43 | 94 | 3 | 26 | 0 | 17 | 68 | 0 | 0 | 3 | 3
1264 | 189 | 0.189 | 0% | 0.189 | 37 | 138 | 4.4 | 37 | 0 | 0 | 101 | 0 | 0 | 4.4 | 4.4
1265 | 580 | 0.58 | 0% | 0.58 | 194 | 423 | 13.49 | 116 | 0 | 78 | 307 | 0 | 0 | 13.49 | 13.49
1266 | 800 | 0.8 | 0% | 0.8 | 100 | 584 | 18.61 | 100 | 0 | 0 | 484 | 0 | 0 | 18.61 | 18.61
1267 | 80 | 0.08 | 0% | 0.08 | 27 | 58 | 1.86 | 16 | 0 | 11 | 42 | 0 | 0 | 1.86 | 1.86
1268 | 912 | 0.912 | 0% | 0.912 | 555 | 666 | 21.22 | 182 | 0 | 373 | 484 | 0 | 0 | 21.22 | 21.22
514 | 300 | 0.3 | 0% | 0.3 | 73 | 219 | 6.98 | 60 | 0 | 13 | 159 | 0 | 0 | 6.98 | 6.98
516 | 129 | 0.129 | 0% | 0.129 | 31 | 94 | 3 | 26 | 0 | 5 | 68 | 0 | 0 | 3 | 3
835 | 44.8 | 0.0448 | 0% | 0.0448 | 15 | 33 | 1.04 | 9 | 0 | 6 | 24 | 0 | 0 | 1.04 | 1.04
1269 | 59 | 0.059 | 0% | 0.059 | 43 | 43 | 1.37 | 12 | 0 | 31 | 31 | 0 | 0 | 1.37 | 1.37
1270 | 232.49 | 0.23249 | 0% | 0.23249 | 85 | 170 | 5.41 | 46 | 0 | 39 | 124 | 0 | 0 | 5.41 | 5.41
1271 | 128 | 0.128 | 0% | 0.128 | 43 | 93 | 2.98 | 26 | 0 | 17 | 67 | 0 | 0 | 2.98 | 2.98
1272 | 900 | 0.9 | 0% | 0.9 | 274 | 657 | 20.94 | 180 | 0 | 94 | 477 | 0 | 0 | 20.94 | 20.94
1273 | 460 | 0.46 | 0% | 0.46 | 336 | 336 | 10.7 | 92 | 0 | 244 | 244 | 0 | 0 | 10.7 | 10.7
1274 | 216 | 0.216 | 0% | 0.216 | 66 | 158 | 5.02 | 43 | 0 | 23 | 115 | 0 | 0 | 5.02 | 5.02
1275 | 1000 | 1 | 0% | 1 | 333 | 730 | 23.26 | 200 | 0 | 133 | 530 | 0 | 0 | 23.26 | 23.26
1276 | 1138.5 | 1.1385 | 0% | 1.1385 | 380 | 831 | 26.49 | 228 | 0 | 152 | 603 | 0 | 0 | 26.49 | 26.49
1277 | 304.7 | 0.3047 | 0% | 0.3047 | 222 | 222 | 7.09 | 61 | 0 | 161 | 161 | 0 | 0 | 7.09 | 7.09
1278 | 14400 | 14.4 | 0% | 14.4 | 10512 | 10512 | 335 | 2880 | 0 | 7632 | 7632 | 0 | 0 | 335 | 335
1279 | 1064 | 1.064 | 0% | 1.064 | 777 | 777 | 24.75 | 213 | 0 | 564 | 564 | 0 | 0 | 24.75 | 24.75
1280 | 2600 | 2.6 | 0% | 2.6 | 867 | 1898 | 60.49 | 520 | 0 | 347 | 1378 | 0 | 0 | 60.49 | 60.49
1281 | 440 | 0.44 | 0% | 0.44 | 147 | 321 | 10.24 | 88 | 0 | 59 | 233 | 0 | 0 | 10.24 | 10.24
1282 | 720 | 0.72 | 0% | 0.72 | 240 | 526 | 16.75 | 144 | 0 | 96 | 382 | 0 | 0 | 16.75 | 16.75
1283 | 1920 | 1.92 | 0% | 1.92 | 934 | 1402 | 44.67 | 384 | 0 | 550 | 1018 | 0 | 0 | 44.67 | 44.67
1284 | 1800 | 1.8 | 0% | 1.8 | 1314 | 1314 | 41.87 | 360 | 0 | 954 | 954 | 0 | 0 | 41.87 | 41.87
1285 | 34 | 0.034 | 0% | 0.034 | 12 | 25 | 0.79 | 7 | 0 | 5 | 18 | 0 | 0 | 0.79 | 0.79
1286 | 67.5 | 0.0675 | 0% | 0.0675 | 23 | 49 | 1.57 | 14 | 0 | 9 | 35 | 0 | 0 | 1.57 | 1.57
1287 | 150 | 0.15 | 0% | 0.15 | 50 | 110 | 3.49 | 30 | 0 | 20 | 80 | 0 | 0 | 3.49 | 3.49
1288 | 30 | 0.03 | 0% | 0.03 | 22 | 22 | 0.7 | 6 | 0 | 16 | 16 | 0 | 0 | 0.7 | 0.7
1289 | 400 | 0.4 | 0% | 0.4 | 133 | 292 | 9.31 | 80 | 0 | 53 | 212 | 0 | 0 | 9.31 | 9.31
1290 | 742.5 | 0.7425 | 0% | 0.7425 | 407 | 542 | 17.27 | 149 | 0 | 258 | 393 | 0 | 0 | 17.27 | 17.27
1291 | 544 | 0.544 | 0% | 0.544 | 298 | 397 | 12.66 | 109 | 0 | 189 | 288 | 0 | 0 | 12.66 | 12.66
1292 | 720 | 0.72 | 0% | 0.72 | 333 | 526 | 16.75 | 144 | 0 | 189 | 382 | 0 | 0 | 16.75 | 16.75
1293 | 2508 | 2.508 | 0% | 2.508 | 375 | 1831 | 58.35 | 375 | 0 | 0 | 1456 | 0 | 0 | 58.35 | 58.35
1294 | 10560 | 10.56 | 0% | 10.56 | 7709 | 7709 | 245.67 | 2112 | 0 | 5597 | 5597 | 0 | 0 | 245.67 | 245.67
1295 | 7200 | 7.2 | 0% | 7.2 | 3942 | 5256 | 167.5 | 1440 | 0 | 2502 | 3816 | 0 | 0 | 167.5 | 167.5
1296 | 1050 | 1.05 | 0% | 1.05 | 575 | 767 | 24.43 | 210 | 0 | 365 | 557 | 0 | 0 | 24.43 | 24.43
1297 | 380 | 0.38 | 0% | 0.38 | 208 | 277 | 8.84 | 76 | 0 | 132 | 201 | 0 | 0 | 8.84 | 8.84
1298 | 336 | 0.336 | 0% | 0.336 | 184 | 245 | 7.82 | 67 | 0 | 117 | 178 | 0 | 0 | 7.82 | 7.82
1299 | 27 | 0.027 | 0% | 0.027 | 27 | 20 | 0.63 | 5 | 0 | 22 | 15 | 0 | 0 | 0.63 | 0.63
1300 | 544 | 0.544 | 0% | 0.544 | 181 | 397 | 12.66 | 109 | 0 | 72 | 288 | 0 | 0 | 12.66 | 12.66
1301 | 1380 | 1.38 | 0% | 1.38 | 460 | 1007 | 32.1 | 276 | 0 | 184 | 731 | 0 | 0 | 32.1 | 32.1
1302 | 160 | 0.16 | 0% | 0.16 | 88 | 117 | 3.72 | 32 | 0 | 56 | 85 | 0 | 0 | 3.72 | 3.72
1303 | 80 | 0.08 | 0% | 0.08 | 44 | 58 | 1.86 | 16 | 0 | 28 | 42 | 0 | 0 | 1.86 | 1.86
1304 | 76 | 0.076 | 0% | 0.076 | 25 | 55 | 1.77 | 15 | 0 | 10 | 40 | 0 | 0 | 1.77 | 1.77
1305 | 1584 | 1.584 | 0% | 1.584 | 1156 | 1156 | 36.85 | 317 | 0 | 839 | 839 | 0 | 0 | 36.85 | 36.85
1306 | 12 | 0.012 | 0% | 0.012 | 9 | 9 | 0.28 | 2 | 0 | 7 | 7 | 0 | 0 | 0.28 | 0.28
1307 | 60 | 0.06 | 0% | 0.06 | 20 | 44 | 1.4 | 12 | 0 | 8 | 32 | 0 | 0 | 1.4 | 1.4
1308 | 1800 | 1.8 | 0% | 1.8 | 600 | 1314 | 41.87 | 360 | 0 | 240 | 954 | 0 | 0 | 41.87 | 41.87
1309 | 300 | 0.3 | 0% | 0.3 | 164 | 219 | 6.98 | 60 | 0 | 104 | 159 | 0 | 0 | 6.98 | 6.98
1310 | 60 | 0.06 | 0% | 0.06 | 20 | 44 | 1.4 | 12 | 0 | 8 | 32 | 0 | 0 | 1.4 | 1.4
1311 | 2400 | 2.4 | 0% | 2.4 | 1752 | 1752 | 55.83 | 480 | 0 | 1272 | 1272 | 0 | 0 | 55.83 | 55.83
1312 | 60 | 0.06 | 0% | 0.06 | 44 | 44 | 1.4 | 12 | 0 | 32 | 32 | 0 | 0 | 1.4 | 1.4
1313 | 546.36 | 0.54636 | 0% | 0.54636 | 299 | 399 | 12.71 | 109 | 0 | 190 | 290 | 0 | 0 | 12.71 | 12.71
1314 | 748 | 0.748 | 0% | 0.748 | 546 | 546 | 17.4 | 150 | 0 | 396 | 396 | 0 | 0 | 17.4 | 17.4
1315 | 2936 | 2.936 | 0% | 2.936 | 1607 | 2143 | 68.3 | 587 | 0 | 1020 | 1556 | 0 | 0 | 68.3 | 68.3
1316 | 900 | 0.9 | 0% | 0.9 | 493 | 657 | 20.94 | 180 | 0 | 313 | 477 | 0 | 0 | 20.94 | 20.94
| 2000 | 2 | 0% | 2 | 667 | 1460 | 46.53 | 400 | 0 | 267 | 1060 | 0 | 0 | 46.53 | 46.53
| 500 | 0.5 | 0% | 0.5 | 365 | 365 | 11.63 | 100 | 0 | 265 | 265 | 0 | 0 | 11.63 | 11.63
| 70 | 0.07 | 0% | 0.07 | 13 | 51 | 1.63 | 13 | 0 | 0 | 38 | 0 | 0 | 1.63 | 1.63
| 41 | 0.041 | 0% | 0.041 | 1 | 30 | 0.95 | 1 | 0 | 0 | 29 | 0 | 0 | 0.95 | 0.95
1317 | 2611 | 2.611 | 0% | 2.611 | 1046 | 1906 | 60.74 | 514 | 0 | 532 | 1392 | 0 | 0 | 60.74 | 60.74
1318 | 360 | 0.36 | 0% | 0.36 | 263 | 263 | 8.37 | 72 | 0 | 191 | 191 | 0 | 0 | 8.37 | 8.37
1319 | 1363.3 | 1.3633 | 0% | 1.3633 | 456 | 995 | 31.72 | 273 | 0 | 183 | 722 | 0 | 0 | 31.72 | 31.72
1320 | 400 | 0.4 | 12.5% | 0.45 | 150 | 329 | 10.47 | 90 | 0 | 60 | 239 | 0 | 0 | 10.47 | 10.47
1321 | 698.5 | 0.6985 | 0% | 0.6985 | 510 | 510 | 16.25 | 140 | 0 | 370 | 370 | 0 | 0 | 16.25 | 16.25
1322 | 30 | 0.03 | 0% | 0.03 | 10 | 22 | 0.7 | 6 | 0 | 4 | 16 | 0 | 0 | 0.7 | 0.7
1323 | 1528.2 | 1.5282 | 0% | 1.5282 | 186 | 1116 | 35.55 | 186 | 0 | 0 | 930 | 0 | 0 | 35.55 | 35.55
1324 | 336 | 0.336 | 33.93% | 0.45 | 164 | 329 | 10.47 | 90 | 0 | 74 | 239 | 0 | 0 | 10.47 | 10.47
1325 | 122 | 0.122 | 0% | 0.122 | 89 | 89 | 2.84 | 24 | 0 | 65 | 65 | 0 | 0 | 2.84 | 2.84
1326 | 692 | 0.692 | 0% | 0.692 | 505 | 505 | 16.1 | 138 | 0 | 367 | 367 | 0 | 0 | 16.1 | 16.1
1327 | 40 | 0.04 | 0% | 0.04 | 29 | 29 | 0.93 | 8 | 0 | 21 | 21 | 0 | 0 | 0.93 | 0.93
1328 | 14.4 | 0.0144 | 0% | 0.0144 | 11 | 11 | 0.33 | 3 | 0 | 8 | 8 | 0 | 0 | 0.33 | 0.33
1329 | 3600 | 3.6 | 0% | 3.6 | 2628 | 2628 | 83.75 | 720 | 0 | 1908 | 1908 | 0 | 0 | 83.75 | 83.75
1330 | 1836 | 1.836 | 0% | 1.836 | 612 | 1340 | 42.71 | 367 | 0 | 245 | 973 | 0 | 0 | 42.71 | 42.71
1331 | 1800 | 1.8 | 0% | 1.8 | 1314 | 1314 | 41.87 | 360 | 0 | 954 | 954 | 0 | 0 | 41.87 | 41.87
1332 | 1056 | 1.056 | 0% | 1.056 | 352 | 771 | 24.57 | 211 | 0 | 141 | 560 | 0 | 0 | 24.57 | 24.57
1333 | 1440 | 1.44 | 0% | 1.44 | 1051 | 1051 | 33.5 | 288 | 0 | 763 | 763 | 0 | 0 | 33.5 | 33.5
1334 | 188 | 0.188 | 0% | 0.188 | 63 | 137 | 4.37 | 38 | 0 | 25 | 99 | 0 | 0 | 4.37 | 4.37
1335 | 1000 | 1 | 12.75% | 1.1275 | 823 | 823 | 26.23 | 226 | 0 | 597 | 597 | 0 | 0 | 26.23 | 26.23
1336 | 4800 | 4.8 | 0% | 4.8 | 3504 | 3504 | 111.67 | 960 | 0 | 2544 | 2544 | 0 | 0 | 111.67 | 111.67
1337 | 120 | 0.12 | 0% | 0.12 | 88 | 88 | 2.79 | 24 | 0 | 64 | 64 | 0 | 0 | 2.79 | 2.79
1337 | 1000 | 1 | 0% | 1 | 333 | 730 | 23.26 | 200 | 0 | 133 | 530 | 0 | 0 | 23.26 | 23.26
1337 | 85 | 0.085 | 0% | 0.085 | 3 | 62 | 1.98 | 3 | 0 | 0 | 59 | 0 | 0 | 1.98 | 1.98
1337 | 1205 | 1.205 |  |  | 424 | 880
1338 | 512 | 0.512 | 0% | 0.512 | 171 | 374 | 11.91 | 102 | 0 | 69 | 272 | 0 | 0 | 11.91 | 11.91
1339 | 513 | 0.513 | 0% | 0.513 | 374 | 374 | 11.93 | 103 | 0 | 271 | 271 | 0 | 0 | 11.93 | 11.93
| 45 | 0.045 | 0% | 0.045 | 45 | 33 | 1.05 | 9 | 0 | 36 | 24 | 0 | 0 | 1.05 | 1.05
| 5 | 0.005 | 0% | 0.005 | 5 | 4 | 0.12 | 1 | 0 | 4 | 3 | 0 | 0 | 0.12 | 0.12
| 7.56 | 0.00756 | 0% | 0.00756 | 7.56 | 6 | 0.18 | 2 | 0 | 5.56 | 4 | 0 | 0 | 0.18 | 0.18
| 55 | 0.055 | 0% | 0.055 | 55 | 40 | 1.28 | 11 | 0 | 44 | 29 | 0 | 0 | 1.28 | 1.28
1340 | 112.56 |  |  |  | 112.56 | 83 | 2.63 | 23 | 0 | 89.56 | 60 | 0 | 0 | 2.63 | 2.63
1341 | 198 | 0.198 | 0% | 0.198 | 66 | 145 | 4.61 | 40 | 0 | 26 | 105 | 0 | 0 | 4.61 | 4.61
1342 | 1240 | 1.24 | 0% | 1.24 | 413 | 905 | 28.85 | 248 | 0 | 165 | 657 | 0 | 0 | 28.85 | 28.85
1343 | 122 | 0.122 | 0% | 0.122 | 89 | 89 | 2.84 | 24 | 0 | 65 | 65 | 0 | 0 | 2.84 | 2.84
| 120 | 0.12 | 0% | 0.12 | 88 | 88 | 2.79 | 24 | 0 | 64 | 64 | 0 | 0 | 2.79 | 2.79
| 1000 | 1 | 0% | 1 | 333 | 730 | 23.26 | 200 | 0 | 133 | 530 | 0 | 0 | 23.26 | 23.26
| 85 | 0.085 | 0% | 0.085 | 3 | 62 | 1.98 | 3 | 0 | 0 | 59 | 0 | 0 | 1.98 | 1.98
1344 | 1205 | 1.205 | 0% | 1.205 | 424 | [8 empty] | 28.03 | 28.03
1345 | 30 | 0.03 | 0% | 0.03 | 22 | 22 | 0.7 | 6 | 0 | 16 | 16 | 0 | 0 | 0.7 | 0.7
| 500 | 0.5 | 0% | 0.5 | 1 | 365 | 11.63 | 1 | 0 | 0 | 364 | 0 | 0 | 11.63 | 11.63
| 10 | 0.01 | 0% | 0.01 | 0 | 7 | 0.23 | 0 | 0 | 0 | 7 | 0 | 0 | 0.23 | 0.23
1346 | 510 |  |  |  | 1 | 372 | [7 empty] | 11.86
1347 | 120 | 0.12 | 0% | 0.12 | 88 | 88 | 2.79 | 24 | 0 | 64 | 64 | 0 | 0 | 2.79 | 2.79
1348 | 1113.6 | 1.1136 | 0% | 1.1136 | 371 | 813 | 25.91 | 223 | 0 | 148 | 590 | 0 | 0 | 25.91 | 25.91
1351 | 22.8 | 0.0228 | 0% | 0.0228 | 8 | 8 | 0.53 | 5 | 0 | 3 | 3 | 0 | 0 | 0.53 | 0.53
1353 | 240 | 0.24 | 0% | 0.24 | 175 | 175 | 5.58 | 48 | 0 | 127 | 127 | 0 | 0 | 5.58 | 5.58
1354 | 1000 | 1 | 0% | 1 | 333 | 333 | 23.26 | 200 | 0 | 133 | 133 | 0 | 0 | 23.26 | 23.26
1355 | 150 | 0.15 | 0% | 0.15 | 50 | 50 | 3.49 | 30 | 0 | 20 | 20 | 0 | 0 | 3.49 | 3.49
1356 | 2070 | 2.07 | 0% | 2.07 | 630 | 630 | 48.16 | 414 | 0 | 216 | 216 | 0 | 0 | 48.16 | 48.16
1358 | 260 | 0.26 | 0% | 0.26 | 87 | 87 | 6.05 | 52 | 0 | 35 | 35 | 0 | 0 | 6.05 | 6.05
1360 | 130 | 0.13 | 0% | 0.13 | 43 | 43 | 3.02 | 26 | 0 | 17 | 17 | 0 | 0 | 3.02 | 3.02
1361 | 300 | 0.3 | 0% | 0.3 | 100 | 100 | 6.98 | 60 | 0 | 40 | 40 | 0 | 0 | 6.98 | 6.98
628 | 65 | 0.065 | 0 | 0.065 | 22 | 47 | 1.51 | 13 | 0 | 9 | 34 | 0 | 0 | 8.69 | 1.51
632 | 1000 | 1 | 0 | 1 | 333 | 730 | 23.26 | 200 | 0 | 133 | 530 | 0 | 0 | 23.26 | 23.26
549 | 80 | 0.08 | 0 | 0.08 | 27 | 58 | 1.86 | 16 | 0 | 11 | 42 | 0 | 0 | 1.86 | 1.86
844 | 220 | 0.22 | 0 | 0.22 | 161 | 161 | 5.12 | 44 | 0 | 117 | 117 | 0 | 0 | 5.12 | 5.12
1120 | 120 | 0.12 | 0 | 0.12 | 49 | 88 | 2.79 | 24 | 0 | 25 | 64 | 0 | 0 | 2.79 | 2.79
1254 | 1000 | 1 | 0 | 1 | 304 | 730 | 23.26 | 200 | 0 | 104 | 530 | 0 | 0 | 23.26 | 0
1255 | 440 | 0.44 | 0 | 0.44 | 147 | 321 | 10.24 | 88 | 0 | 59 | 233 | 0 | 0 | 10.24 | 10.24
1256 | 9.2 | 0.0092 | 0 | 0.0092 | 7 | 7 | 0.21 | 2 | 0 | 5 | 5 | 0 | 0 | 0.21 | 0.21
1349 | 1080 | 1.08 | 0 | 1.08 | 360 | 788 | 25.12 | 216 | 0 | 144 | 572 | 0 | 0 | 25.12 | 25.12
1350 | 500 | 0.5 | 0 | 0.5 | 167 | 365 | 11.63 | 100 | 0 | 67 | 265 | 0 | 0 | 11.63 | 11.63
1352 | 307 | 0.307 | 0 | 0.307 | 102 | 224 | 7.14 | 61 | 0 | 41 | 163 | 0 | 0 | 7.14 | 7.14
1357 | 3220 | 3.22 | 0 | 3.22 | 2351 | 2351 | 74.91 | 644 | 0 | 1707 | 1707 | 0 | 0 | 74.91 | 74.91
1358 | 260 | 0.26 | 0 | 0.26 | 87 | 190 | 6.05 | 52 | 0 | 35 | 138 | 0 | 0 | 6.05 | 6.05
1359 | 3600 | 3.6 | 0 | 3.6 | 2628 | 2628 | 83.75 | 720 | 0 | 1908 | 1908 | 0 | 0 | 83.75 | 83.75
1360 | 130 | 0.13 | 0 | 0.13 | 43 | 95 | 3.02 | 26 | 0 | 17 | 69 | 0 | 0 | 3.02 | 3.02
1361 | 300 | 0.3 | 0 | 0.3 | 100 | 219 | 6.98 | 60 | 0 | 40 | 159 | 0 | 0 | 6.98 | 6.98
1362 | 68 | 0.068 | 0 | 0.068 | 23 | 50 | 1.58 | 14 | 0 | 9 | 36 | 0 | 0 | 1.58 | 1.58
1363 | 1920 | 1.92 | 0 | 1.92 | 1402 | 1402 | 44.67 | 384 | 0 | 1018 | 1018 | 0 | 0 | 44.67 | 44.67
1364 | 936 | 0.936 | 0 | 0.936 | 312 | 683 | 21.77 | 187 | 0 | 125 | 496 | 0 | 0 | 21.77 | 21.77
537 | 170 | 0.17 | 0 | 0.17 | 57 | 124 | 3.95 | 34 | 0 | 23 | 90 | 0 | 0 | 3.97 | 3.95
1365 | 30 | 0.03 | 0 | 0.03 | 10 | 22 | 0.7 | 6 | 0 | 4 | 16 | 0 | 0 | 0.7 | 0.7
1366 | 360 | 0.36 | 0 | 0.36 | 120 | 263 | 8.37 | 72 | 0 | 48 | 191 | 0 | 0 | 8.37 | 8.37
1367 | 50 | 0.05 | 0 | 0.05 | 37 | 37 | 1.16 | 10 | 0 | 27 | 27 | 0 | 0 | 1.16 | 1.16
1368 | 1200 | 1.2 | 0 | 1.2 | 437 | 876 | 27.92 | 240 | 0 | 197 | 636 | 0 | 0 | 27.92 | 27.92
1369 | 3240 | 3.24 | 0 | 3.24 | 2222 | 2365 | 75.37 | 648 | 0 | 1574 | 1717 | 0 | 0 | 75.37 | 75.37
1370 | 120 | 0.12 | 0 | 0.12 | 88 | 88 | 2.79 | 24 | 0 | 64 | 64 | 0 | 0 | 2.79 | 2.79
1371 | 240 | 0.24 | 0 | 0.24 | 175 | 175 | 5.58 | 48 | 0 | 127 | 127 | 0 | 0 | 5.58 | 5.58
1372 | 180 | 0.18 | 0 | 0.18 | 44 | 131 | 4.19 | 36 | 0 | 8 | 95 | 0 | 0 | 4.19 | 4.19
1373 | 1850 | 1.85 | 0 | 1.85 | 1351 | 1351 | 43.04 | 370 | 0 | 981 | 981 | 0 | 0 | 43.04 | 43.04
1374 | 144 | 0.144 | 0 | 0.144 | 35 | 105 | 3.35 | 29 | 0 | 6 | 76 | 0 | 0 | 3.35 | 3.35
1378 | 2315 | 2.315 | 0 | 2.315 | 563 | 1690 | 53.86 | 463 | 0 | 100 | 1227 | 0 | 0 | 53.86 | 53.86 | yes
1382 | 2760 | 2.76 | 0 | 2.76 | 672 | 2015 | 64.21 | 552 | 0 | 120 | 1463 | 0 | 0 | 64.21 | 64.21
0 | 7200 | 7.2 | 0 | 7.2 | 5256 | 5256 | 167.5 | 1440 | 0 | 3816 | 3816 | 0 | 0 | 167.5 | 167.5 | yes
0 | 2420 | 2.42 | 0 | 2.42 | 1767 | 1767 | 56.3 | 484 | 0 | 1283 | 1283 | 0 | 0 | 56.3 | 56.3 | yes
0 | 2880 | 2.88 | 0 | 2.88 | 2102 | 2102 | 67 | 576 | 0 | 1526 | 1526 | 0 | 0 | 67 | 67 | yes
0 | 481.25 | 0.48125 | 0 | 0.48125 | 13 | 351 | 11.2 | 13 | 0 | 0 | 338 | 0 | 0 | 11.2
0 | 22 | 0.022 | 0 | 0.022 | 7 | 16 | 0.51 | 4 | 0 | 3 | 12 | 0 | 0 | 0.51
0 |  | 0 | 0 | 0 | 0 | 0 | 0 | 0 | 0 | 0 | 0 | 0 | 0 | 0
0 |  | 0 | 0 | 0 | 0 | 0 | 0 | 0 | 0 | 0 | 0 | 0 | 0 | 0
0 |  | 0 | 0 | 0 | 0 | 0 | 0 | 0 | 0 | 0 | 0 | 0 | 0 | 0
0 |  | 0 | 0 | 0 | 0 | 0 | 0 | 0 | 0 | 0 | 0 | 0 | 0 | 0
0 |  | 0 | 0 | 0 | 0 | 0 | 0 | 0 | 0 | 0 | 0 | 0 | 0 | 0
0 |  | 0 | 0 | 0 | 0 | 0 | 0 | 0 | 0 | 0 | 0 | 0 | 0 | 0
0 |  | 0 | 0 | 0 | 0 | 0 | 0 | 0 | 0 | 0 | 0 | 0 | 0 | 0
0 |  | 0 | 0 | 0 | 0 | 0 | 0 | 0 | 0 | 0 | 0 | 0 | 0 | 0
0 |  | 0 | 0 | 0 | 0 | 0 | 0 | 0 | 0 | 0 | 0 | 0 | 0 | 0
0 |  | 0 | 0 | 0 | 0 | 0 | 0 | 0 | 0 | 0 | 0 | 0 | 0 | 0
0 |  | 0 | 0 | 0 | 0 | 0 | 0 | 0 | 0 | 0 | 0 | 0 | 0 | 0