## Voltage Cntrl RR
2026 | Embedded Cost of Ancillary Services
TABLE E4-2
NOVA SCOTIA POWER INC.
EMBEDDED COST OF ANCILLARY SERVICES
VOLTAGE CONTROL and REACTIVE SUPPORT SERVICES REVENUE REQUIREMENT
Unit | Generator Nameplate |  |  |  |  | Generator | Fixed | MVAR | Allocation | Allocated | Exciter | Exciter Cost | Total | Unit |  | Ratio of | Exciter | Unit Reactive | Exciter Energy
| Rating |  |  |  |  | Net Book | Charge | Production | to Reactive | Generator | Cost |  | Gen/Exciter | Exciter |  | Exciter to | Capacity | Capacity | Consumption
|  |  |  | Peak | PRACTICAL | Value | Rate | 97 percentile | Power | Cost | Ratio |  | Allocation | Rating |  | Unit | (Note 4) | Factor | Cost
| MVA | MW | MVAR | MW | MVAR | $ |  |  |  | $ |  | $ | $ | kVA | kW | Ratings | $ |  | $
Column | 1 | 2 | 3 | 4 | 5 | 6 | 7 | 8 | 9 | 10 | 11 | 12 | 13 | 14 | 15 | 16 | 17 | 18 | 19
Formula |  |  | (Note 2) | (Note 3) | = sqrt((1*1) - (4*4)) |  |  |  | = (5*5)/(1*1) | = 6*9 |  | = 6*11 | = 7*(10+12) |  |  | = 15/2/1000 | = 6*7*16 |  | = 15/1000*8760*18*T46
Lingan 1 | 177 | 150 | 93.9628 | 161.8 | 71.7618 | 1176071.9888 | 39.5% | 15.5 | 16.44% | 193318.9213 | 8% | 94085.7591 | 113532.0634 | 1430 | 858 | 0.572% | 2657.3859 | 29.41% | 218463.1345
Lingan 2 | 177 | 150 | 93.9628 | 156 | 83.6242 | 1176071.9888 | 39.5% | 13.2 | 22.32% | 262513.0524 | 8% | 94085.7591 | 140865.4821 | 1430 | 858 | 0.572% | 2657.3859 | 8.25% | 61276.751
Lingan 3 | 177 | 150 | 93.9628 | 162 | 71.3092 | 4590513.6722 | 39.5% | 14.5 | 16.23% | 745084.8103 | 8% | 367241.0938 | 439396.6545 | 1430 | 858 | 0.572% | 10372.4657 | 30.05% | 223231.122
Lingan 4 | 177 | 150 | 93.9628 | 162 | 71.3092 | 4590513.6722 | 39.5% | 13.5 | 16.23% | 745084.8103 | 8% | 367241.0938 | 439396.6545 | 1430 | 858 | 0.572% | 10372.4657 | 24.8% | 184225.959
Tufts Cove 1 | 117 | 100 | 60.7371 | 83 | 60.7371 | 559305.8306 | 69.56% | 8.7 | 26.95% | 150725.3422 | 10% | 55930.5831 | 143752.039 | 639.0228 | 383.4137 | 0.3834% | 1491.7056 | 36.13% | 119906.1501
Tufts Cove 2 | 117 | 100 | 60.7371 | 97 | 60.7371 | 782917.0514 | 69.56% | 9.7 | 26.95% | 210985.536 | 8% | 62633.3641 | 190332.1899 | 424.3524 | 254.6115 | 0.2546% | 1386.6277 | 36.11% | 79596.5862
Tufts Cove 3 | 177 | 150 | 93.9628 | 153 | 88.9944 | 1201613.5646 | 69.56% | 22 | 25.28% | 303769.0137 | 8% | 96129.0852 | 278173.3312 | 1968 | 1180.8 | 0.7872% | 6579.851 | 35.88% | 366751.7804
Tufts Cove 4 | 60 | 54 | 26.1534 | 49 | 26.1534 | 10748901.703 | 15.92% | 5.3 | 19% | 2042291.3236 | 8% | 859912.1362 | 461992.4722 | 413.3333 | 248 | 0.4593% | 7858.3082 | 45.24% | 97122.6581
Tufts Cove 5 | 60 | 54 | 26.1534 | 49 | 26.1534 | 7745937.2857 | 15.93% | 4.6 | 19% | 1471728.0843 | 8% | 619674.9829 | 333108.0308 | 413.3333 | 248 | 0.4593% | 5666.0351 | 46.95% | 100799.1128
Tufts Cove 6 | 59.76 | 46 | 38.1478 | 46 | 38.1478 | 12693585.1834 | 18.37% | 4.8 | 40.75% | 5172529.786 | 8% | 1015486.8147 | 1136741.5995 | 413.3333 | 250 | 0.0054348 | 12672.922 | 30.04% | 65009.948
Trenton 5 | 177 | 150 | 93.9628 | 159 | 77.7689 | 5022217.7114 | 120.8% | 16.4 | 19.3% | 969528.9578 | 8% | 401777.4169 | 1656379.8656 | 1402 | 841.2 | 0.5608% | 34019.5832 | 13.46% | 98001.261
Trenton 6 | 188 | 160 | 98.7117 | 160 | 98.7117 | -3117780.1416 | 120.8% | 19.3 | 27.57% | -859541.9223 | 8% | -249422.4113 | -1339500.9516 | 1700 | 1020 | 0.6375% | -24007.7314 | 35.38% | 312379.5949
Pt. Tupper 2 | 177 | 150 | 93.9628 | 155 | 85.4634 | 6315828.7691 | 33.01% | 19.5 | 23.31% | 1472463.6385 | 8% | 505266.3015 | 652908.0253 | 1185.7192 | 711.4315 | 0.4743% | 9889.1103 | 31.77% | 195687.5271
Pt. Aconi 1 | 218 | 185 | 115.3213 | 184 | 115.3213 | 11668113.6498 | 19.06% | 14.5 | 27.98% | 3265176.4041 | 8% | 933449.092 | 800177.0689 | 1800 | 1080 | 0.5838% | 12981.7021 | 36.21% | 338588.8953
Wreck Cove 1 | 112 | 100 | 50.4381 | 106 | 36.1663 | 3458135.3899 | 13.49% | 7.1 | 10.43% | 360590.0104 | 8% | 276650.8312 | 85960.0251 | 575 | 345 | 0.345% | 1609.363 | 0.4034% | 1204.927
Wreck Cove 2 | 112 | 100 | 50.4381 | 106 | 36.1663 | 3458135.3899 | 13.49% | 8.1 | 10.43% | 360590.0104 | 8% | 276650.8312 | 85960.0251 | 575 | 345 | 0.345% | 1609.363 | 17.89% | 53434.8287
Annapolis Tidal (Note 5) | 0 | 0 | 0 | 0 | 0 | 1301939.4554 | 25.16% | 0 | N/A | N/A | N/A | N/A | N/A | N/A | N/A | N/A | N/A | N/A | N/A
Wind (Note 1) | 0 | 0 | 0 | 0 | 0 | 0 |  | 0 | [10 empty] | 0
Other Hydro | 181 | 163 | 78.6893 | 163 | 78.6893 | 26516426.5638 | 16.45% | 18 | 18.9% | 0 | 8% | 2121314.1251 | 348874.171 | 1357.5 | 814.5 | 0.4997% | 21791.2586 | 23% | 162151.8455
Burnside 1 | 35 | 30 | 18.0278 | 30 | 18.0278 | 1952306.8259 | 19.79% | 2.9 | 26.53% | 517958.9538 | 8% | 156184.5461 | 133386.6618 | 169.2935 | 101.5761 | 0.3386% | 1307.9119 | 0.5256% | 462.1907
Burnside 2 | 35 | 30 | 18.0278 | 30 | 18.0278 | 1952306.8259 | 19.79% | 0 | 26.53% | 517958.9538 | 8% | 156184.5461 | 133386.6618 | 169.2935 | 101.5761 | 0.3386% | 1307.9119 | 0.34% | 299.0049
Burnside 3 | 35 | 30 | 18.0278 | 30 | 18.0278 | 1952306.8259 | 19.79% | 1 | 26.53% | 517958.9538 | 8% | 156184.5461 | 133386.6618 | 169.2935 | 101.5761 | 0.3386% | 1307.9119 | 0.4409% | 387.7115
Burnside 4 | 35 | 30 | 18.0278 | 30 | 18.0278 | 1952306.8259 | 19.79% | 0 | 26.53% | 517958.9538 | 8% | 156184.5461 | 133386.6618 | 169.2935 | 101.5761 | 0.3386% | 1307.9119 | 0.3636% | 319.7272
Victoria Junction 1 | 35 | 30 | 18.0278 | 30 | 18.0278 | 1849237.7426 | 17.5% | 4.9 | 26.53% | 490614.095 | 8% | 147939.0194 | 111750.5184 | 169.2935 | 101.5761 | 0.3386% | 1095.7605 | 2.664% | 2342.841
Victoria Junction 2 | 35 | 30 | 18.0278 | 30 | 18.0278 | 1849237.7426 | 17.5% | 4.8 | 26.53% | 490614.095 | 8% | 147939.0194 | 111750.5184 | 169.2935 | 101.5761 | 0.3386% | 1095.7605 | 4.058% | 3568.0419
Tusket 1 (Note 6) | 35 | 30 | 18.0278 | 30.3 | 17.5188 | 2363869.209 | 26.87% | 9.574e-07 | 25.05% | 592240.8971 | 8% | 189109.5367 | 209969.6691 | 169.2935 | 101.5761 | 0.3386% | 2150.8222 | 2.374% | 2087.5693
TOTALS | 2708.76 | 2322 | 1389.4609 | 2362.1 | 1252.9002 | 113760020.726 |  | 228.3 |  | 20512142.6812 |  | 9007832.6183 | 6935066.1001 |  |  |  | 129181.7924 |  | 2687299.1678
NOTES: | [15 empty] | Average Cost of System Losses ($MWh) |  |  | 98.8232
[7 empty] | Total VAR Requirements Mvar (Col. 8 doubled) | [5 empty] | 456.6 |  |  | Confidential
1. Current wind generation does not provide continuous voltage control. IPP embedded in PPA | [6 empty] | Total Reactive Support Costs - (Col.13+Col.17+Col.19) | [5 empty] | 9751547.0603
2. Nameplate based on MVA and rated Power Factor. | [6 empty] | Ratio of VAR Requirements to Sum of Generator VAR Ratings | [5 empty] | 36.44%
3. Gross generator peak capacity. | [6 empty] | Support services to Maritime Link STATCOM benefit | [5 empty] | 554307
4. Value of increased generator capacity required to operate exciter. | [6 empty] | Total Reactive Support Costs | [5 empty] | 4108106.7984
5. Unit not currently available for generation.
6. Tusket CT rebuilt 2019 2020, returned to service Dec 2020

## Regulation RR
2026 | Embedded Cost of Ancillary Services
TABLE E4-3
NOVA SCOTIA POWER INC.
EMBEDDED COST OF ANCILLARY SERVICES
REGULATION REVENUE REQUIREMENT
Unit | Generator | Regulating | Regulating | Time on | Regulating | Ramp | Weighted |  | Net | Fixed |  | Weighted
| Nameplate | Capacity | Ramp | AGC | Capacity | Rate | Capacity | Participation | Book | Charge |  | Annual
| Capacity |  | Rate |  |  | Weighting | to Regulate | Percentage | Value | Rate |  | Cost
| MW | MW | MW/min | Hours | MWh | Factor | MWh |  | $/kW |  | $/kW-yr | $/kW
Column | 1 | 2 | 3 | 4 | 5 | 6 | 7 | 8 | 9 | 10 | 11 | 12
Formula |  | (Note 1) | (Note 2) | (Note 3) | = 2*4 | = 3/(Sum of 3) | = 5*6 | = 7/(Sum of 7) |  |  | = 9*10 | = 8*11
Lingan 1 | 150 | 25 | 1 | 3058.75 | 76468.75 | 0.6579% | 503.0839 | 0.8369% | 320.3659 | 39.5% | 126.5526 | 1.0592
Lingan 2 | 150 | 25 | 1 | 0 | 0 | 0.6579% | 0 | 0% | 320.3659 | 39.5% | 126.5526 | 0
Lingan 3 | 150 | 25 | 1 | 3195 | 79875 | 0.6579% | 525.4934 | 0.8742% | 320.3659 | 39.5% | 126.5526 | 1.1063
Lingan 4 | 150 | 25 | 1 | 3790.25 | 94756.25 | 0.6579% | 623.3964 | 1.037% | 320.3659 | 39.5% | 126.5526 | 1.3124
Tufts Cove 1 | 100 | 10 | 1 | 0 | 0 | 0.6579% | 0 | 0% | 179.9357 | 69.56% | 125.1652 | 0
Tufts Cove 2 | 100 | 11 | 1.5 | 3376 | 37136 | 0.9868% | 366.4737 | 0.6097% | 179.9357 | 69.56% | 125.1652 | 0.76309
Tufts Cove 3 | 150 | 52 | 1.5 | 6379 | 331708 | 0.9868% | 3273.4342 | 5.446% | 179.9357 | 69.56% | 125.1652 | 6.8161
Tufts Cove 4 | 54 | 30 | 10 | 6268.25 | 188047.5 | 6.579% | 12371.5461 | 20.58% | 995.2687 | 15.92% | 158.4336 | 32.6076
Tufts Cove 5 | 54 | 30 | 10 | 6419.75 | 192592.5 | 6.579% | 12670.5592 | 21.08% | 717.2164 | 15.93% | 114.2346 | 24.0791
Tufts Cove 6 | 46 | 0 | 0 | 0 | 0 | 0% | 0 | 0% | 181.3369 | 11.19% | 20.2981 | 0
Trenton 5 | 150 | 30 | 1 | 0 | 0 | 0.6579% | 0 | 0% | 102.3891 | 120.8% | 123.6742 | 0
Trenton 6 | 160 | 25 | 2 | 3926.5 | 98162.5 | 1.316% | 1291.6118 | 2.149% | 102.3891 | 120.8% | 123.6742 | 2.6574
Pt. Tupper 2 | 150 | 70 | 1 | 3633.75 | 254362.5 | 0.6579% | 1673.4375 | 2.784% | 701.7588 | 33.01% | 231.6716 | 6.4495
Pt. Aconi 1 | 185 | 0 | 0 | 0 | 0 | 0% | 0 | 0% | 1802.0253 | 19.06% | 343.4313 | 0
Wreck Cove 1 | 100 | 60 | 15 | 2792.25 | 167535 | 9.868% | 16533.0592 | 27.5% | 1383.2542 | 13.49% | 186.5928 | 51.321
Wreck Cove 2 | 100 | 60 | 15 | 1647.5 | 98850 | 9.868% | 9754.9342 | 16.23% | 1383.2542 | 13.49% | 186.5928 | 30.2807
Annapolis Tidal | 0 | 0 | 0 | 0 | 0 | 0% | 0 | 0% | 1513.8831 | 25.16% | 380.9221 | 0
Other Hydro | 163 | 40 | 20 | 0 | 0 | 13.16% | 0 | 0% | 2323.9638 | 16.45% | 382.2022 | 0
Burnside 1 | 30 | 25 | 10 | 87.5 | 2187.5 | 6.579% | 143.9145 | 0.2394% | 325.3845 | 19.79% | 64.3809 | 0.15414
Burnside 2 | 30 | 25 | 10 | 56 | 1400 | 6.579% | 92.1053 | 0.1532% | 325.3845 | 19.79% | 64.3809 | 0.098648
Burnside 3 | 30 | 25 | 10 | 55 | 1375 | 6.579% | 90.4605 | 0.1505% | 325.3845 | 19.79% | 64.3809 | 0.096886
Burnside 4 | 30 | 25 | 10 | 45.5 | 1137.5 | 6.579% | 74.8355 | 0.1245% | 325.3845 | 19.79% | 64.3809 | 0.080151
Victoria Junction 1 | 30 | 25 | 10 | 45.5 | 1137.5 | 6.579% | 74.8355 | 0.1245% | 308.2063 | 17.5% | 53.9379 | 0.06715
Victoria Junction 2 | 30 | 25 | 10 | 22 | 550 | 6.579% | 36.1842 | 0.0602% | 308.2063 | 17.5% | 53.9379 | 0.032468
Tusket 4 | 30 | 10 | 10 | 17.5 | 175 | 6.579% | 11.5132 | 0.01915% | 492.4728 | 26.87% | 132.3405 | 0.025347
TOTALS | 2322 | 678 | 152 | 44816 | 1627456.5 | 100% | 60110.8783 | 100% |  |  |  | 159.0072
NOTES:
1. Capacity assigned to Automatic Generation Control.
2. Unit tested capability for ramping control
3. Two year average (SCADA records)

## Load Following RR
2026 | Embedded Cost of Ancillary Services
TABLE E4-4
NOVA SCOTIA POWER INC.
EMBEDDED COST OF ANCILLARY SERVICES
LOAD FOLLOWING REVENUE REQUIREMENT
Unit | Type | Net | Fixed |  | Contribution to | Unit | Weighted
|  | Book | Charge |  | Load Following | Contribution | Annual
|  | Value | Rate |  | Winter morning |  | Cost
|  | $/kW |  |  | MW-h |  | $/kW
| Column | 1 | 2 | 3 | 4 | 5 | 6
| Formula |  |  | = 1*2 |  | = 4/(Sum of 4) | = 3*5
Lingan 1 | Thermal | 320.3659 | 39.5% | 126.5526 | 1244 | 8.836% | 11.1828
Lingan 2 | Thermal | 320.3659 | 39.5% | 126.5526 | 1743 | 12.38% | 15.6685
Lingan 3 | Thermal | 320.3659 | 39.5% | 126.5526 | 672 | 4.773% | 6.0409
Lingan 4 | Thermal | 320.3659 | 39.5% | 126.5526 | 933 | 6.627% | 8.3871
Tufts Cove 1 | Thermal | 179.9357 | 69.56% | 125.1652 | 42 | 0.2983% | 0.37342
Tufts Cove 2 | Thermal | 179.9357 | 69.56% | 125.1652 | 510 | 3.623% | 4.5343
Tufts Cove 3 | Thermal | 179.9357 | 69.56% | 125.1652 | 1357 | 9.639% | 12.0649
Tufts Cove 4 | Thermal | 995.2687 | 15.92% | 158.4336 | 0 | 0% | 0
Tufts Cove 5 | Thermal | 717.2164 | 15.93% | 114.2346 | 127 | 0.9021% | 1.0305
Tufts Cove 6 | Thermal | 181.3369 | 18.37% | 33.3117 | 0 | 0% | 0
Trenton 5 | Thermal | 102.3891 | 120.8% | 123.6742 | 773 | 5.491% | 6.7908
Trenton 6 | Thermal | 102.3891 | 120.8% | 123.6742 | 338 | 2.401% | 2.9693
Pt. Tupper 2 | Thermal | 701.7588 | 33.01% | 231.6716 | 830 | 5.896% | 13.6587
Pt. Aconi 1 | Thermal | 1802.0253 | 19.06% | 343.4313 | 705 | 5.008% | 17.1984
Wreck Cove 1 | Hydro | 1383.2542 | 13.49% | 186.5928 | 2782 | 19.76% | 36.8732
Wreck Cove 2 | Hydro | 1383.2542 | 13.49% | 186.5928 | 1280 | 9.092% | 16.9654
Annapolis Tidal | Hydro | 1513.8831 | 25.16% | 380.9221 | 0 | 0% | 0
Other Hydro | Hydro | 2323.9638 | 16.45% | 382.2022 | 654 | 4.646% | 17.7554
Burnside 1 | LFO | 325.3845 | 19.79% | 64.3809 | 35 | 0.2486% | 0.16006
Burnside 2 | LFO | 325.3845 | 19.79% | 64.3809 | 5 | 0.03552% | 0.022866
Burnside 3 | LFO | 325.3845 | 19.79% | 64.3809 | 24 | 0.1705% | 0.10976
Burnside 4 | LFO | 325.3845 | 19.79% | 64.3809 | 24 | 0.1705% | 0.10976
TOTALS |  |  |  |  | 14078 | 100% | 171.896
NOTES:
1. Average one-hour load pickup morning peak November 2023 - March 2024 (SCADA records)

## Spinning Reserve RR
2026 | Embedded Cost of Ancillary Services
TABLE E4-5
NOVA SCOTIA POWER INC.
EMBEDDED COST OF ANCILLARY SERVICES
SPINNING 10 MINUTE RESERVE REVENUE REQUIREMENT
Unit | Type | Generator | Net | Fixed |  | Annual | Time | Average | Equivalent | Unit | Spinning Reserve (10 Minutes)
|  | Nameplate | Book | Charge |  | Generation | Connected | Generation | Availability | Response | Response | Used | Actual | Potential | Total | Unit/Inter. | Weighted
|  | Capacity | Value | Rate |  |  | To Load |  | Factor | Rate | 0 - 10 Min. | Yes = 1 | Recallable Sales | Reserve | Reserve | Contribution | Annual Cost
|  | MW | $/kW |  |  | MW-h | Hours | MW |  | MW/Minute | MW | No = 0 | MWh | MWh | MWh |  | $/kW
| Column | 1 | 2 | 3 | 4 | 5 | 6 | 7 | 8 | 9 | 10 | 11 | 12 | 13 | 14 | 15 | 16
| Formula |  |  |  | = 2*3 | (Note 1) | (Note 2) | = 5/6 | (Note 3) |  | = Min (1,9*10) |  | (Note 4) | = Max (0,Min(1-7,10))*6*11 | = 12+13 | = 14/(Sum of 14) | = 4*15
Lingan 1 | Thermal | 150 | 320.3659 | 39.5% | 126.5526 | 484073.0415 | 5440.475 | 88.9762 | 0.59317 | 1 | 10 | 1 | 0 | 54404.75 | 54404.75 | 5.538% | 7.009
Lingan 2 | Thermal | 150 | 320.3659 | 39.5% | 126.5526 | 144577.4143 | 1662.96 | 86.9398 | 0.5796 | 1 | 10 | 1 | 0 | 16629.6 | 16629.6 | 1.693% | 2.1424
Lingan 3 | Thermal | 150 | 320.3659 | 39.5% | 126.5526 | 508205.1399 | 5756.67 | 88.2811 | 0.58854 | 1 | 10 | 1 | 0 | 57566.7 | 57566.7 | 5.86% | 7.4163
Lingan 4 | Thermal | 150 | 320.3659 | 39.5% | 126.5526 | 416791.2422 | 4869.74 | 85.588 | 0.57059 | 1 | 10 | 1 | 0 | 48697.4 | 48697.4 | 4.957% | 6.2737
Tufts Cove 1 | Thermal | 100 | 179.9357 | 69.56% | 125.1652 | 376185.2699 | 5676.065 | 66.2757 | 0.66276 | 1 | 10 | 0 | 0 | 0 | 0 | 0% | 0
Tufts Cove 2 | Thermal | 100 | 179.9357 | 69.56% | 125.1652 | 390991.7975 | 5616.14 | 69.6193 | 0.69619 | 1.5 | 15 | 1 | 0 | 84242.1 | 84242.1 | 8.576% | 10.7339
Tufts Cove 3 | Thermal | 150 | 179.9357 | 69.56% | 125.1652 | 723364.0257 | 6881.335 | 105.1197 | 0.7008 | 1.5 | 15 | 1 | 0 | 103220.025 | 103220.025 | 10.51% | 13.1521
Tufts Cove 4 | Gas | 54 | 995.2687 | 15.92% | 158.4336 | 267465.6549 | 7672.55 | 34.8601 | 0.64556 | 10 | 32 | 1 | 0 | 146852.0451 | 146852.0451 | 14.95% | 23.685
Tufts Cove 5 | Gas | 54 | 717.2164 | 15.93% | 114.2346 | 277536.3489 | 7787.83 | 35.6372 | 0.65995 | 10 | 32 | 1 | 0 | 143006.4711 | 143006.4711 | 14.56% | 16.6303
Tufts Cove 6 | Thermal | 46 | 181.3369 | 18.37% | 33.3117 | 163523.7306 | 6522.5 | 25.0707 | 0.54502 | 1 | 10 | 1 | 0 | 65225 | 65225 | 6.64% | 2.2119
Trenton 5 | Thermal | 150 | 102.3891 | 120.8% | 123.6742 | 229447.3669 | 2567.895 | 89.3523 | 0.59568 | 1 | 10 | 1 | 0 | 25678.95 | 25678.95 | 2.614% | 3.233
Trenton 6 | Thermal | 160 | 102.3891 | 120.8% | 123.6742 | 635172.2378 | 6121.445 | 103.7618 | 0.64851 | 2 | 20 | 1 | 0 | 122428.9 | 122428.9 | 12.46% | 15.4138
Pt. Tupper 2 | Thermal | 150 | 701.7588 | 33.01% | 231.6716 | 522856.8154 | 5310.025 | 98.466 | 0.65644 | 1 | 10 | 1 | 0 | 53100.25 | 53100.25 | 5.406% | 12.5232
Pt. Aconi 1 | Thermal | 185 | 1802.0253 | 19.06% | 343.4313 | 783260.7121 | 6839.385 | 114.5221 | 0.61904 | 0 | 0 | 0 | 0 | 0 | 0 | 0% | 0
Wreck Cove 1 | Hydro | 100 | 1383.2542 | 13.49% | 186.5928 | 2945.1085 | 1594 | 1.8476 | 0.018476 | 15 | 32 | 1 | 0 | 51008 | 51008 | 5.193% | 9.689
Wreck Cove 2 | Hydro | 100 | 1383.2542 | 13.49% | 186.5928 | 381456.6652 | 2706 | 140.967 | 1.4097 | 15 | 32 | 1 | 0 | 0 | 0 | 0% | 0
Annapolis Tidal | Hydro | 0 | 1513.8831 | 25.16% | 380.9221 | 0 | 0 | 0 | 0 | 0 | 0 | 0 | 0 | 0 | 0 | 0% | 0
Other Hydro | Hydro | 163 | 2323.9638 | 16.45% | 382.2022 | 0 | 0 | 0 | 0 | 20 | 32 | 0 | 0 | 0 | 0 | 0% | 0
Burnside 1 | Diesel | 30 | 325.3845 | 19.79% | 64.3809 | 3613.6838 | 196.54 | 18.3865 | 0.61288 | 10 | 30 | 1 | 0 | 2282.5162 | 2282.5162 | 0.2324% | 0.14959
Burnside 2 | Diesel | 30 | 325.3845 | 19.79% | 64.3809 | 3354.7744 | 173.95 | 19.2859 | 0.64286 | 10 | 30 | 1 | 0 | 1863.7256 | 1863.7256 | 0.1897% | 0.12215
Burnside 3 | Diesel | 30 | 325.3845 | 19.79% | 64.3809 | 2896.3548 | 180.2 | 16.073 | 0.53577 | 10 | 30 | 1 | 0 | 2509.6452 | 2509.6452 | 0.2555% | 0.16448
Burnside 4 | Diesel | 30 | 325.3845 | 19.79% | 64.3809 | 1489.6979 | 93.195 | 15.9847 | 0.53282 | 10 | 30 | 1 | 0 | 1306.1521 | 1306.1521 | 0.133% | 0.085605
Victoria Junction 1 | Diesel | 30 | 308.2063 | 17.5% | 53.9379 | 838.866 | 41.67 | 20.1312 | 0.67104 | 10 | 30 | 1 | 0 | 411.234 | 411.234 | 0.04186% | 0.02258
Victoria Junction 2 | Diesel | 30 | 308.2063 | 17.5% | 53.9379 | 1062.7179 | 63.145 | 16.8298 | 0.56099 | 10 | 30 | 1 | 0 | 831.6321 | 831.6321 | 0.08466% | 0.045664
Tusket 1 | Diesel | 30 | 492.4728 | 26.87% | 132.3405 | 39.9073 | 36.56 | 1.0916 | 0.036385 | 10 | 30 | 1 | 0 | 1056.8927 | 1056.8927 | 0.1076% | 0.14239
0
TOTALS |  | 2322 | 15438.4334 |  |  | 6321148.5735 |  | 1343.0673 |  | 153 |  |  | 0 | 982321.9891 | 982321.9891 | 100% | 130.8459
NOTES:
1. Average 2023- 2024
2. Average 2023 - 2024 (SCADA records)
3. Time available to operate, two year average
4. Non-firm exports assigned to units - this no longer applies because as per regulation can no longer include recallable sales/exports.

## 10M Supp Reserve RR
2026 | Embedded Cost of Ancillary Services
TABLE E4-6
NOVA SCOTIA POWER INC. | [16 empty] | TABLE E4-6
EMBEDDED COST OF ANCILLARY SERVICES
SUPPLEMENTAL 10 MINUTE RESERVE REVENUE REQUIREMENT
Unit | Type | Generator | Net | Fixed |  | Annual | Time | Average | Equivalent | Unit | Supplemental 10 Minute Reserve
|  | Nameplate | Book | Charge |  | Generation | Connected | Generation | Availability | Response | Response | Used | Actual | Potential | Total | Unit/Inter. | Weighted
|  | Capacity | Value | Rate |  |  | To Load |  | Factor | Rate | 0 - 10 Min. | Yes = 1 | Recallable Sales | Reserve | Reserve | Contribution | Annual Cost
|  | MW | $/kW |  |  | MW-h | Hours | MW |  | MW/Minute | MW | No = 0 | MWh | MWh | MWh |  | $/kW
| Column | 1 | 2 | 3 | 4 | 5 | 6 | 7 | 8 | 9 | 10 | 11 | 12 | 13 | 14 | 15 | 16
Thermal = Max (0,Min(1-7,10))*6 *11
| Formula |  |  |  | = 2*3 | (Note 1) | (Note 2) | = 5/6 | (Note 3) | (Note 4) | = Min (1,9*10) |  | (Note 5) | Hyd & Diesel = 1*8*8760 - 5 *11 | = 12+13 | = 14/(Sum of 14) | = 4*15
Lingan 1 | Thermal | 150 | 320.3659 | 39.5% | 126.5526 | 484073.0415 | 5440.475 | 88.9762 | 0.59317 | 1 | 10 | 0 | 0 | 0 | 0 | 0% | 0
Lingan 2 | Thermal | 150 | 320.3659 | 39.5% | 126.5526 | 144577.4143 | 1662.96 | 86.9398 | 0.5796 | 1 | 10 | 0 | 0 | 0 | 0 | 0% | 0
Lingan 3 | Thermal | 150 | 320.3659 | 39.5% | 126.5526 | 508205.1399 | 5756.67 | 88.2811 | 0.58854 | 1 | 10 | 0 | 0 | 0 | 0 | 0% | 0
Lingan 4 | Thermal | 150 | 320.3659 | 39.5% | 126.5526 | 416791.2422 | 4869.74 | 85.588 | 0.57059 | 1 | 10 | 0 | 0 | 0 | 0 | 0% | 0
Tufts Cove 1 | Thermal | 100 | 179.9357 | 69.56% | 125.1652 | 376185.2699 | 5676.065 | 66.2757 | 0.66276 | 1 | 10 | 0 | 0 | 0 | 0 | 0% | 0
Tufts Cove 2 | Thermal | 100 | 179.9357 | 69.56% | 125.1652 | 390991.7975 | 5616.14 | 69.6193 | 0.69619 | 1.5 | 15 | 0 | 0 | 0 | 0 | 0% | 0
Tufts Cove 3 | Thermal | 150 | 179.9357 | 69.56% | 125.1652 | 723364.0257 | 6881.335 | 105.1197 | 0.7008 | 1.5 | 15 | 0 | 0 | 0 | 0 | 0% | 0
Tufts Cove 4 | Gas | 54 | 995.2687 | 15.92% | 158.4336 | 267465.6549 | 7672.55 | 34.8601 | 0.64556 | 10 | 54 | 0 | 0 | 0 | 0 | 0% | 0
Tufts Cove 5 | Gas | 54 | 717.2164 | 15.93% | 114.2346 | 277536.3489 | 7787.83 | 35.6372 | 0.65995 | 10 | 54 | 0 | 0 | 0 | 0 | 0% | 0
Tufts Cove 6 | Thermal | 46 | 181.3369 | 18.37% | 33.3117 | 163523.7306 | 6522.5 | 25.0707 | 0.54502 | 1 | 10 | 0 | 0 | 0 | 0 | 0% | 0
Trenton 5 | Thermal | 150 | 102.3891 | 120.8% | 123.6742 | 229447.3669 | 2567.895 | 89.3523 | 0.59568 | 1 | 10 | 0 | 0 | 0 | 0 | 0% | 0
Trenton 6 | Thermal | 160 | 102.3891 | 120.8% | 123.6742 | 635172.2378 | 6121.445 | 103.7618 | 0.64851 | 2 | 20 | 0 | 0 | 0 | 0 | 0% | 0
Pt. Tupper 2 | Thermal | 150 | 701.7588 | 33.01% | 231.6716 | 522856.8154 | 5310.025 | 98.466 | 0.65644 | 1 | 10 | 0 | 0 | 0 | 0 | 0% | 0
Pt. Aconi 1 | Thermal | 185 | 1802.0253 | 19.06% | 343.4313 | 783260.7121 | 6839.385 | 114.5221 | 0.61904 | 0 | 0 | 0 | 0 | 0 | 0 | 0% | 0
Wreck Cove 1 | Hydro | 100 | 1383.2542 | 13.49% | 186.5928 | 2945.1085 | 1594 | 1.8476 | 0.018476 | 15 | 32 | 1 | 0 | 13240.0549 | 13240.0549 | 0.7366% | 1.3744
Wreck Cove 2 | Hydro | 100 | 1383.2542 | 13.49% | 186.5928 | 381456.6652 | 2706 | 140.967 | 1.4097 | 15 | 32 | 1 | 0 | 853414.1357 | 853414.1357 | 47.48% | 88.5886
Annapolis Tidal | Hydro | 0 | 1513.8831 | 25.16% | 380.9221 | 0 | 0 | 0 | 0 | 0 | 0 | 0 | 0 | 0 | 0 | 0% | 0
Other Hydro | Hydro | 163 | 2323.9638 | 16.45% | 382.2022 | 0 | 0 | 0 | 0 | 20 | 163 | 0 | 0 | 0 | 0 | 0% | 0
Burnside 1 | Diesel | 30 | 325.3845 | 19.79% | 64.3809 | 3613.6838 | 196.54 | 18.3865 | 0.61288 | 10 | 30 | 1 | 0 | 157452.1051 | 157452.1051 | 8.759% | 5.6393
Burnside 2 | Diesel | 30 | 325.3845 | 19.79% | 64.3809 | 3354.7744 | 173.95 | 19.2859 | 0.64286 | 10 | 30 | 1 | 0 | 165589.3125 | 165589.3125 | 9.212% | 5.9308
Burnside 3 | Diesel | 30 | 325.3845 | 19.79% | 64.3809 | 2896.3548 | 180.2 | 16.073 | 0.53577 | 10 | 30 | 1 | 0 | 137903.1346 | 137903.1346 | 7.672% | 4.9392
Burnside 4 | Diesel | 30 | 325.3845 | 19.79% | 64.3809 | 1489.6979 | 93.195 | 15.9847 | 0.53282 | 10 | 30 | 1 | 0 | 138536.6325 | 138536.6325 | 7.707% | 4.9619
Victoria Junction 1 | Diesel | 30 | 308.2063 | 17.5% | 53.9379 | 838.866 | 41.67 | 20.1312 | 0.67104 | 10 | 30 | 1 | 0 | 175510.2052 | 175510.2052 | 9.764% | 5.2665
Victoria Junction 2 | Diesel | 30 | 308.2063 | 17.5% | 53.9379 | 1062.7179 | 63.145 | 16.8298 | 0.56099 | 10 | 30 | 1 | 0 | 146366.3601 | 146366.3601 | 8.143% | 4.392
Tusket 1 | Diesel | 30 | 492.4728 | 26.87% | 132.3405 | 39.9073 | 36.56 | 1.0916 | 0.036385 | 10 | 30 | 1 | 0 | 9522.1312 | 9522.1312 | 0.5297% | 0.70105
TOTALS |  | 2322 | 15438.4334 |  |  | 6321148.5735 |  | 1343.0673 |  | 153 |  |  | 0 | 1797534.0718 | 1797534.0718 | 100% | 121.7936
NOTES:
1. Average 2023- 2024
2. Average 2023 - 2024 (SCADA records)
3. Time available to operate, two year average
4. Unit tested capability for ramping control
5. Non-firm exports assigned to units
6. Wreck Cove Change of Response does not affect the weighted Annual Cost

## 30M Supp Reserve RR
2026 | Embedded Cost of Ancillary Services | [15 empty] | TABLE E4-7
NOVA SCOTIA POWER INC.
EMBEDDED COST OF ANCILLARY SERVICES
SUPPLEMENTAL 30 MINUTE RESERVE REVENUE REQUIREMENT
Unit | Type | Installed | Net | Fixed |  | Annual | Time | Average | Equivalent | Unit | Supplemental 30 Minute Reserve
|  | Capacity | Book | Charge |  | Generation | Connected | Generation | Availability | Response | Response | Used | Actual | Potential | Total | Unit/Inter. | Weighted
|  |  | Value | Rate |  |  | To Load |  | Factor | Rate | 10 - 30 Min. | Yes = 1 | Recallable Sales | Reserve | Reserve | Contribution | Annual Cost
|  | MW | $/kW |  |  | MW-h | Hours | MW |  | MW/Minute | MW | No = 0 | MWh | MWh | MWh |  | $/kW
| Column | 1 | 2 | 3 | 4 | 5 | 6 | 7 | 8 | 9 | 10 | 11 | 12 | 13 | 14 | 15 | 16
Thermal = Max (0,Min(1-7,10))*6*11
| Formula |  |  |  | = 2*3 | (Note 1) | (Note 2) | = 5/6 | (Note 3) | (Note 4) | = Min (1,9*20) |  | (Note 5) | Hyd & Diesel = ((1*8*8760 )- 5)*11 | = 12+13 | = 14/(Sum of 14) | = 4*15
Lingan 1 | Thermal | 150 | 320.3659 | 39.5% | 126.5526 | 484073.0415 | 5440.475 | 88.9762 | 0.59317 | 1 | 20 | 1 | 0 | 108809.5 | 108809.5 | 6.213% | 7.8626
Lingan 2 | Thermal | 150 | 320.3659 | 39.5% | 126.5526 | 144577.4143 | 1662.96 | 86.9398 | 0.5796 | 1 | 20 | 1 | 0 | 33259.2 | 33259.2 | 1.899% | 2.4033
Lingan 3 | Thermal | 150 | 320.3659 | 39.5% | 126.5526 | 508205.1399 | 5756.67 | 88.2811 | 0.58854 | 1 | 20 | 1 | 0 | 115133.4 | 115133.4 | 6.574% | 8.3195
Lingan 4 | Thermal | 150 | 320.3659 | 39.5% | 126.5526 | 416791.2422 | 4869.74 | 85.588 | 0.57059 | 1 | 20 | 1 | 0 | 97394.8 | 97394.8 | 5.561% | 7.0377
Tufts Cove 1 | Thermal | 100 | 179.9357 | 69.56% | 125.1652 | 376185.2699 | 5676.065 | 66.2757 | 0.66276 | 1 | 20 | 0 | 0 | 0 | 0 | 0% | 0
Tufts Cove 2 | Thermal | 100 | 179.9357 | 69.56% | 125.1652 | 390991.7975 | 5616.14 | 69.6193 | 0.69619 | 1.5 | 30 | 1 | 0 | 168484.2 | 168484.2 | 9.62% | 12.0412
Tufts Cove 3 | Thermal | 150 | 179.9357 | 69.56% | 125.1652 | 723364.0257 | 6881.335 | 105.1197 | 0.7008 | 1.5 | 30 | 1 | 0 | 206440.05 | 206440.05 | 11.79% | 14.7538
Tufts Cove 4 | Gas | 54 | 995.2687 | 15.92% | 158.4336 | 267465.6549 | 7672.55 | 34.8601 | 0.64556 | 10 | 54 | 1 | 0 | 146852.0451 | 146852.0451 | 8.385% | 13.2848
Tufts Cove 5 | Gas | 54 | 717.2164 | 15.93% | 114.2346 | 277536.3489 | 7787.83 | 35.6372 | 0.65995 | 10 | 54 | 1 | 0 | 143006.4711 | 143006.4711 | 8.165% | 9.3278
Tufts Cove 6 | Thermal | 46 | 181.3369 | 18.37% | 33.3117 | 163523.7306 | 6522.5 | 25.0707 | 0.54502 | 1 | 20 | 1 |  | 130450 | 130450 | 0.074485 | 2.4812
Trenton 5 | Thermal | 150 | 102.3891 | 120.8% | 123.6742 | 229447.3669 | 2567.895 | 89.3523 | 0.59568 | 1 | 20 | 1 | 0 | 51357.9 | 51357.9 | 2.932% | 3.6267
Trenton 6 | Thermal | 160 | 102.3891 | 120.8% | 123.6742 | 635172.2378 | 6121.445 | 103.7618 | 0.64851 | 2 | 40 | 1 | 0 | 244857.8 | 244857.8 | 13.98% | 17.291
Pt. Tupper 2 | Thermal | 150 | 701.7588 | 33.01% | 231.6716 | 522856.8154 | 5310.025 | 98.466 | 0.65644 | 1 | 20 | 1 | 0 | 106200.5 | 106200.5 | 6.064% | 14.0484
Pt. Aconi 1 | Thermal | 185 | 1802.0253 | 19.06% | 343.4313 | 783260.7121 | 6839.385 | 114.5221 | 0.61904 | 0 | 0 | 0 | 0 | 0 | 0 | 0% | 0
Wreck Cove 1 | Hydro | 100 | 1383.2542 | 13.49% | 186.5928 | 2945.1085 | 1594 | 1.8476 | 0.018476 | 15 | 32 | 0 | 0 | 0 | 0 | 0% | 0
Wreck Cove 2 | Hydro | 100 | 1383.2542 | 13.49% | 186.5928 | 381456.6652 | 2706 | 140.967 | 1.4097 | 15 | 32 | 0 | 0 | 0 | 0 | 0% | 0
Annapolis Tidal | Hydro | 0 | 1513.8831 | 25.16% | 380.9221 | 0 | 0 |  | 0 | 0 | 0 | 0 | 0 | 0 | 0 | 0% | 0
Other Hydro | Hydro | 163 | 2323.9638 | 16.45% | 382.2022 | 0 | 0 | 0 | 0 | 20 | 163 | 0 | 0 | 0 | 0 | 0% | 0
Burnside 1 | Diesel | 30 | 325.3845 | 19.79% | 64.3809 | 3613.6838 | 196.54 | 18.3865 | 0.61288 | 10 | 30 | 0.24758 | 0 | 38981.8761 | 38981.8761 | 2.226% | 1.433
Burnside 2 | Diesel | 30 | 325.3845 | 19.79% | 64.3809 | 3354.7744 | 173.95 | 19.2859 | 0.64286 | 10 | 30 | 0.2448 | 0 | 40535.5807 | 40535.5807 | 2.315% | 1.4901
Burnside 3 | Diesel | 30 | 325.3845 | 19.79% | 64.3809 | 2896.3548 | 180.2 | 16.073 | 0.53577 | 10 | 30 | 0.25189 | 0 | 34735.9036 | 34735.9036 | 1.983% | 1.2769
Burnside 4 | Diesel | 30 | 325.3845 | 19.79% | 64.3809 | 1489.6979 | 93.195 | 15.9847 | 0.53282 | 10 | 30 | 0.26841 | 0 | 37185.2723 | 37185.2723 | 2.123% | 1.367
Victoria Junction 1 | Diesel | 30 | 308.2063 | 17.5% | 53.9379 | 838.866 | 41.67 | 20.1312 | 0.67104 | 10 | 30 | 0.18244 | 0 | 32020.2693 | 32020.2693 | 1.828% | 0.98616
Victoria Junction 2 | Diesel | 30 | 308.2063 | 17.5% | 53.9379 | 1062.7179 | 63.145 | 16.8298 | 0.56099 | 10 | 30 | 0.094661 | 0 | 13855.2332 | 13855.2332 | 0.7911% | 0.42671
Tusket 1 | Diesel | 30 | 492.4728 | 26.87% | 132.3405 | 39.9073 | 36.56 | 1.0916 | 0.036385 | 10 | 30 | 0.18822 | 0 | 1792.2617 | 1792.2617 | 0.1023% | 0.13543
TOTALS |  | 2322 | 15438.4334 |  |  | 6321148.5735 |  | 1343.0673 |  | 153 |  |  | 0 | 1751352.263 | 1751352.263 | 100% | 119.5933
NOTES:
1. Average 2023- 2024
2. Average 2023 - 2024 (SCADA records)
3. Time available to operate, two year average
4. Unit tested capability for ramping control
5. Non-firm exports assigned to units

## Production
| Power Production Average Load Report (MWh) - Net Generation by Unit | [12 empty] | Nameplate | Maximum Possible Output |  |  |  | 2023 Capacity Factor | 2024 Capacity Factor | 2023-2024 Average Capacity Factor |  |  |  | Average Reactive (MVAR) | Unit Average reactive factor | Unit Ramp Rate (MW/Min)
2024
| Jan | Feb | Mar | Apr | May | Jun | Jul | Aug | Sep | Oct | Nov | Dec | Total
Lingan 1 | 82534.196 | 53608.806 | 52806.78 | 34658.659 | 47385.369 | 19272.543 | 21414.907 | 67067.94 | 48082.367 | 25895.439 | 0 | 49020.04 | 501747.046 | 150 | 1314000 |  |  |  | 35.35% | 38.18% | 36.77% |  |  |  | 0.8 | 29.41% | 1
Lingan 2 | 21819.922 | 30394.436 | -0.024 | 0 | 0 | 10799.08 | 0 | 42292.242 | 14414.066 | 10044.768 | 13058.618 | 19969.334 | 162792.442 | 150 | 1314000 |  |  |  | 8.764% | 12.39% | 10.58% |  |  |  | 0.78 | 8.25% | 1
Lingan 3 | 84213.202 | 65735.118 | 23152.644 | 0 | 15867.984 | 41002.969 | 48201.077 | 43698.303 | 27472.533 | 43105.807 | 57044.315 | 69499.087 | 518993.039 | 150 | 1314000 |  |  |  | 37.56% | 39.5% | 38.53% |  |  |  | 0.78 | 30.05% | 1
Lingan 4 | 60341.07 | 48882.868 | 23997.124 | 46422.494 | 6496.137 | 0 | 12210.82 | 39014.872 | 23998.897 | 35067.331 | 19134.323 | 60404.941 | 375970.877 | 150 | 1314000 |  |  |  | 34.98% | 28.61% | 31.8% |  |  |  | 0.78 | 24.8% | 1
Tufts Cove 1 | 17191.299 | 14005.278 | 24112.814 | 52158.312 | 50080.951 | 17008.936 | 24163.025 | 30053.892 | 51003.013 | 41034.147 | 43882.301 | 47727.531 | 412421.499 | 100 | 876000 |  |  |  | 38.93% | 47.08% | 43.01% |  |  |  | 0.84 | 36.13% | 1
Tufts Cove 2 | 24956.785 | 43320.623 | 54311.447 | 58439.465 | 42556.41 | 49984.097 | 51826.632 | 55932.973 | 20488.891 | 0 | -0.008 | 0 | 401817.315 | 100 | 876000 |  |  |  | 43.3% | 45.87% | 44.58% |  |  |  | 0.81 | 36.11% | 1.5
Tufts Cove 3 | 71334.212 | 59660.872 | 61654.619 | -250.646 | 78498.368 | 84158.621 | 82698.012 | 89080.35 | 77955.387 | 80041.675 | 48033.294 | 67285.613 | 800150.377 | 150 | 1314000 |  |  |  | 49.5% | 60.89% | 55.2% |  |  |  | 0.65 | 35.88% | 1.5
Tufts Cove 4 | 24915.058 | 24279.451 | 26513.441 | 27018.544 | 10653.234 | 15929.128 | 22793.488 | 27132.609 | 23489.706 | 25659.897 | 25450.614 | 21160.882 | 274996.052 | 54 | 473040 |  |  |  | 54.96% | 58.13% | 56.55% |  |  |  | 0.8 | 45.24% | 10
Tufts Cove 5 | 26458.248 | 25115.931 | 25219.41 | 28190.526 | 25037.776 | 2220.631 | 21371.264 | 26545.115 | 25681.209 | 27936.295 | 27108.422 | 29465.683 | 290350.51 | 54 | 473040 |  |  |  | 56% | 61.38% | 58.69% |  |  |  | 0.8 | 46.95% | 10
Tufts Cove 6 | 16054.416 | 16039.241 | 16877.208 | 22597.062 | 9539.705 | 1997.561 | 13058.302 | 21971.546 | 15021.394 | 19707.057 | 18428.504 | 18265.034 | 189557.03 | 50 | 438000 |  |  |  | 31.82% | 43.28% | 37.55% |  |  |  | 0.8 | 30.04%
Trenton 5 | 52319.38 | 59647.898 | 13101.74 | -1104.71 | -275.825 | 0 | -0.2 | -381.409 | 31038.159 | 41638.169 | 43813.322 | 36491.072 | 276287.596 | 150 | 1314000 |  |  |  | 13.93% | 21.03% | 17.48% |  |  |  | 0.77 | 13.46% | 1
Trenton 6 | 89171.815 | 45270.42 | 46783.208 | 61328.36 | 27543.434 | 11226.468 | 55492.011 | 15445.966 | 38937.05 | 70639.092 | 54933.62 | 65184.621 | 581956.065 | 160 | 1401600 |  |  |  | 49.19% | 41.52% | 45.35% |  |  |  | 0.78 | 35.38% | 2
Pt. Tupper 2 | 92598.8 | 57178.177 | 32755.722 | 49744.314 | 22852.693 | 0 | 28934.777 | 71636.438 | 63017.209 | 49237.255 | 24379.797 | 70701.112 | 563036.294 | 150 | 1314000 |  |  |  | 36.59% | 42.85% | 39.72% |  |  |  | 0.8 | 31.77% | 1
Pt. Aconi 1 | 108894.292 | 86554.417 | 87904.487 | 83754.679 | 75281.287 | 34920.341 | 73086.968 | 55611.593 | -1805.35 | 325.128 | 87642.691 | 90267.52 | 782438.053 | 185 | 1620600 |  |  |  | 48.29% | 48.28% | 48.29% |  |  |  | 0.75 | 36.21% | 0
Wreck Cove 1 | 0 | 0 | 0 | 0 | 0 | 0 | 1857 | 8412 | 27 | 0 | -113.114 | 1597.548 | 11780.434 | 100 | 876000 |  |  |  | 0% | 1.345% | 0.6724% |  |  |  | 0.6 | 0.4034% | 15
Wreck Cove 2 | 39916.84 | 22890.27 | 28988.711 | 42337.079 | 41501.595 | 23389.991 | 4687.98 | 5093.29 | 481.507 | -107.144 | 0 | 0 | 209180.119 | 100 | 876000 |  |  |  | 35.76% | 23.88% | 29.82% |  |  |  | 0.6 | 17.89% | 15
Annapolis Tidal | 0 | 0 | 0 | 0 | 0 | 0 | 0 | 0 | 0 | 0 | 0 | 0 | 0 | 0 | 0 |  |  |  | 0% | 0% | 0% |  |  |  | 0.6 | 0% | 0
Wind | 19824.2758 | 20485.278 | 26192.8695 | 20189.9676 | 14960.2181 | 19147.2298 | 16968.9493 | 12980.3323 | 14693.4103 | 22467.044 | 32934.694 | 23291 | 244135.2687 | 0 | 0 |  |  |  | 0% | 0% | 0% |  |  |  | 0 | 0% | 0
Other Hydro | 67407.814 | 55551.594 | 73259.0049 | 82889.4176 | 43118.3099 | 17435.0905 | 23651.0336 | 13332.0758 | 17333.0409 | 15824.4103 | 19481.6654 | 35319.6882 | 464603.1451 | 163 | 1427880 |  |  |  | 44.12% | 32.54% | 38.33% |  |  |  | 0.6 | 23% | 20
Burnside 1 | 622.745 | 660.26 | 87.181 | -21.36 | -8.544 | -6.24 | -9.626 | 589.376 | 150.874 | 717.347 | 582.367 | 693.47 | 4057.85 | 30 | 262800 |  |  |  | 1.211% | 1.544% | 1.377% |  |  |  | 0.8 | 0.5256% | 10
Burnside 2 | 578.934 | 519.591 | 323.915 | 11.96 | -11.277 | 64.297 | 7.756 | 398.375 | 200.749 | 624.149 | 437.921 | 677.862 | 3834.232 | 30 | 262800 |  |  |  | 1.103% | 1.459% | 1.281% |  |  |  | 0.8 | 0.34% | 10
Burnside 3 | 456.291 | 421.145 | 363.658 | 183.634 | -14.928 | 87.028 | 9.79 | 283.557 | 214.316 | 256.253 | 385.995 | 564.74 | 3211.479 | 30 | 262800 |  |  |  | 0.8732% | 1.222% | 1.048% |  |  |  | 0.8 | 0.4409% | 10
Burnside 4 | 54.917 | 340.19 | 232.378 | 132.275 | 10.587 | 69.314 | -1.643 | 242.614 | 53.047 | 231.284 | 161.007 | 539.104 | 2065.074 | 30 | 262800 |  |  |  | 0.3829% | 0.7858% | 0.5844% |  |  |  | 0.8 | 0.3636% | 10
Victoria Junction 1 | 38.727 | 188.196 | 61.169 | 116.867 | -3.228 | 11.448 | 22.805 | 68.494 | -9.24 | 190.159 | 20.108 | 48.106 | 753.611 | 30 | 262800 |  |  |  | 0.3508% | 0.2868% | 0.3188% |  |  |  | 0.8 | 2.664% | 10
Victoria Junction 2 | 146.167 | 170.476 | 91.031 | 122.4 | 19.546 | 13.38 | 12.888 | 96.822 | 14.21 | 252.449 | 68.5 | 134.452 | 1142.321 | 30 | 262800 |  |  |  | 0.3657% | 0.4347% | 0.4002% |  |  |  | 0.8 | 4.058% | 10
Tusket 1 | -44.375 | 7.451 | 25.708 | 56.124 | -14.363 | 38.891 | 13.748 | -23.781 | -2.782 | -9.425 | -17.184 | 16.401 | 46.413 | 30 | 262800 |  |  |  | 0.2501% | 0.01766% | 0.1339% |  |  |  | 0.8 | 2.374% | 10
Power Production Average Load Report (Hours) - Operating Hours
2024
Unit | Jan | Feb | Mar | Apr | May | Jun | Jul | Aug | Sep | Oct | Nov | Dec | Total |  | COMBUSTION TURBINES IN SYNCHRONOUS CONDENSER MODE.
[29 empty] | 2023 | 2024 | 2023-2024 | MVAr
Lingan 1 | 718.39 | 511.36 | 573.66 | 460.48 | 684.85 | 277.53 | 345.33 | 744 | 669.1 | 349.38 | 0 | 477.2 | 5811.28 |  | 2023 | Mvar Production | 2019-01-01 | 2019-02-01 | 2019-03-01 | 2019-04-01 | 2019-05-01 | 2019-06-01 | 2019-07-01 | 2019-08-01 | 2019-09-01 | 2019-10-01 | 2019-11-01 | 2019-12-01 | TOTAL | TOTAL | Average | RATED | MAX MVh | Mvar CF
Lingan 2 | 198.22 | 340.52 | 0 | 0 | 0 | 177.6 | 0 | 712.07 | 262.38 | 111.48 | 167 | 185.42 | 2154.69 |  |  | BS1 | 143.1978 | 145.3694 | 34.713 | 70.8498 | 54.7054 | 38.3284 | 282.1875 | 224.3134 | 40.2164 | 11.5024 | 19.0462 | 62.1645 | 1126.5942 | 533.536 | 830.0651 | 18.0278 | 157923.1459 | 0.5256%
Lingan 3 | 742.63 | 646.55 | 220.25 | 0 | 218.13 | 660.3 | 722.63 | 588.66 | 450.3 | 579.94 | 688.76 | 670.46 | 6188.61 |  |  | BS2 | 64.0663 | 114.8538 | 12.8791 | 20.6145 | 10.3331 | 53.6576 | 183.0636 | 168.7977 | 17.5157 | 11.8349 | 18.2523 | 41.1207 | 716.9893 | 356.9985 | 536.9939 | 18.0278 | 157923.1459 | 0.34%
Lingan 4 | 540.52 | 478.6 | 294.41 | 627.87 | 80.07 | 0 | 186.93 | 573.61 | 393.82 | 513.88 | 250.94 | 659.67 | 4600.32 |  |  | BS3 | 104.4469 | 221.1475 | 28.2551 | 21.6197 | 20.7694 | 67.7279 | 232.4012 | 87.3855 | 51.4917 | 14.3312 | 6.9471 | 58.7198 | 915.2431 | 477.3675 | 696.3053 | 18.0278 | 157923.1459 | 0.4409%
Tufts Cove 1 | 306.91 | 230.1 | 373.38 | 720 | 715.68 | 271.33 | 376.31 | 439.03 | 720 | 574.45 | 633.61 | 744 | 6104.8 |  |  | BS4 | 7.6281 | 0 | 14.2892 | 13.0486 | 1.4346 | 52.458 | 437.0282 | 175.2549 | 54.4326 | 4.5365 | 2.3312 | 48.0645 | 810.5063 | 337.9131 | 574.2097 | 18.0278 | 157923.1459 | 0.3636%
Tufts Cove 2 | 381.23 | 642.14 | 712.59 | 720 | 549.54 | 687.72 | 744 | 744 | 309.71 | 0 | 0 | 0 | 5490.93
Tufts Cove 3 | 744 | 600.5 | 516.71 | 0 | 628.89 | 720 | 744 | 744 | 720 | 720.06 | 429.39 | 650.8 | 7218.35 |  |  | Hours
Tufts Cove 4 | 683.72 | 668.97 | 736.99 | 698.75 | 282.6 | 497.6 | 704.96 | 725.36 | 685.48 | 715.81 | 710.34 | 596.06 | 7706.64 |  |  | BS1 | 69 | 73 | 12 | 22 | 22 | 26 | 255 | 210 | 29 | 17 | 13 | 32
Tufts Cove 5 | 715.95 | 680.58 | 715.93 | 709.49 | 687.31 | 87.85 | 642.84 | 743.99 | 701.42 | 719.39 | 700.38 | 743.98 | 7849.11 |  |  | BS2 | 54 | 57 | 11 | 16 | 9 | 57 | 207 | 222 | 25 | 17 | 17 | 40
Tufts Cove 6 | 672 | 686 | 684 | 661 | 404 | 162 | 527 | 729 | 540 | 566 | 634 | 675 | 6940 |  |  | BS3 | 41 | 74 | 10 | 11 | 8 | 48 | 296 | 124 | 26 | 6 | 3 | 23
Trenton 5 | 492.74 | 661.11 | 132.12 | 0 | 0 | 0 | 0 | 0 | 442.74 | 438.64 | 480.32 | 430.5 | 3078.17 |  |  | BS4 | 5 | 37 | 6 | 9 | 2 | 38 | 357 | 186 | 24 | 4 | 2 | 26
Trenton 6 | 632.52 | 584.72 | 499.18 | 623.99 | 331.8 | 193.98 | 673.88 | 216.15 | 470.83 | 637.93 | 530.98 | 656.84 | 6052.8
Pt. Tupper 2 | 744 | 531.13 | 331.51 | 568.84 | 281.37 | 0 | 383.47 | 743.94 | 720 | 555.81 | 268.2 | 700.97 | 5829.24
Pt. Aconi 1 | 744 | 616.46 | 744 | 720 | 744 | 480.2 | 653.86 | 493.38 | 0 | 44.32 | 695.31 | 694.39 | 6629.92 |  |  | BS1 | 2.0753 | 1.9914 | 2.8928 | 3.2204 | 2.4866 | 1.4742 | 1.1066 | 1.0682 | 1.3868 | 0.67661 | 1.4651 | 1.9426
Wreck Cove 1 | 368 | 269 | 253 | 409 | 345 | 324 | 336 | 64 | 95 | 196 | 100 | 429 | 3188 |  |  | BS2 | 1.1864 | 2.015 | 1.1708 | 1.2884 | 1.1481 | 0.94136 | 0.88437 | 0.76035 | 0.70063 | 0.69617 | 1.0737 | 1.028
Wreck Cove 2 | 85 | 102 | 86 | 130 | 167 | 121 | 172 | 68 | 0 | 3 | 57 | 0 | 991 |  |  | BS3 | 2.5475 | 2.9885 | 2.8255 | 1.9654 | 2.5962 | 1.411 | 0.78514 | 0.70472 | 1.9804 | 2.3885 | 2.3157 | 2.553
Annapolis Tidal | 0 | 0 | 0 | 0 | 0 | 0 | 0 | 0 | 0 | 0 | 0 | 0 |  |  |  | BS4 | 1.5256 | 0 | 2.3815 | 1.4498 | 0.7173 | 1.3805 | 1.2242 | 0.94223 | 2.268 | 1.1341 | 1.1656 | 1.8486
Wind | 0 | 0 | 0 | 0 | 0 | 0 | 0 | 0 | 0 | 0 | 0 | 0
Other Hydro | 0 | 0 | 0 | 0 | 0 | 0 | 0 | 0 | 0 | 0 | 0 | 0
Burnside 1 | 34.35 | 29.94 | 4.6 | 0 | 0 | 0 | 0.08 | 34.28 | 8.01 | 36.82 | 28.58 | 40.39 | 217.05 |  | 2024 | Mvar Production | 2019-01-01 | 2019-02-01 | 2019-03-01 | 2019-04-01 | 2019-05-01 | 2019-06-01 | 2019-07-01 | 2019-08-01 | 2019-09-01 | 2019-10-01 | 2019-11-01 | 2019-12-01 | TOTAL
Burnside 2 | 28.7 | 21.73 | 16.85 | 0.61 | 0.26 | 3.87 | 1.09 | 23.82 | 10.92 | 31.8 | 17.2 | 35.22 | 192.07 |  |  | BS1 | 148.4496 | 70.0385 | 10.3819 | 0 | 0 | 0 | 2.6921 | 89.8733 | 9.988 | 51.1858 | 72.4833 | 78.4434 | 533.536
Burnside 3 | 22.1 | 17.89 | 15.43 | 9.69 | 0 | 5.28 | 1.23 | 16.9 | 7.36 | 13.14 | 14.02 | 28.89 | 151.93 |  |  | BS2 | 79.2592 | 33.654 | 39.5348 | 4.8459 | 2.3621 | 10.0403 | 5.903 | 30.0452 | 20.7262 | 35.8324 | 39.4568 | 55.3387 | 356.9985
Burnside 4 | 4.58 | 15.59 | 12.34 | 8.36 | 1.89 | 4.47 | 0.51 | 13.09 | 2.99 | 12.46 | 6.34 | 29.57 | 112.19 |  |  | BS3 | 91.949 | 112.6909 | 48.7954 | 23.1341 | 0 | 17.8868 | 7.4771 | 37.9344 | 16.8165 | 29.0459 | 46.886 | 44.7515 | 477.3675
Victoria Junction 1 | 2.02 | 8.36 | 4.51 | 6.07 | 0.53 | 0.91 | 1.1 | 3.26 | 0 | 10.82 | 1.71 | 2.89 | 42.18 |  |  | BS4 | 65.5237 | 0 | 55.0555 | 19.4216 | 5.4642 | 15.999 | 3.4741 | 30.895 | 9.3705 | 41.7586 | 24.5026 | 66.4483 | 337.9131
Victoria Junction 2 | 5.95 | 7.59 | 5.01 | 5.71 | 1.42 | 1.04 | 0.91 | 5.15 | 1.08 | 13.69 | 3.73 | 7.6 | 58.88
Tusket 1 | 0 | 2.79 | 4.09 | 3.4 | 1.28 | 3.7 | 1.7 | 0.09 | 0.2 | 0 | 0.73 | 3.28 | 21.26 |  |  | Hours
[16 empty] | BS1 | 51 | 41 | 11 | 0 | 0 | 0 | 2 | 49 | 15 | 53 | 46 | 61
[16 empty] | BS2 | 43 | 34 | 27 | 5 | 2 | 5 | 3 | 34 | 18 | 44 | 28 | 49
2024 Jan: Power Production Average Load Report (MW) - Average Load |  |  | BS3 | 38 | 35 | 26 | 16 | 0 | 6 | 4 | 23 | 11 | 20 | 22 | 37
2024 Jan: 2024 |  |  | BS4 | 12 | 26 | 22 | 15 | 3 | 6 | 3 | 20 | 6 | 20 | 10 | 41
Unit | Jan | Feb | Mar | Apr | May | Jun | Jul | Aug | Sep | Oct | Nov | Dec | Total
Lingan 1 | 114.8877 | 104.8357 | 92.0524 | 75.2664 | 69.1909 | 69.4431 | 62.0129 | 90.1451 | 71.8613 | 74.1183 | N/A | 102.7243 | 86.3402 |  |  | BS1 | 2.9108 | 1.7083 | 0.94381 | 0 | 0 | 0 | 1.346 | 1.8341 | 0.66587 | 0.96577 | 1.5757 | 1.286
Lingan 2 | 110.0793 | 89.2589 | N/A | N/A | N/A | 60.8056 | N/A | 59.3934 | 54.9358 | 90.1038 | 78.1953 | 107.6978 | 75.5526 |  |  | BS2 | 1.8432 | 0.98982 | 1.4643 | 0.96917 | 1.1811 | 2.0081 | 1.9677 | 0.88368 | 1.1515 | 0.81437 | 1.4092 | 1.1294
Lingan 3 | 113.3986 | 101.6706 | 105.1198 | N/A | 72.7455 | 62.0975 | 66.7023 | 74.2335 | 61.0094 | 74.328 | 82.8218 | 103.6588 | 83.8626 |  |  | BS3 | 2.4197 | 3.2197 | 1.8767 | 1.4459 | 0 | 2.9811 | 1.8693 | 1.6493 | 1.5288 | 1.4523 | 2.1312 | 1.2095
Lingan 4 | 111.6352 | 102.1372 | 81.5092 | 73.9365 | 81.1307 | N/A | 65.323 | 68.0164 | 60.9387 | 68.2403 | 76.2506 | 91.5684 | 81.7271 |  |  | BS4 | 5.4603 | 0 | 2.5025 | 1.2948 | 1.8214 | 2.6665 | 1.158 | 1.5448 | 1.5618 | 2.0879 | 2.4503 | 1.6207
Tufts Cove 1 | 56.0141 | 60.866 | 64.5798 | 72.4421 | 69.9767 | 62.6873 | 64.2104 | 68.4552 | 70.8375 | 71.4321 | 69.2576 | 64.1499 | 67.5569
Tufts Cove 2 | 65.4639 | 67.4629 | 76.217 | 81.1659 | 77.4401 | 72.6809 | 69.6595 | 75.1787 | 66.1551 | N/A | N/A | N/A | 73.1784
Tufts Cove 3 | 95.8793 | 99.352 | 119.3215 | N/A | 124.8205 | 116.887 | 111.1532 | 119.7317 | 108.2714 | 111.1597 | 111.864 | 103.3891 | 110.8495 |  | Year |  | Month | [11 empty] | 2023 | 2024 | 2023-2024 | MVAr
Tufts Cove 4 | 36.4404 | 36.2938 | 35.9753 | 38.667 | 37.6972 | 32.0119 | 32.333 | 37.4057 | 34.2675 | 35.8474 | 35.8288 | 35.5013 | 35.683 |  | 2023 | Mvar Production | 2019-01-01 | 2019-02-01 | 2019-03-01 | 2019-04-01 | 2019-05-01 | 2019-06-01 | 2019-07-01 | 2019-08-01 | 2019-09-01 | 2019-10-01 | 2019-11-01 | 2019-12-01 | TOTAL | TOTAL | Average | RATED | MAX MVh | Mvar CF
Tufts Cove 5 | 36.9554 | 36.9037 | 35.2261 | 39.7335 | 36.4287 | 25.2775 | 33.2451 | 35.6794 | 36.6132 | 38.8333 | 38.7053 | 39.6055 | 36.9915 |  |  | VJ1 | 582.1333 | 554.9065 | 29.1326 | 341.6226 | 597.1495 | 891.7145 | 790.7327 | 589.8506 | 852.1297 | 731.9419 | 637.4158 | 427.3402 | 7026.0698 | 1389.1175 | 4207.5937 | 18.0278 | 157923.1459 | 2.664%
Tufts Cove 6 | 23.8905 | 23.3808 | 24.6743 | 34.1862 | 23.6131 | 12.3306 | 24.7786 | 30.1393 | 27.8174 | 34.8181 | 29.067 | 27.0593 | 27.3137 |  |  | VJ2 | 497.4637 | 757.2386 | 848.5924 | 721.1464 | 602.1475 | 976.2826 | 1133.725 | 796.3308 | 591.1719 | 0 | 728.5981 | 730.7421 | 8383.4391 | 4432.5143 | 6407.9767 | 18.0278 | 157923.1459 | 4.058%
Trenton 5 | 106.1805 | 90.2239 | 99.1655 | N/A | N/A | N/A | N/A | N/A | 70.1047 | 94.9256 | 91.2169 | 84.7644 | 89.7571 |  |  | TK4 | 3.5352 | 478.5557 | 0 | 0 | 144.9476 | 1348.8559 | 969.3665 | 1121.8982 | 323.7853 | 139.5933 | 3.8449 | 7.1838 | 4541.5663 | 2745.0471 | 3643.3067 | 17.5188 | 153465.0997 | 2.374%
Trenton 6 | 140.9786 | 77.4224 | 93.7201 | 98.2842 | 83.0122 | 57.8744 | 82.347 | 71.4595 | 82.6987 | 110.7317 | 103.457 | 99.2397 | 96.1466
Pt. Tupper 2 | 124.4608 | 107.6538 | 98.8076 | 87.4487 | 81.2194 | N/A | 75.4551 | 96.2933 | 87.5239 | 88.5865 | 90.9016 | 100.8618 | 96.5883
Pt. Aconi 1 | 146.3633 | 140.4056 | 118.1512 | 116.3259 | 101.1845 | 72.7204 | 111.7777 | 112.7155 | N/A | 7.3359 | 126.0484 | 129.9954 | 118.0162 |  |  | Hours
Wreck Cove 1 | N/A | N/A | N/A | N/A | N/A | N/A | 5.5268 | 131.4375 | 0.28421 | N/A | N/A | 3.7239 | 3.6952 |  |  | VJ1 | 413 | 394 | 23 | 194 | 531 | 713 | 740 | 742 | 720 | 739 | 715 | 387
Wreck Cove 2 | 469.6099 | 224.4144 | 337.078 | 325.6698 | 248.5125 | 193.3057 | 27.2557 | 74.9013 | #DIV/0! | N/A | N/A | N/A | 211.0798 |  |  | VJ2 | 349 | 327 | 721 | 651 | 421 | 627 | 743 | 742 | 441 | 0 | 682 | 510
Annapolis Tidal | 0 | 0 | 0 | 0 | 0 | 0 | 0 | 0 | 0 | 0 | 0 | 0 |  |  |  | TK4 | 0 | 0 | 0 | 0 | 56 | 630 | 429 | 727 | 218 | 87 | 9 | 12
Wind
Other Hydro
Burnside 1 | 18.1294 | 22.0528 | 18.9524 | 0 | 0 | 0 | -120.325 | 17.193 | 18.8357 | 19.4825 | 20.3767 | 17.1693 | 18.6955
Burnside 2 | 20.1719 | 23.9112 | 19.2234 | 19.6066 | -43.3731 | 16.6142 | 7.1156 | 16.7244 | 18.3836 | 19.6273 | 25.4605 | 19.2465 | 19.9627 |  |  | VJ1 | 1.4095 | 1.4084 | 1.2666 | 1.7609 | 1.1246 | 1.2507 | 1.0686 | 0.79495 | 1.1835 | 0.99045 | 0.89149 | 1.1042
Burnside 3 | 20.6467 | 23.5408 | 23.5682 | 18.9509 | 0 | 16.4826 | 7.9593 | 16.7785 | 29.119 | 19.5018 | 27.5317 | 19.5479 | 21.1379 |  |  | VJ2 | 1.4254 | 2.3157 | 1.177 | 1.1078 | 1.4303 | 1.5571 | 1.5259 | 1.0732 | 1.3405 | 0 | 1.0683 | 1.4328
Burnside 4 | 11.9906 | 21.821 | 18.8313 | 15.8224 | 5.6016 | 15.5065 | -3.2216 | 18.5343 | 17.7415 | 18.5621 | 25.3954 | 18.2315 | 18.4069 |  |  | TK4 | 0 | 0 | 0 | 0 | 2.5884 | 2.141 | 2.2596 | 1.5432 | 1.4853 | 1.6045 | 0.42721 | 0.59865
Victoria Junction 1 | 19.1718 | 22.5115 | 13.563 | 19.2532 | -6.0906 | 12.5802 | 20.7318 | 21.0104 | 0 | 17.5748 | 11.7591 | 16.6457 | 17.8665
Victoria Junction 2 | 24.5659 | 22.4606 | 18.1699 | 21.4361 | 13.7648 | 12.8654 | 14.1626 | 18.8004 | 13.1574 | 18.4404 | 18.3646 | 17.6911 | 19.4008
Tusket CT | 0 | 2.6706 | 6.2856 | 16.5071 | -11.2211 | 10.5111 | 8.0871 | -264.2333 | -13.91 | 0 | -23.5397 | 5.0003 | 2.1831
2024 Jan: Generation Statistics(MWh) - Hydro |  | Year |  | Month
2024 Jan: 2024 |  | 2024 | Mvar Production | 2019-01-01 | 2019-02-01 | 2019-03-01 | 2019-04-01 | 2019-05-01 | 2019-06-01 | 2019-07-01 | 2019-08-01 | 2019-09-01 | 2019-10-01 | 2019-11-01 | 2019-12-01 | TOTAL
Unit: Hydro |  |  | VJ1 | 58.532 | 5.9316 | 230.5475 | 63.0448 | 291.9933 | 7.6481 | 295.6341 | 38.9101 | 0 | 66.7798 | 275.9089 | 54.1874 | 1389.1175
Little Brook Wind Turbine | 0 | 0 | 0 | 0 | 0 | 0 | 0 | 0 | 0 | 0 | 0 | 0 | 0 |  |  | VJ2 | 1268.2058 | 75.2577 | 323.4227 | 493.9544 | 300.894 | 469.8536 | 396.8532 | 115.0803 | 227.6803 | 524.1561 | 200.1663 | 36.9898 | 4432.5143
Grand Etang Wind Turbine | 0 | 0 | 0 | 0 | 0 | 0 | 0 | 0 | 0 | 0 | 0 | 0 | 0 |  |  | TK4 | 0 | 10.0754 | 326.3234 | 8.1453 | 1163.1309 | 567.3466 | 661.2204 | 2.5737 | 0.27201 | 0 | 2.3039 | 3.6554 | 2745.0471
Dickie Brook Hydro | 1584.95 | 887.05 | 1262.75 | 1582.55 | 770.95 | 192.225 | 571.475 | 650.85 | 336.425 | 438 | 420.1 | 869.85 | 9567.175
Tusket Hydro | 1210.6582 | 804.2593 | 870.9498 | 1070.1086 | 76.0899 | -12.6052 | -8.4872 | -6.9795 | 9.3956 | 382.6963 | 163.4066 | 1044.316 | 5603.8084
Bear River Hydro System | 3806.012 | 3863.562 | 3411.06 | 5456.507 | 2495.753 | 400.7115 | 562.4549 | 217.166 | 217.166 | 766.9453 | 4497.9408 | 4386.4602 | 30081.7387 |  |  | Hours
Sissiboo/Weymouth System | 8487.1365 | 6939.0078 | 12719.4614 | 12873.4248 | 6496.3401 | 4881.5654 | 2957.1445 | 3448.4747 | 1868.9332 | 1124.8054 | 2578.6089 | 4471.322 | 68846.2247 |  |  | VJ1 | 5 | 12 | 117 | 91 | 249 | 9 | 202 | 44 | 0 | 59 | 299 | 35
Avon Hydro System | 2938.895 | 1338.143 | 4373.108 | 3235.627 | 266.248 | 29.879 | 781.388 | 263.126 | 676.31 | 266.384 | 465.501 | 1259.549 | 15894.158 |  |  | VJ2 | 728 | 43 | 228 | 352 | 314 | 449 | 167 | 51 | 59 | 223 | 181 | 32
Lequille Hydro System | 3698.464 | 1815.661 | 6832.546 | 4943.912 | 367.023 | 14.2055 | -26.2612 | -20.4871 | -14.7546 | 1135.0252 | 357.6561 | -7.2793 | 19095.7106 |  |  | TK4 | 0 | 0 | 117 | 8 | 617 | 318 | 280 | 4 | 1 | 0 | 9 | 10
Nictaux/Paradise System | 5997.584 | 5128.553 | 4917.267 | 6169.758 | 1985.989 | 760.319 | 3653.715 | 2093.183 | 1247.577 | 1946.36 | 2127.207 | 3606.379 | 39633.891
Paradise System | -8.116 | -18.683 | -7.44 | -9.502 | -4.878 | 72.4654 | 3075.1743 | 3559.9511 | 1528.0577 | 2056.6087 | 1375.175 | 2086.8555 | 13705.6687
Annapolis Tidal Power | 0 | 0 | 0 | 0 | 0 | 0 | 0 | 0 | 0 | 0 | 0 | 0 | 0
St.Margaret's Hydro Syste | 4675.84 | 2282.48 | 3467 | 6218.38 | 1806.6 | 33.28 | -32.5 | 22.22 | 109.9 | 107.84 | 120.08 | 494.72 | 19305.84 |  |  | VJ1 | 11.7064 | 0.4943 | 1.9705 | 0.6928 | 1.1727 | 0.84979 | 1.4635 | 0.88432 | 0 | 1.1319 | 0.92277 | 1.5482
Sheet Harbour Hydro Syste | 4347.3739 | 1947.2655 | 4348.6912 | 5041.8012 | 841.7643 | 587.9272 | 2075.1738 | 1017.9802 | 102.6351 | 64.2476 | 435.2263 | 1780.7954 | 22590.8817 |  |  | VJ2 | 1.742 | 1.7502 | 1.4185 | 1.4033 | 0.95826 | 1.0464 | 2.3764 | 2.2565 | 3.859 | 2.3505 | 1.1059 | 1.1559
Black River Hydro System | 15420.2585 | 11157.8229 | 13479.1836 | 13462.6963 | 5463.7004 | 2190.8901 | 5487.4452 | 624.5708 | 4815.5216 | 3901.4776 | 3853.9841 | 7096.4288 | 86953.9799 |  |  | TK4 | 0 | 0 | 2.7891 | 1.0182 | 1.8851 | 1.7841 | 2.3615 | 0.64343 | 0.27201 | 0 | 0.25599 | 0.36554
Mersey Hydro System | 14890.1569 | 19202.1275 | 17263.7289 | 22504.3097 | 22519.1312 | 8278.0406 | 4536.8693 | 1461.2696 | 6416.4153 | 3565.3772 | 3061.8346 | 8036.2726 | 131735.5334
Roseway & Harmony Hydro | 0 | 0 | 0 | 0 | 0 | 0 | 0 | 0 | 0 | 0 | 0 | 0 | 0
Harmony Hydro System | 0 | 0 | 0 | 0 | 0 | 0 | 0 | 0 | 0 | 0 | 0 | 0 | 0
Wreck Cove Hydro System | 39916.84 | 22890.2697 | 28988.7113 | 42337.0793 | 41501.595 | 23389.991 | 6544.98 | 13505.29 | 508.507 | -107.144 | -113.114 | 1597.548 | 220960.5533
Fall River Hydro | 358.601 | 204.345 | 320.699 | 339.845 | 33.599 | 6.187 | 17.442 | 0.751 | 19.459 | 68.643 | 24.945 | 194.019 | 1588.535
TOTAL | 107324.654 | 78441.8637 | 102247.7162 | 125226.4969 | 84619.9049 | 40825.0815 | 30196.0136 | 26837.3658 | 17841.5479 | 15717.2663 | 19368.5514 | 36917.2362 | 685563.6984
Power Production Average Load Report (MWh) - Net Generation by Unit
2023
| Jan | Feb | Mar | Apr | May | Jun | Jul | Aug | Sep | Oct | Nov | Dec | Total
Lingan 1 | 47798.315 | 73498.745 | 43336.756 | 0 | 0 | 0 | 46622.372 | 59504.563 | 58166.211 | 45755.215 | 52562.07 | 37199.868 | 464444.115
Lingan 2 | 46965.383 | 48494.224 | 4631.822 | 0 | 0 | 0 | 0 | 0 | 0 | 0 | 11592.525 | 3479.579 | 115163.533
Lingan 3 | 45796.164 | 56956.982 | 73987.79 | 70842.133 | 23378.595 | 59549.209 | 22450.775 | 28604.592 | 17543.471 | 21060.098 | 27925.498 | 45504.899 | 493600.206
Lingan 4 | 70733.948 | 42549.773 | 53431.429 | 69499.599 | 41718.8 | 12626.555 | 54327.208 | 13127.995 | 39901.508 | 20236.933 | 0 | 41538.252 | 459692
Tufts Cove 1 | 17432.518 | 40991.011 | 7361.126 | 46521.024 | 20589.987 | 47785.492 | 28066.662 | -0.084 | 15998.14 | 50991.698 | 43707.65 | 21602.413 | 341047.637
Tufts Cove 2 | 38699.697 | 33986.464 | 38802.977 | 48163 | 45855.732 | 20912.172 | 34263.288 | 44823.673 | 42079.356 | 13648.954 | 0 | 18039.707 | 379275.02
Tufts Cove 3 | 63072.012 | 43391.754 | 66005.348 | -195.774 | 49948.742 | 59518.152 | 67842.616 | 78470.037 | 73572.503 | 26001.805 | 64128.134 | 58684.377 | 650439.706
Tufts Cove 4 | 25120.796 | 21311.34 | 25619.884 | 13002.196 | 8793.722 | 20332.304 | 22747.083 | 23887.971 | 24479.801 | 24774.071 | 22919.044 | 27003.153 | 259991.365
Tufts Cove 5 | 27184.892 | 23625.612 | 26170.552 | 23888.263 | 18750.471 | 9680.561 | 20963.808 | 19122.616 | 23171.584 | 22692.079 | 23335.965 | 26301.772 | 264888.175
Tufts Cove 6 | 17388.791 | 12170.885 | 14477.876 | 10438.167 | 4115.634 | 3911.063 | 10174.098 | 10236.68 | 13379.848 | 11559.587 | 13858.471 | 17652.219 | 139363.319
Trenton 5 | 24896.549 | 57586.379 | 38633.476 | 12010.038 | -586.809 | -842.799 | -965.898 | -704.62 | -285.395 | -789.659 | 37572.631 | 16496.341 | 183020.234
Trenton 6 | 92476.286 | 64568.944 | 101724.859 | 86763.274 | 60804.362 | 34919.071 | 30768.407 | -50.664 | 53080.242 | 16056.192 | 71836.111 | 76486.821 | 689433.905
Pt. Tupper 2 | 64475.309 | 79193.371 | 80414.206 | 6551.533 | 8367.114 | 18555.932 | 34932.143 | 24481.64 | 45673.485 | 5334.19 | 63349.382 | 49399.177 | 480727.482
Pt. Aconi 1 | 99153.515 | 58125.73 | 83595.984 | 30120.025 | 45000.803 | 78622.65 | 81931.807 | 56906.092 | 7758.438 | 70035.721 | 72693.23 | 98675.586 | 782619.581
Wreck Cove 1 | 0 | 0 | 0 | 0 | 0 | 0 | 0 | 0 | 0 | 0 | 0 | 0 | 0
Wreck Cove 2 | 60481.3026 | 43779.4391 | 27214.2522 | 9803.9614 | 19087.8285 | 20727.4635 | 11745.7003 | -175.2767 | 1776.3486 | 41648.1984 | 23383.9651 | 53772.9489 | 313246.132
Annapolis Tidal | 0 | 0 | 0 | 0 | 0 | 0 | 0 | 0 | 0 | 0 | 0 | 0 | 0
Wind | 16591.1638 | 20111.8881 | 18863.915 | 15773.7545 | 22956.9747 | 13572.5564 | 11205.7466 | 13403.7356 | 12635.3368 | 16394.0888 | 20431.7961 | 21552.3266 | 203493.2831
Other Hydro | 94580.5938 | 71589.6465 | 64987.15 | 42431.8555 | 32106.9647 | 38543.0647 | 46416.8153 | 47514.6361 | 53186.2344 | 39407.5833 | 41234.372 | 57954.1667 | 629953.083
Burnside 1 | 853.815 | 1033.111 | 61.816 | 251.598 | 228.454 | 161.487 | 135.086 | 17.909 | 46.659 | 19.007 | 40.397 | 332.852 | 3182.191
Burnside 2 | 720.384 | 882.458 | 52.615 | 195.073 | 94.757 | 261.909 | 35.288 | 93.894 | 7.67 | 28.88 | 53.08 | 473.837 | 2899.845
Burnside 3 | 460.18 | 1095.008 | 77.144 | 70.123 | 84.769 | 123.082 | 39.93 | 15.408 | 1.884 | 44.647 | 20.587 | 262.1 | 2294.862
Burnside 4 | -62.862 | 409.188 | -4.442 | 151.201 | -18.018 | 165.723 | 13.038 | 48.663 | -0.862 | 63.987 | 1.309 | 239.416 | 1006.341
Victoria Junction 1 | 382.11 | 314.254 | 14.739 | 94.786 | 62.819 | -18.12 | 7.017 | -4.946 | -12.34 | -11.243 | -19.56 | 112.295 | 921.811
Victoria Junction 2 | 236.38 | 316.344 | 16.925 | 128.169 | 10.962 | 60.396 | 102.478 | 16.365 | 8.607 | 0 | -1.502 | 66.06 | 961.184
Tusket 1 | -39.633 | 582.843 | -46.575 | -35.825 | 40.043 | 81.795 | 43.904 | -13.875 | -24.38 | -31.037 | 43.564 | 56.368 | 657.192
Power Production Average Load Report (Hours) - Operating Hours
2023
Unit | Jan | Feb | Mar | Apr | May | Jun | Jul | Aug | Sep | Oct | Nov | Dec | Total
Lingan 1 | 497.81 | 669.89 | 414.23 | 0 | 0 | 0 | 539.16 | 744 | 656.85 | 570.79 | 591.52 | 385.42 | 5069.67
Lingan 2 | 481.17 | 447.74 | 48.08 | 0 | 0 | 0 | 0 | 0 | 0 | 0 | 157.91 | 36.33 | 1171.23
Lingan 3 | 449.82 | 501.1 | 741.34 | 720 | 261.9 | 718.74 | 288.65 | 384.21 | 238.31 | 246.48 | 296.64 | 477.54 | 5324.73
Lingan 4 | 744 | 400.63 | 556.08 | 684.58 | 528.31 | 159.22 | 652.66 | 174.98 | 457.54 | 289.47 | 0 | 491.69 | 5139.16
Tufts Cove 1 | 278.06 | 672 | 131.5 | 705.04 | 331.97 | 720 | 430.71 | 0 | 251.44 | 744 | 646.67 | 335.94 | 5247.33
Tufts Cove 2 | 622.94 | 477.2 | 632.77 | 685.96 | 647.75 | 305.38 | 516.58 | 700.6 | 632.34 | 203.16 | 0 | 316.67 | 5741.35
Tufts Cove 3 | 595.82 | 496.28 | 743.56 | 0 | 478.18 | 536.2 | 657.55 | 744 | 694.71 | 254.47 | 699.53 | 644.02 | 6544.32
Tufts Cove 4 | 702.84 | 614.99 | 723.83 | 382.13 | 305.35 | 667.13 | 700.1 | 724.77 | 712.27 | 704.58 | 656.47 | 744 | 7638.46
Tufts Cove 5 | 734.12 | 662.62 | 734.16 | 643.07 | 545.05 | 309.31 | 661.06 | 623.61 | 708.88 | 689.98 | 685.48 | 729.21 | 7726.55
Tufts Cove 6 | 674 | 569 | 646 | 531 | 269 | 150 | 400 | 502 | 570 | 524 | 606 | 664 | 6105
Trenton 5 | 286.3 | 620.03 | 364.86 | 141.08 | 0 | 0 | 0 | 0 | 0 | 0 | 470.69 | 174.66 | 2057.62
Trenton 6 | 744 | 563.2 | 744 | 720 | 596.4 | 397.76 | 336.4 | 0 | 527.15 | 199.18 | 720 | 642 | 6190.09
Pt. Tupper 2 | 617.32 | 672 | 744 | 70.55 | 105.3 | 200.65 | 406.85 | 286.58 | 478.63 | 50.03 | 640.61 | 518.29 | 4790.81
Pt. Aconi 1 | 744 | 477.82 | 733.97 | 311.37 | 441.35 | 720 | 744 | 598.97 | 97.94 | 744 | 720 | 715.43 | 7048.85
Wreck Cove 1 | 0 | 0 | 0 | 0 | 0 | 0 | 0 | 0 | 0 | 0 | 0 | 0 | 0
Wreck Cove 2 | 733 | 631 | 435 | 131 | 305 | 340 | 160 | 0 | 77 | 522 | 372 | 715 | 4421
Annapolis Tidal
Wind
Other Hydro
Burnside 1 | 44.96 | 52.06 | 5.14 | 13.42 | 11.36 | 9.57 | 6.31 | 1.71 | 2.93 | 2.22 | 5.67 | 20.68 | 176.03
Burnside 2 | 35.78 | 45.41 | 3.6 | 10.66 | 4.64 | 14.3 | 1.84 | 5.57 | 0.54 | 2.83 | 5.42 | 25.24 | 155.83
Burnside 3 | 47.51 | 88.41 | 5.26 | 27.39 | 9.47 | 7.51 | 2.33 | 1.6 | 0.7 | 2.6 | 1.21 | 14.48 | 208.47
Burnside 4 | 0.38 | 34.33 | 2.17 | 5.98 | 0.55 | 8.8 | 1.65 | 3.49 | 0.98 | 1.29 | 0.98 | 13.6 | 74.2
Victoria Junction 1 | 5.92 | 16.53 | 0.94 | 4.27 | 3.68 | 0 | 1.14 | 0.63 | 0.31 | 0.79 | 0 | 6.95 | 41.16
Victoria Junction 2 | 12.89 | 30.36 | 1.46 | 6.58 | 1.48 | 3.91 | 5.58 | 0.38 | 0.66 | 0 | 0.28 | 3.83 | 67.41
Tusket 1 | 0.07 | 28.14 | 0 | 0 | 3.62 | 6.25 | 4.96 | 1.26 | 0.25 | 0.01 | 1.64 | 5.66 | 51.86
Power Production Average Load Report (MW) - Average Load
2023
Unit | Jan | Feb | Mar | Apr | May | Jun | Jul | Aug | Sep | Oct | Nov | Dec | Total
Lingan 1 | 91.9953 | 85.0244 | 178.6152 | N/A | N/A | N/A | 41.6403 | 38.447 | 26.7085 | 36.8964 | 47.2097 | 118.0657 | 91.6123
Lingan 2 | 147.0041 | 95.0323 | 1111.3026 | N/A | N/A | N/A | N/A | N/A | N/A | N/A | 0 | 1143.3595 | 98.327
Lingan 3 | 38.7544 | 81.8021 | 9.9295 | 64.6125 | 78.6177 | 66.4851 | 97.2342 | -0.00021863 | 67.1316 | 206.8797 | 147.3424 | 45.2369 | 92.6996
Lingan 4 | 52.0157 | 84.8325 | 69.7795 | 70.3541 | 86.797 | 131.3414 | 52.4979 | 256.1646 | 91.9687 | 47.1515 | N/A | 36.6892 | 89.4489
Tufts Cove 1 | 226.8288 | 64.5711 | 501.9418 | -0.27768 | 150.4616 | 82.6641 | 157.5134 | N/A | 292.6046 | 34.9487 | 99.1667 | 174.6871 | 64.9945
Tufts Cove 2 | 40.3262 | 44.6591 | 40.4885 | 18.9547 | 13.5758 | 66.5803 | 44.034 | 34.0964 | 38.713 | 121.9436 | N/A | 85.2722 | 66.0603
Tufts Cove 3 | 45.626 | 47.6054 | 35.1963 | N/A | 39.2122 | 18.054 | 31.8817 | 25.7024 | 33.3543 | 89.1739 | 33.3595 | 40.84 | 99.39
Tufts Cove 4 | 24.7408 | 19.7904 | 20.0018 | 27.3157 | 13.4784 | 5.8625 | 14.5323 | 14.124 | 18.7848 | 16.4064 | 21.1106 | 23.7261 | 34.0371
Tufts Cove 5 | 33.9135 | 86.9071 | 52.6227 | 18.6761 | -1.0766 | -2.7248 | -1.4611 | -1.1299 | -0.4026 | -1.1445 | 54.8121 | 22.6222 | 34.2829
Tufts Cove 6 | 137.2052 | 113.4779 | 157.4688 | 163.396 | 226.0385 | 232.7938 | 76.921 | -0.10092 | 93.1232 | 30.6416 | 118.5414 | 115.191 | 22.8277
Trenton 5 | 225.2019 | 127.7251 | 220.3974 | 46.4384 | N/A | N/A | N/A | N/A | N/A | N/A | 134.5883 | 282.8305 | 88.9475
Trenton 6 | 133.2709 | 103.2062 | 112.3602 | 41.8334 | 75.4541 | 197.6635 | 243.5547 | N/A | 14.7177 | 351.6202 | 100.9628 | 153.7003 | 111.377
Pt. Tupper 2 | 0 | 0 | 0 | 0 | 0 | 0 | 0 | 0 | 0 | 0 | 0 | 0 | 100.3437
Pt. Aconi 1 | 81.2921 | 91.6233 | 37.0782 | 31.4865 | 43.2487 | 28.7881 | 15.7872 | -0.29263 | 18.1371 | 55.9788 | 32.4777 | 75.1617 | 111.028
Wreck Cove 1 | 0 | 0 | 0 | 0 | 0 | 0 | 0 | 0 | 0 | 0 | 0 | 0 | 0
Wreck Cove 2 | 82.512 | 69.381 | 62.5615 | 74.8394 | 62.583 | 60.9631 | 73.4106 | 0 | 23.0695 | 79.7858 | 62.8601 | 75.2069 | 70.8541
Annapolis Tidal
Wind
Other Hydro
Burnside 1 | 18.9905 | 19.8446 | 12.0265 | 18.748 | 20.1104 | 16.8743 | 21.4082 | 10.4731 | 15.9246 | 8.5617 | 7.1247 | 16.0954 | 18.0775
Burnside 2 | 20.1337 | 19.4331 | 14.6153 | 18.2995 | 20.4218 | 18.3153 | 19.1783 | 16.8571 | 14.2037 | 10.2049 | 9.7934 | 18.7733 | 18.609
Burnside 3 | 9.686 | 12.3856 | 14.6662 | 2.5602 | 8.9513 | 16.3891 | 17.1373 | 9.63 | 2.6914 | 17.1719 | 17.014 | 18.1008 | 11.0081
Burnside 4 | -165.4263 | 11.9193 | -2.047 | 25.2844 | -32.76 | 18.8322 | 7.9018 | 13.9436 | -0.87959 | 49.6023 | 1.3357 | 17.6041 | 13.5625
Victoria Junction 1 | 64.5456 | 19.0111 | 15.6798 | 22.1981 | 17.0704 | 0 | 6.1553 | -7.8508 | -39.8065 | -14.2316 | 0 | 16.1576 | 22.3958
Victoria Junction 2 | 18.3382 | 10.4198 | 11.5925 | 19.4786 | 7.4068 | 15.4465 | 18.3652 | 43.0658 | 13.0409 | 0 | -5.3643 | 17.248 | 14.2588
Generation Statistics(MWh) - Hydro
2023
Hydro
Little Brook Wind Turbine | 0 | 0 | 0 | 0 | 0 | 0 | 0 | 0 | 0 | 0 | 0 | 0 | 0
Grand Etang Wind Turbine | 0 | 0 | 0 | 0 | 0 | 0 | 0 | 0 | 0 | 0 | 0 | 0 | 0
Dickie Brook Hydro | 874.125 | 724.325 | 752.2 | -57.275 | 1394.7 | 717.15 | 856.35 | 558.525 | 562.275 | 659.2 | 582.9 | 1539.225 | 9163.7
Tusket Hydro | 1146.4227 | 1089.5285 | 1086.8073 | 784.9172 | 90.33 | 241.0169 | 1130.1386 | 800.4216 | 1070.1268 | 1008.132 | 708.8452 | 1107.5477 | 10264.2345
Bear River Hydro System | 4964.465 | 4919.078 | 5369.71 | 2583.356 | 475.088 | 3732.907 | 3530.853 | 3272.135 | 4492.355 | 4604.488 | 2607.819 | 4078.489 | 44630.743
Sissiboo/Weymouth System | 12143.8604 | 8638.0302 | 9592.8556 | 6642.2714 | 3295.2974 | 7221.5585 | 8325.3373 | 7456.286 | 6903.3463 | 2502.4251 | 6792.1787 | 5562.8154 | 85076.2623
Avon Hydro System | 3641.23 | 1676.438 | 764.396 | 812.163 | 727.143 | 1488.746 | 2278.417 | 3615.036 | 3228.919 | 979.77 | 1495.2 | 2725.736 | 23433.194
Lequille Hydro System | 7449.102 | 2908.646 | 1846.564 | 2283.873 | 153.557 | 1968.891 | 3093.06 | 1459.324 | 2958.557 | 1800.745 | 1368.518 | 3645.323 | 30936.16
Nictaux/Paradise System | 6115.725 | 4574.648 | 6195.753 | 4385.421 | 2666.926 | 3003.953 | 4295.184 | 3400.915 | 4895.089 | 4481.656 | 3647.305 | 5737.693 | 53400.268
Paradise System | 3455.041 | 2402.723 | 3259.734 | 2279.087 | 965.051 | 1389.614 | 1540.012 | -6.096 | -138.083 | -77.265 | 182.315 | -9.307 | 15242.826
Annapolis Tidal Power | 0 | 0 | 0 | 0 | 0 | 0 | 0 | 0 | 0 | 0 | 0 | 0 | 0
St.Margaret's Hydro Syste | 3959 | 3593.28 | 2532.32 | 499.32 | 764.5 | 385.46 | 1920.16 | 3038.6 | 4442.2 | 662.16 | 1859.84 | 4016.62 | 27673.46
Sheet Harbour Hydro Syste | 6243.6578 | 4361.6278 | 3110.1837 | 2553.8727 | 2247.1012 | 2952.8301 | 4258.6285 | 3345.6848 | 3601.9291 | 3206.4676 | 2615.1688 | 3536.6782 | 42033.8303
Black River Hydro System | 15437.059 | 13735.7064 | 10260.585 | 5201.7906 | 4420.8642 | 3728.8335 | 3456.7854 | 2170.2533 | 3948.4994 | 3004.6112 | 4757.9889 | 12789.037 | 82912.0139
Mersey Hydro System | 28807.1669 | 22742.5296 | 20091.1324 | 14361.0476 | 14827.7279 | 11593.5317 | 11401.0605 | 18074.1414 | 16917.6278 | 16380.4294 | 14451.7484 | 12935.4824 | 202583.626
Roseway & Harmony Hydro | -13.15 | -3.625 | -27.5 | -12.325 | -4.875 | -1.25 | -1.05 | 0 | 0 | 0 | 0 | 0 | -63.775
Harmony Hydro System | 0 | 0 | 0 | 0 | 0 | 0 | 0 | 0 | 0 | 0 | 0 | 0 | 0
Wreck Cove Hydro System | 60481.3026 | 43779.4391 | 27214.2522 | 9803.9614 | 19087.8285 | 20727.4635 | 11745.7003 | -175.2767 | 1776.3486 | 41648.1984 | 23383.9651 | 53772.9489 | 313246.132
Fall River Hydro | 356.889 | 226.711 | 152.409 | 114.336 | 83.554 | 119.823 | 331.879 | 329.41 | 303.393 | 194.764 | 164.545 | 288.827 | 2666.54
TOTAL | 0 | 0 | 0 | 0 | 0 | 0 | 0 | 0 | 0 | 0 | 0 | 0 | 943199.215

## Timeonline
Performance Factors | [14 empty] | Equivalent
| 2024 |  |  | 2023 |  |  |  | 2023 - 2024 2-year Average |  |  |  | Time on AGC - 2 year average |  |  | Availability
Unit | Operating Hours | Average Production | factor | Operating Hours | Average Production | factor |  | Hours | factor | Avg Prod | Annual Prod | 2019 | 2020 | Average | Factor
Lingan 1 | 5811.28 | 86.3402 | 0.5756 | 5069.67 | 91.6123 | 0.61075 | 150 | 5440.475 | 0.59317 | 88.9762 | 484073.0415 | 2382 | 3735.5 | 3058.75 | 59.32%
Lingan 2 | 2154.69 | 75.5526 | 0.50368 | 1171.23 | 98.327 | 0.65551 | 150 | 1662.96 | 0.5796 | 86.9398 | 144577.4143 | 0 | 0 | 0 | 57.96%
Lingan 3 | 6188.61 | 83.8626 | 0.55908 | 5324.73 | 92.6996 | 0.618 | 150 | 5756.67 | 0.58854 | 88.2811 | 508205.1399 | 3349 | 3041 | 3195 | 58.85%
Lingan 4 | 4600.32 | 81.7271 | 0.54485 | 5139.16 | 89.4489 | 0.59633 | 150 | 4869.74 | 0.57059 | 85.588 | 416791.2422 | 3768.5 | 3812 | 3790.25 | 57.06%
Tufts Cove 1 | 6104.8 | 67.5569 | 0.67557 | 5247.33 | 64.9945 | 0.64995 | 100 | 5676.065 | 0.66276 | 66.2757 | 376185.2699 | 0 | 0 | 0 | 66.28%
Tufts Cove 2 | 5490.93 | 73.1784 | 0.73178 | 5741.35 | 66.0603 | 0.6606 | 100 | 5616.14 | 0.69619 | 69.6193 | 390991.7975 | 2235 | 4517 | 3376 | 69.62%
Tufts Cove 3 | 7218.35 | 110.8495 | 0.739 | 6544.32 | 99.39 | 0.6626 | 150 | 6881.335 | 0.7008 | 105.1197 | 723364.0257 | 5409 | 7349 | 6379 | 70.08%
Tufts Cove 4 | 7706.64 | 35.683 | 0.6608 | 7638.46 | 34.0371 | 0.63032 | 54 | 7672.55 | 0.64556 | 34.8601 | 267465.6549 | 5538.5 | 6998 | 6268.25 | 64.56%
Tufts Cove 5 | 7849.11 | 36.9915 | 0.68503 | 7726.55 | 34.2829 | 0.63487 | 54 | 7787.83 | 0.65995 | 35.6372 | 277536.3489 | 5899 | 6940.5 | 6419.75 | 65.99%
Tufts Cove 6 | 6940 | 27.3137 | 0.59378 | 6105 | 22.8277 | 0.49626 | 46 | 6522.5 | 0.54502 | 25.0707 | 163523.7306 | 0 | 0 | 0 | 54.5%
Trenton 5 | 3078.17 | 89.7571 | 0.59838 | 2057.62 | 88.9475 | 0.59298 | 150 | 2567.895 | 0.59568 | 89.3523 | 229447.3669 |  |  |  | 59.57%
Trenton 6 | 6052.8 | 96.1466 | 0.60092 | 6190.09 | 111.377 | 0.69611 | 160 | 6121.445 | 0.64851 | 103.7618 | 635172.2378 | 2760.5 | 5092.5 | 3926.5 | 64.85%
Pt. Tupper 2 | 5829.24 | 96.5883 | 0.64392 | 4790.81 | 100.3437 | 0.66896 | 150 | 5310.025 | 0.65644 | 98.466 | 522856.8154 | 3794 | 3473.5 | 3633.75 | 65.64%
Pt. Aconi 1 | 6629.92 | 118.0162 | 0.63793 | 7048.85 | 111.028 | 0.60015 | 185 | 6839.385 | 0.61904 | 114.5221 | 783260.7121 |  |  |  | 61.9%
Wreck Cove 1 | 3188 | 3.6952 | 0.036952 | 0 | 0 | 0 | 100 | 1594 | 0.018476 | 1.8476 | 2945.1085 | 2639.5 | 2945 | 2792.25 | 1.848%
Wreck Cove 2 | 991 | 211.0798 | 2.1108 | 4421 | 70.8541 | 0.70854 | 100 | 2706 | 1.4097 | 140.967 | 381456.6652 | 2458 | 837 | 1647.5 | 141%
Annapolis Tidal
Wind
Other Hydro
Burnside 1 | 217.05 | 18.6955 | 0.62318 | 176.03 | 18.0775 | 0.60258 | 30 | 196.54 | 0.61288 | 18.3865 | 3613.6838 | 98 | 77 | 87.5 | 61.29%
Burnside 2 | 192.07 | 19.9627 | 0.66542 | 155.83 | 18.609 | 0.6203 | 30 | 173.95 | 0.64286 | 19.2859 | 3354.7744 | 43.5 | 68.5 | 56 | 64.29%
Burnside 3 | 151.93 | 21.1379 | 0.7046 | 208.47 | 11.0081 | 0.36694 | 30 | 180.2 | 0.53577 | 16.073 | 2896.3548 | 52.5 | 57.5 | 55 | 53.58%
Burnside 4 | 112.19 | 18.4069 | 0.61356 | 74.2 | 13.5625 | 0.45208 | 30 | 93.195 | 0.53282 | 15.9847 | 1489.6979 | 33.5 | 57.5 | 45.5 | 53.28%
Victoria Junction 1 | 42.18 | 17.8665 | 0.59555 | 41.16 | 22.3958 | 0.74653 | 30 | 41.67 | 0.67104 | 20.1312 | 838.866 | 28 | 16 | 22 | 67.1%
Victoria Junction 2 | 58.88 | 19.4008 | 0.64669 | 67.41 | 14.2588 | 0.47529 | 30 | 63.145 | 0.56099 | 16.8298 | 1062.7179 | 18 | 17 | 17.5 | 56.1%
Tusket 1 | 21.26 | 2.1831 | 0.07277 | 51.86 | 0 | 0 | 30 | 36.56 | 0.036385 | 1.0916 | 39.9073 | N/A | 32 | 32 | 3.639%
| Victoria Junction | 450 |  |  | 725
| Burnside | 4063 |  |  | 6800
Monthly Power Production Average Load Report
SCADA Data

## GS Fixed Chg Rates
2026 | Embedded Cost of Ancillary Services
TABLE E4-1
NOVA SCOTIA POWER INC.
EMBEDDED COST OF ANCILLARY SERVICES
GENERATING STATION UNIT SPECIFIC FIXED CHARGE RATE SUMMARY
[15 empty] | Other | Total |  | Exh 5 of COSS: 2026 ALLOCATION OF OPERATING EXPENSES
[7 empty] | Sub-Total | Wreck | Annapolis | Other | Total | Wind |  |  | Combustion | Combustion | Total
| Lingan | Tufts Cove | Tufts Cove 6 | Trenton | Pt. Tupper | Pt. Aconi | Thermal Gen. | Cove | Tidal Power | Hydro | Hydro | Generation | Tufts Cove 4 | Tufts Cove 5 | Turbines | Turbines | Generation
(AMOUNT IN THOUSANDS OF DOLLARS)
Generator Nameplate Capacity kW's | 600000 | 350000 | 350000 | 310000 | 150000 | 185000 | 1945000 | 200000 | 17200 | 163000 | 380200 | 1300 | 54000 | 54000 | 204000 | 312000 | 2637200
Gross Plant Cost | 612976826.3031 | 104689524.1911 | 103522759.38 | 242816902.0422 | 211530922.3631 | 310573805.1437 | 1586110739.4232 | 337800329.9557 | 45641252.9107 | 489320955.2536 | 872762538.12 | 0 | 60754030.0095 | 43850628.4195 | 98703926.2466 | 203308584.6756 | 2662181862.2187
Gross Plant Cost/kW | 1021.628 | 299.1129 | 295.7793 | 783.2803 | 1410.2061 | 1678.7773 | 815.4811 | 1689.0016 | 2653.5612 | 3001.9691 | 7344.5319 | 0 | 1125.0746 | 812.0487 | 483.8428 | 651.6301 | 1009.4729
Net Plant Value | 192219522.0323 | 62977511.4819 | 63467925.9172 | 31740626.1621 | 105263812.818 | 333374675.71 | 789044074.1215 | 276650831.1926 | 26038789.1074 | 378806093.7688 | 681495714.0688 | 0 | 53744508.5152 | 38729686.4286 | 68240357.5753 | 160714552.5191 | 1631254340.7093
Net Plant Value/kW | 320.3659 | 179.9357 | 181.3369 | 102.3891 | 701.7588 | 1802.0253 | 405.6782 | 1383.2542 | 1513.8831 | 2323.9638 | 5221.101 | 0 | 995.2687 | 717.2164 | 334.5116 | 515.1107 | 618.5554
- share of General Property Plant | 20640354.3594 | 6762466.8916 | 6815127.1397 | 3408279.0585 | 11303130.7893 | 35797464.1095 | 84726822.3479 | 29706510.1882 | 2796021.0731 | 40675847.7298 | 73178378.9912 | 0 | 5771035.579 | 4158757.8809 | 7327586.4338 | 17257379.8937 | 175162581.2328
- share of Deferred Chgs & W/C | 27858.7924 | 9127.4674 | 9198.5442 | 4600.2378 | 15256.1128 | 48316.7151 | 114357.8697 | 40095.6052 | 3773.8582 | 54901.1891 | 98770.6525 | 0 | 7789.3082 | 5613.1775 | 9890.2231 | 23292.7088 | 236421.231 | -8 | OPER. & MAINT. - STEAM | 110090.4199
Total NPV incl. GP & Deferred Chgs. | 212887735.184 | 69749105.8409 | 70292251.6011 | 35153505.4584 | 116582199.7201 | 369220456.5346 | 873885254.3391 | 306397436.9861 | 28838584.0387 | 419536842.6877 | 754772863.7125 | 0 | 59523333.4024 | 42894057.487 | 75577834.2322 | 177995225.1216 | 1806653343.1731 | -9 | OPER. & MAINT. - HYDRO | 3503.8793
[18 empty] | -10 | OPER. & MAINT. - WIND | 15595.826
OM&G (Direct) | 25064042.2992 | 22626363.0741 | 0 | 17903669.0814 | 11333823.2396 | 12197071.5064 | 89124969.2007 | 1452888.0012 | 1835268.1725 | 7190375.6139 | 10478531.7876 | 0 | 0 | 0 | 2089963.0166 | 2089963.0166 | 101693464.0049 | -11 | OPER. & MAINT. - BIOMASS | 12560.4442
OM&G (Overhead) | 10899470.1241 | 9839409.1982 | 0 | 7785675.7476 | 4928680.9493 | 5304077.2473 | 38757313.2665 | 631809.8723 | 798093.5548 | 3126841.363 | 4556744.79 | 0 | 0 | 0 | 908851.3811 | 908851.3811 | 44222909.4376 | -12 | OPER. & MAINT. - LM6000 | 1200.2447
Grants in Lieu | 2622976.7155 | 859374.451 | 866066.5166 | 433124.1826 | 1436402.1255 | 4549142.5776 | 10767086.5688 | 3775104.0106 | 355318.4235 | 5169087.6824 | 9299510.1165 | 0 | 733383.3366 | 528495.0489 | 931189.8557 | 2193068.2412 | 22259664.9265 | -13 | OPER. & MAINT. - OTHER CT's | 2965.5593
Depreciation (Direct) | 13608085.5439 | 3266313.1548 | 3447307.8874 | 6361802.8335 | 5140201.4134 | 7764345.1286 | 39588055.9616 | 4425184.3224 | 826106.6777 | 8601243.8675 | 13852534.8676 | 0 | 2023109.1993 | 1460225.9264 | 4138051.0949 | 7621386.2205 | 61061977.0497 | -14 | DSM | 0
Depr. (General Property) | 6399773.1284 | 1536120.793 | 1621241.1593 | 2991904.6798 | 2417395.3621 | 3651509.0351 | 18617944.1577 | 2081128.5778 | 388511.3229 | 4045095.7776 | 6514735.6783 | 0 | 951451.9767 | 686732.5029 | 1946092.1314 | 3584276.611 | 28716956.447 | -15 | FCR DEFERRAL | 0
Interest | 7406160.6969 | 2426504.6828 | 2445400.2043 | 1222956.8334 | 4055783.2267 | 12844826.553 | 30401632.197 | 10659273.7881 | 1003266.7569 | 14595285.5036 | 26257826.0486 | 0 | 2070759.8398 | 1492243.2352 | 2629280.5688 | 6192283.6438 | 62851741.8894 | -16 | REG. AFFAIRS - ADVOCACY EXPENSE | 1367.0192
Preferred Dividends | 0 | 0 | 0 | 0 | 0 | 0 | 0 | 0 | 0 | 0 | 0 | 0 | 0 | 0 | 0 | 0 | 0 | -16 | GRANTS IN LIEU OF TAXES | 22259.6649
Corporate Taxes | -554152.439 | -181558.7783 | -182972.6012 | -91505.51 | -303466.5678 | -961090.6722 | -2274746.5685 | -797560.6808 | -75067.6016 | -1092065.5641 | -1964693.8464 | 0 | -154940.8206 | -111654.3729 | -196731.1134 | -463326.3069 | -4702766.7218 | -17 | DEPRECIATION:
Return | 10485180.3672 | 3435293.9805 | 3462045.0813 | 1731386.0047 | 5741924.9193 | 18184904.2581 | 43040734.6111 | 15090734.9739 | 1420362.4973 | 20663094.8583 | 37174192.3295 | 0 | 2931652.6208 | 2112624.8961 | 3722371.4321 | 8766648.949 | 88981575.8895 | -18 | STEAM | 46714.5482
[18 empty] | -19 | HYDRO | 16144.8609
TOTAL | 75931536.4364 | 43807820.556 | 11659088.2476 | 38339013.8529 | 34750744.6681 | 63534785.6339 | 268022989.395 | 37318562.8656 | 6551859.8039 | 62298959.1021 | 106169381.7716 | 0 | 8555416.1525 | 6168667.2366 | 16169068.3671 | 30893151.7563 | 405085522.9229 | -20 | WIND | 12948.0447
[18 empty] | -21 | LM6000 | 6832.0078
OM&G | 18.71% | 51.55% | 0% | 80.94% | 15.45% | 5.25% | 16.21% | 0.7535% | 10.11% | 2.724% | 2.206% | 0% | 0% | 0% | 4.394% | 1.866% | 8.945% | -22 | GAS TURBINE - OTHER | 2804.7037
Depreciation | 10.41% | 7.626% | 7.986% | 29.47% | 7.18% | 3.424% | 7.377% | 2.352% | 4.665% | 3.338% | 2.989% | 0% | 5.535% | 5.543% | 8.916% | 6.972% | 5.504% | -23 | GENERAL PROPERTY | 17282.8129
Sub-Total | 29.12% | 59.18% | 7.986% | 110.4% | 22.63% | 8.674% | 23.58% | 3.105% | 14.78% | 6.062% | 5.195% | 0% | 5.535% | 5.543% | 13.31% | 8.838% | 14.45% | -24 | INTEREST NET OF AFUDC | 62851.7419
[18 empty] | -25 | PREFERRED DIVIDENDS | 0
Grants in Lieu | 1.365% | 1.365% | 1.365% | 1.365% | 1.365% | 1.365% | 1.365% | 1.365% | 1.365% | 1.365% | 1.365% | 0% | 1.365% | 1.365% | 1.365% | 1.365% | 1.365% | -26 | CORPORATE TAXES | -4702.7667
Interest | 3.853% | 3.853% | 3.853% | 3.853% | 3.853% | 3.853% | 3.853% | 3.853% | 3.853% | 3.853% | 3.853% | 0% | 3.853% | 3.853% | 3.853% | 3.853% | 3.853% | -27 | NON-OPERATING REVENUE: | 0
Preferred Dividends | 0% | 0% | 0% | 0% | 0% | 0% | 0% | 0% | 0% | 0% | 0% | 0% | 0% | 0% | 0% | 0% | 0% | -28 | EXPORT SALES | 0
Corporate Taxes | -0.2883% | -0.2883% | -0.2883% | -0.2883% | -0.2883% | -0.2883% | -0.2883% | -0.2883% | -0.2883% | -0.2883% | -0.2883% | 0% | -0.2883% | -0.2883% | -0.2883% | -0.2883% | -0.2883% | -29 | STEAM AND ASH SALES | -5017.6636
Return | 5.455% | 5.455% | 5.455% | 5.455% | 5.455% | 5.455% | 5.455% | 5.455% | 5.455% | 5.455% | 5.455% | 0% | 5.455% | 5.455% | 5.455% | 5.455% | 5.455% | -30 | OTHER REVENUE | -3369.5361
Cost of Capital | 10.38% | 10.38% | 10.38% | 10.38% | 10.38% | 10.38% | 10.38% | 10.38% | 10.38% | 10.38% | 10.38% | 0% | 10.38% | 10.38% | 10.38% | 10.38% | 10.38% | -31 | RETURN (PROFIT/LOSS) | 88981.5759
FIXED CHARGE RATE | 39.5% | 69.56% | 18.37% | 120.8% | 33.01% | 19.06% | 33.97% | 13.49% | 25.16% | 16.45% | 15.58% | 0% | 15.92% | 15.93% | 23.69% | 19.22% | 24.83%
NOTES:
1. The Gross and Net Asset Values have been averaged based on actual year-end balances for 2025 and 2026.
2. OM&G and Capital Related Expenses have been based on the 2026 to 2027 GRA .
3. The percentages are calculated on "Total NPV incl. GP and Deferred Charges" since the capital-related expenses such as interest, taxes and return reflect NSPI's total capitalization.
DETAIL OF HYDRO FACILITIES
| Wreck Cove & |  |  | Lequille & |  | Bear River & |  | Roseway & |  | Sheet |  |  | Annapolis | Total
| Gisbourne | Avon | Black River | Nict & Para | Mersey | Sissiboo | Tusket | Harmony | St. Margarets | Harbour | Dickie Brook | Fall River | Tidal | Hydro
Installed Capacity kW's | 204000 | 7000 | 22000 | 22000 | 42000 | 37000 | 2000 | 1000 | 10000 | 11000 | 4000 | 1000 | 17200 | 380200
Gross Plant Cost | 337800329.9557 | 25938405.6373 | 68930016.628 | 49235760.9427 | 66905744.0662 | 68700079.3837 | 24874326.6834 | 56919421.6691 | 56428068.2683 | 51356922.8278 | 16444702.0369 | 3587507.1099 | 45641252.9107 | 872762538.12
Gross Plant Cost/kW | 1655.884 | 3705.4865 | 3133.1826 | 2237.9891 | 1592.9939 | 1856.7589 | 12437.1633 | 56919.4217 | 5642.8068 | 4668.8112 | 4111.1755 | 3587.5071 | 2653.5612 | 2295.5353
Net Book Value | 276650831.1926 | 18543962.9129 | 56066209.6769 | 41862328.4873 | 48623956.407 | 54868102.4772 | 18656813.7057 | 41417735.2064 | 40639441.4353 | 40694942.1218 | 13294756.6177 | 4137844.7205 | 26038789.1074 | 681495714.0688
Net Book Value/kW | 1356.1315 | 2649.1376 | 2548.4641 | 1902.8331 | 1157.7132 | 1482.9217 | 9328.4069 | 41417.7352 | 4063.9441 | 3699.5402 | 3323.6892 | 4137.8447 | 1513.8831 | 1792.4664
- share of General Property Plant | 29706510.1882 | 1991233.5735 | 6020337.7008 | 4495138.0856 | 5221195.4331 | 5891686.0586 | 2003351.3872 | 4447398.0706 | 4363825.6059 | 4369785.2182 | 1427578.6601 | 444317.9361 | 2796021.0731 | 73178378.9912
- share of Deferred Chgs & W/C | 400956.0523 | 26876.1678 | 81257.9742 | 60671.981 | 70471.755 | 79521.5314 | 27039.7249 | 60027.6223 | 58899.6242 | 58980.0626 | 19268.3792 | 5997.0681 | 37738.582 | 987706.5251
Total NPV incl. GP & Deferred Chgs. | 306758297.4331 | 20562072.6542 | 62167805.3518 | 46418138.5539 | 53915623.5952 | 60839310.0673 | 20687204.8178 | 45925160.8993 | 45062166.6654 | 45123707.4026 | 14741603.6571 | 4588159.7248 | 28872548.7625 | 755661799.585
OM&G (Direct) | 1452888.0012 | 0 | 1333514.7136 | 0 | 2808066.9043 | 1400810.8709 | 0 | 0 | 735567.0684 | 912416.0566 | 0 | 0 | 1835268.1725 | 10478531.7876
OM&G (Overhead) | 631809.8723 | 0 | 579898.6296 | 0 | 1221129.4956 | 609163.3606 | 0 | 0 | 319872.2373 | 396777.6399 | 0 | 0 | 798093.5548 | 4556744.79
Grants in Lieu | 2000681.1113 | 153624.7114 | 408249.9928 | 291607.3437 | 396260.887 | 406888.1495 | 147322.5191 | 337115.1586 | 334205.0327 | 304170.2933 | 97396.6033 | 21247.6338 | 270318.2457 | 5169087.6824
Depreciation (Direct) | 4425184.3224 | 490235.8665 | 971913.2345 | 861625.8165 | 1251686.0411 | 927451.0717 | 435300.717 | 1041625.4165 | 1128561.3654 | 1093902.4562 | 343694.2726 | 55247.6095 | 826106.6777 | 13852534.8676
Depr. (General Property) | 1292203.5273 | 143154.3795 | 283809.5813 | 251604.4165 | 365506.3834 | 270826.1304 | 127112.6988 | 304166.3215 | 329552.5951 | 319431.8043 | 100362.5881 | 16132.9225 | 241232.429 | 4045095.7776
Interest | 5649064.9445 | 433770.2631 | 1152722.7952 | 823374.0067 | 1118870.7052 | 1148877.5342 | 415975.5762 | 951868.5481 | 943651.6015 | 858846.3855 | 275006.2139 | 59994.2003 | 763262.7294 | 14595285.5036
Preferred Dividends | 0 | 0 | 0 | 0 | 0 | 0 | 0 | 0 | 0 | 0 | 0 | 0 | 0 | 0
Corporate Taxes | -422680.9605 | -32456.0672 | -86250.3765 | -61607.4553 | -83717.4557 | -85962.6619 | -31124.6123 | -71221.8245 | -70607.0065 | -64261.6112 | -20576.8374 | -4488.9564 | -57109.7388 | -1092065.5641
Return | 7997593.7969 | 614104.8828 | 1631953.0341 | 1165681.5621 | 1584027.3566 | 1626509.1535 | 588912.2749 | 1347596.1191 | 1335963.0786 | 1215901.1434 | 389336.6446 | 84936.0467 | 1080579.765 | 20663094.8583
TOTAL | 23026744.6154 | 1802434.0362 | 6275811.6046 | 3332285.6902 | 8661830.3175 | 6304563.6089 | 1683499.1737 | 3911149.7392 | 5056765.9725 | 5037184.168 | 1185219.4851 | 233069.4565 | 5757751.8352 | 72268309.703
OM&G | 0.7535% | 0% | 3.413% | 0% | 8.286% | 3.663% | 0% | 0% | 2.597% | 3.217% | 0% | 0% | 10.11% | 2.206%
Depreciation | 2.067% | 3.416% | 2.24% | 2.659% | 3.326% | 2.184% | 3.015% | 3.249% | 3.588% | 3.473% | 3.34% | 1.725% | 4.099% | 2.626%
Sub-Total | 2.82% | 3.416% | 5.652% | 2.659% | 11.61% | 5.847% | 3.015% | 3.249% | 6.185% | 6.69% | 3.34% | 1.725% | 14.21% | 4.832%
Grants in Lieu | 0.7232% | 0.8284% | 0.7282% | 0.6966% | 0.8149% | 0.7416% | 0.7896% | 0.8139% | 0.8224% | 0.7474% | 0.7326% | 0.5135% | 1.038% | 0.7585%
Interest | 2.042% | 2.339% | 2.056% | 1.967% | 2.301% | 2.094% | 2.23% | 2.298% | 2.322% | 2.11% | 2.069% | 1.45% | 2.931% | 2.142%
Preferred Dividends | 0% | 0% | 0% | 0% | 0% | 0% | 0% | 0% | 0% | 0% | 0% | 0% | 0% | 0%
Corporate Taxes | -0.1528% | -0.175% | -0.1538% | -0.1472% | -0.1722% | -0.1567% | -0.1668% | -0.172% | -0.1737% | -0.1579% | -0.1548% | -0.1085% | -0.2193% | -0.1602%
Return | 2.891% | 3.312% | 2.911% | 2.785% | 3.258% | 2.964% | 3.157% | 3.254% | 3.287% | 2.988% | 2.928% | 2.053% | 4.15% | 3.032%
FIXED CHARGE RATE | 8.323% | 9.72% | 11.19% | 7.96% | 17.81% | 11.49% | 9.024% | 9.443% | 12.44% | 12.38% | 8.915% | 5.633% | 22.11% | 10.6%
SUMMARY OF HYDRO FACILITIES
|  | Annapolis | Wind | Other | Total
| Wreck Cove | Tidal | Generation | Hydro | Hydro
Installed Capacity kW's | 200000 | 17200 | 1300 | 163000 | 381500
Gross Plant Cost | 337800329.9557 | 45641252.9107 | 0 | 489320955.2536 | 872762538.12
Gross Plant Cost/kW | 1655.884 | 2653.5612 | 0 | 3001.9691 | 2287.7131
Net Book Value | 276650831.1926 | 26038789.1074 | 0 | 378806093.7688 | 681495714.0688
Net Book Value/kW | 1356.1315 | 1513.8831 | 0 | 2323.9638 | 1786.3584
- share of General Property Plant | 29706510.1882 | 2796021.0731 |  | 40675847.7298 | 73178378.9912
- share of Deferred Chgs & W/C | 400956.0523 | 37738.582 |  | 549011.8908 | 987706.5251
Total NPV incl. GP & Deferred Chgs. | 306758297.4331 | 28872548.7625 | 0 | 420030953.3894 | 755661799.585
OM&G (Direct) | 1452888.0012 | 1835268.1725 | 0 | 7190375.6139 | 10478531.7876
OM&G (Overhead) | 631809.8723 | 798093.5548 | 0 | 3126841.363 | 4556744.79
Grants in Lieu | 2000681.1113 | 270318.2457 | 0 | 2898088.3254 | 5169087.6824
Depreciation (Direct) | 4425184.3224 | 826106.6777 | 0 | 8601243.8675 | 13852534.8676
Depr. (General Property) | 1292203.5273 | 241232.429 | 0 | 2511659.8213 | 4045095.7776
Interest | 5649064.9445 | 763262.7294 | 0 | 8182957.8298 | 14595285.5036
Preferred Dividends | 0 | 0 | 0 | 0 | 0
Corporate Taxes | -422680.9605 | -57109.7388 | 0 | -612274.8648 | -1092065.5641
Return | 7997593.7969 | 1080579.765 | 0 | 11584921.2964 | 20663094.8583
TOTAL | 23026744.6154 | 5757751.8352 | 0 | 43483813.2523 | 72268309.703
OM&G | 0.7535% | 10.11% | 0% | 2.724% | 2.206%
Depreciation | 2.067% | 4.099% | 0% | 2.934% | 2.626%
Sub-Total | 2.82% | 14.21% | 0% | 5.657% | 4.832%
Grants in Lieu | 0.7232% | 1.038% | 0% | 0.7651% | 0.7585%
Interest | 2.042% | 2.931% | 0% | 2.16% | 2.142%
Preferred Dividends | 0% | 0% | 0% | 0% | 0%
Corporate Taxes | -0.1528% | -0.2193% | 0% | -0.1616% | -0.1602%
Return | 2.891% | 4.15% | 0% | 3.058% | 3.032%
FIXED CHARGE RATE | 8.323% | 22.11% | 0% | 11.48% | 10.6%
NSPI | Embedded Cost of Ancillary Services
TABLE E4-1
Page 2 of 2
NOVA SCOTIA POWER INC.
EMBEDDED COST OF ANCILLARY SERVICES
DETAIL OF COMBUSTION TURBINES
Total
|  | Victoria |  |  |  | Combustion
| Burnside | Junction | Tusket | Tufts Cove 4 | Tufts Cove 5 | Turbines
Installed Capacity kW's | 120000 | 60000 | 24000 | 54000 | 54000 | 312000
Gross Plant Cost | 53110081.3896 | 25679087.2818 | 20321534.3568 | 60754030.0095 | 43850628.4195 | 203715361.4571
Gross Plant Cost/kW | 442.584 | 427.9848 | 846.7306 | 1125.0746 | 812.0487 | 3654.4227
Net Book Value | 39046136.5172 | 18492377.4264 | 11819346.0451 | 53744508.5152 | 38729686.4286 | 161832054.9325
Net Book Value/kW | 325.3845 | 308.2063 | 492.4728 | 995.2687 | 717.2164 | 2838.5486
- share of General Property Plant | 4192737.9985 | 1985694.3717 | 1269150.4385 | 5771035.579 | 4158757.8809 | 17377376.2685
- share of Deferred Chgs & W/C | 5659.0413 | 2680.1404 | 1713.0035 | 7789.3082 | 5613.1775 | 23454.6709
Total NPV incl. GP & Deferred Chgs. | 43244533.557 | 20480751.9385 | 13090209.487 | 59523333.4024 | 42894057.487 | 179232885.8719
OM&G (Direct) | 1557170.4435 | 319863.6413 | 212928.9318 | 0 | 0 | 2089963.0166
OM&G (Overhead) | 677158.6372 | 139097.4433 | 92595.3006 | 0 | 0 | 908851.3811
Grants in Lieu | 532813.2431 | 252342.0873 | 161283.6675 | 733383.3366 | 528495.0489 | 2208317.3833
Depreciation (Direct) | 977225.4976 | 582915.2813 | 1117684.3896 | 2023109.1993 | 1460225.9264 | 6161160.2942
Depr. (General Property) | 459581.2879 | 274140.3661 | 525637.9745 | 951451.9767 | 686732.5029 | 2897544.1081
Interest | 1504435.9625 | 712505.7717 | 455395.8683 | 2070759.8398 | 1492243.2352 | 6235340.6775
Preferred Dividends | 0 | 0 | 0 | 0 | 0 | 0
Corporate Taxes | -112566.6715 | -53311.9422 | -34074.1636 | -154940.8206 | -111654.3729 | -466547.9708
Return | 2129886.5989 | 1008721.2302 | 644721.0658 | 2931652.6208 | 2112624.8961 | 8827606.4118
TOTAL | 7725704.9992 | 3236273.879 | 3176173.0345 | 8555416.1525 | 6168667.2366 | 28862235.3019
OM&G | 5.722% | 2.482% | 2.585% | 0% | 0% | 1.853%
Depreciation | 3.68% | 4.635% | 13.9% | 5.535% | 5.543% | 5.598%
Sub-Total | 9.402% | 7.117% | 16.49% | 5.535% | 5.543% | 7.451%
Grants in Lieu | 1.365% | 1.365% | 1.365% | 1.365% | 1.365% | 1.365%
Interest | 3.853% | 3.853% | 3.853% | 3.853% | 3.853% | 3.853%
Preferred Dividends | 0% | 0% | 0% | 0% | 0% | 0%
Corporate Taxes | -0.2883% | -0.2883% | -0.2883% | -0.2883% | -0.2883% | -0.2883%
Return | 5.455% | 5.455% | 5.455% | 5.455% | 5.455% | 5.455%
Cost of Capital | 10.38% | 10.38% | 10.38% | 10.38% | 10.38% | 10.38%
FIXED CHARGE RATE | 19.79% | 17.5% | 26.87% | 15.92% | 15.93% | 17.83%

## Fixed Asset Detail
2026 OATT DEVELOPMENT
DETERMINATION OF AVERAGE FIXED ASSETS, DEFERRED CHARGES & WORKING CAPITAL
ANALYSIS OF FIXED ASSETS as of December 31, 2026
| Gross Plant | Net Plant | Gross Plant | Net Plant | Gross Plant | Net Plant
| Value | Value | Value | Value | Value | Value
| Dec. 2025 | Dec. 2025 | Dec. 2026 | Dec. 2026 | Average | Average
Steam Production
Lingan | 676824497.5431 | 238184516.6394 | 549129155.0631 | 146254527.4252 | 612976826.3031 | 192219522.0323
Tufts Cove | 104189612.2011 | 63897672.0015 | 105189436.1811 | 62057350.9623 | 104689524.1911 | 62977511.4819
Tufts Cove # 6 | 103522759.38 | 63467925.9172 | 103522759.38 | 63467925.9172 | 103522759.38 | 63467925.9172
Trenton | 283372383.5034 | 70482074.9375 | 202261420.5809 | -7000822.6133 | 242816902.0422 | 31740626.1621
Pt. Tupper | 209709320.5631 | 105678929.1972 | 213352524.1631 | 104848696.4388 | 211530922.3631 | 105263812.818
Point Aconi | 355232137.2582 | 333374675.71 | 265915473.0292 | 333374675.71 | 310573805.1437 | 333374675.71
Total In-Service Generation | 1732850710.449 | 875085794.4027 | 1439370768.3974 | 703002353.8402 | 1586110739.4232 | 789044074.1215
Strait Marine Terminal | 26878398.9308 | 6230607.1705 | 22768421.1731 | 2319537.979 | 24823410.052 | 4275072.5748
Non-operational & General | 449939114.5804 | 31342471.9594 | 617447535.407 | 62081964.6941 | 533693324.9937 | 46712218.3268
Steam Generation Plant - S | 2209668223.9602 | 912658873.5326 | 2079586724.9775 | 767403856.5133 | 2144627474.4689 | 840031365.023
Hydro Production
Wreck Cove | 325351804.0657 | 266218194.391 | 350248855.8457 | 287083467.9943 | 337800329.9557 | 276650831.1926
Wind |  |  |  |  | 0 | 0
Tidal (Annapolis) | 45641252.9107 | 26491047.2721 | 45641252.9107 | 25586530.9427 | 45641252.9107 | 26038789.1074
Other Hydro:
Dickie Brook | 16129969.0969 | 13153888.1961 | 16759434.9769 | 13435625.0393 | 16444702.0369 | 13294756.6177
Tusket | 24836335.5434 | 18672554.666 | 24912317.8234 | 18641072.7454 | 24874326.6834 | 18656813.7057
Bear River/Sissiboo | 65690904.8037 | 50943463.1417 | 71709253.9637 | 58792741.8128 | 68700079.3837 | 54868102.4772
Avon | 25344269.4173 | 17845779.1405 | 26532541.8573 | 19242146.6853 | 25938405.6373 | 18543962.9129
Lequille | 48880635.4727 | 42128893.1951 | 49590886.4127 | 41595763.7795 | 49235760.9427 | 41862328.4873
St. Margaret's | 56333997.1933 | 40868907.9134 | 56522139.3433 | 40409974.9571 | 56428068.2683 | 40639441.4353
Sheet Harbour | 41847531.5078 | 31474144.1903 | 60866314.1478 | 49915740.0533 | 51356922.8278 | 40694942.1218
Black River | 58339092.218 | 43535938.8988 | 79520941.038 | 68596480.4549 | 68930016.628 | 56066209.6769
Mersey | 64368543.1512 | 45472832.5554 | 69442944.9812 | 51775080.2587 | 66905744.0662 | 48623956.407
Roseway | 56333997.1933 | 40868907.9134 | 56522139.3433 | 40409974.9571 | 56428068.2683 | 40639441.4353
Harmony | 491353.4008 | 776465.5563 | 491353.4008 | 780121.986 | 491353.4008 | 778293.7711
Fall River | 2284222.7749 | 2209022.874 | 4890791.4449 | 6066666.5671 | 3587507.1099 | 4137844.7205
Total In-Service Generation | 831873908.75 | 640660039.9041 | 913651167.49 | 722331388.2335 | 872762538.12 | 681495714.0688
Non-operational & General | -39947549.2545 | -26709614.3762 | -39708706.9703 | -31516040.9479 | -39828128.1124 | -29112827.6621
Total Hydro Production | 791926359.4954 | 613950425.5279 | 873942460.5196 | 690815347.2856 | 832934410.0075 | 652382886.4067
Wind Tubine
Wind Turbine | 325044395.4562 | 168638931.5493 | 325868816.1362 | 158353757.2724 | 325456605.7962 | 163496344.4108
Total Wind | 325044395.4562 | 168638931.5493 | 325868816.1362 | 158353757.2724 | 325456605.7962 | 163496344.4108
Gas Turbine
Tufts Cove #4 | 60089448.0595 | 56210620.222 | 60754030.0095 | 53744508.5152 | 60754030.0095 | 53744508.5152
Tufts Cove #5 | 42624931.1095 | 38401812.0986 | 45076325.7295 | 39057560.7586 | 43850628.4195 | 38729686.4286
Burnside | 45763027.1046 | 30286020.3581 | 60457135.6746 | 47806252.6763 | 53110081.3896 | 39046136.5172
Victoria Junction | 25586739.5518 | 18758101.0731 | 25771435.0118 | 18226653.7797 | 25679087.2818 | 18492377.4264
Tusket | 19854691.4818 | 11504805.9963 | 20788377.2318 | 12133886.0939 | 20321534.3568 | 11819346.0451
Total In-Service Generation | 193918837.3071 | 155161359.7481 | 212847303.6571 | 170968861.8237 | 203383070.4821 | 163065110.7859
Other GTs | -74485.8065 | -2098341.2645 | -74485.8065 | -2602775.2691 | -74485.8065 | -2350558.2668
Total Gas Turbine | 193844351.5006 | 153063018.4835 | 212772817.8506 | 168366086.5546 | 203308584.6756 | 160714552.5191
Total Generation Assets | 3520483330.4124 | 1848311249.0933 | 3492170819.4839 | 1784939047.6259 | 3506327074.9482 | 1816625148.3596
Transmission | 1532255029.4913 | 1040472780.456 | 1712156022.3047 | 1195466217.9076 | 1622205525.898 | 1117969499.1818
Distribution | 2337658303.2679 | 1309161593.9737 | 2491659981.5632 | 1430933430.7864 | 2414659142.4155 | 1370047512.3801
General Property | 920542736.2374 | 454928515.3303 | 987003200.9267 | 469804506.1677 | 953772968.582 | 462366510.749
Total Rate Base | 8310939399.409 | 4652874138.8534 | 8682990024.2785 | 4881143202.4876 | 8496964711.8437 | 4767008670.6705
Non-Utility Prop. & PPD | 1579084.77 | 1316082.04 | 1579084.77 | 1254622.7408 | 1579084.77 | 1285352.3904
Total Fixed Assets | 8312518484.179 | 4654190220.8934 | 8684569109.0485 | 4882397825.2284 | 8498543796.6137 | 4768294023.0609
ANALYSIS OF DEFERRED CHARGES & CREDITS & WORKING CAPITAL
| End of year | End of year
| 2025 | 2026 | AVERAGE
Current & Long Term Assets ($M)
Deferred Charges & Credits
Financing Charges | 23.414 | 21.0991
Pension Charges | 143.5854 | 170.2854
FAM Deferral | -0.28959 | -10.5159
Storm Rider Deferral | -0.0020074 | -0.0020926
DSM Rider Deferral | 0.65169 | 0.79518
DSM Deferral | 7.627e-07 | 7.627e-07
Other General Charges | 34.2267 | 23.2191
Retired Assets (Roseway, Annapolis, and SmartGrid) | 6.4642 | 5.1713
Deferred Decarbonization Asset | 0 | 0
Cost of Removal Liability | 17.3531 | 3.8206
Asset Retirement Obligation | -142.3293 | -149.7086
Deferred Income Taxes | 23.9249 | 26.819
Other Deferred Credits | -28.6025 | -30.1275
Long term receivable | 91.2896 | 95.3311
Allowance for materials and supplies | 294.7702 | 301.9708
Allowance for working capital | 187.621 | 137.5273
Total Assigned to Fixed Assets | 652.0775 | 595.6848 | 623.8811

## Unit Generation Detail
2026 OATT DEVELOPMENT
DETERMINATION OF UNIT GENERATION ASSETS
|  | Actual | Adjusted Unit | Average | Unit
|  | NPV | NPV for | NPV | NPV
Common Assets
|  | ($000) | ($000) | ($000) | ($000)
UNITS
| Lingan |  |  | 192219.522
Lingan 1&2 Prod Unit | Units 1& 2 | 31255.0012 | 23453.6916 |  | 39202.3996 | Lingan 1&2 Prod Unit | 31321.3129
Lingan 3&4 ProdUnit | Units 3 & 4 | 121996.3675 | 91545.8346 |  | 153017.1224 | Lingan 3&4 ProdUnit | 121836.8935
| Sub-Total | 153251.3687 | 114999.5262
| Common Assets | -38251.8425 | 0
| Total Plant | 114999.5262 | 114999.5262 |  | 192219.522
| Pt. Tupper |  |  | 105263.8128
| Unit 1 | 0 | 0 |  | 0
Pt Tupper Unit 1 | Unit 2 | 42632.0078 | 104848.6964 |  | 105263.8128 | Pt Tupper Unit 1 | 42632.0078
| Sub-Total | 42632.0078 | 104848.6964
| Common Assets | 62216.6887 | 0
|  | 104848.6964 | 104848.6964 |  | 105263.8128
| Trenton |  |  | 31740.6262
| Unit 1-4 | 0 | 0 |  | 0
Trenton Unit 5 Capital | Unit 5 | -2414.0476 | -18461.9627 |  | 83703.6285 | Trenton Unit 5 Capital | -2414.0476
Trenton unit 6 Capital | Unit 6 | 1498.6347 | 11461.1401 |  | -51963.0024 | Trenton unit 6 Capital | 1498.6347
| Sub-Total | -915.4129 | -7000.8226
| Common Assets | -6085.4097 | 0
|  | -7000.8226 | -7000.8226 |  | 31740.6262
| Tufts Cove |  |  | 62977.5115
TC Unit 1 Capital | Unit 1 | 28747.5004 | 9394.3537 |  | 9321.7638 | TC Unit 1 Capital | 28751.2642
TC Unit 2 Capital | Unit 2 | 40240.7896 | 13150.2289 |  | 13048.6175 | TC Unit 2 Capital | 40241.5422
TC Unit 3 Capital | Unit 3 | 61761.177 | 20182.8449 |  | 20026.8927 | TC Unit 3 Capital | 61769.5757
TC Unit 6 Capital | Unit 6 | 63467.6432 | 20740.4985 |  | 20580.2374 | TC Unit 6 Capital | 63467.9259
| Sub-Total | 194217.1102 | 63467.9259 |  | 62977.5115
| Common Assets | -130749.1843 | 0
|  | 63467.9259 | 63467.9259
Pt. Aconi
| Unit 1 |  |  | 333374.6757 | 333374.6757
| Wreck Cove |  |  |  | 276650.8312
| Tidal |  |  |  | 26038.7891
| Hydro - Other |  |  |  | 378806.0938
| Burnside |  |  |  | 39046.1365
| Victoria Junction |  |  |  | 18492.3774
| Tusket |  |  |  | 11819.346
| Wind |  |  |  | 163496.3444

## Production O&M
2023 OATT DEVELOPMENT
ALLOCATION OF DIRECT O/H POWER PRODUCTION COSTS
Average
| Operating | Operating | Operating | Operating
| Budget | Budget | Budget | Budget | Allocation of | Allocation of | Allocation of | Allocation of | Total assigned
Steam Production | 2025 | 2026 | 2027 | 2025 and 2026 | Thermal Plant Operations | Assigned Pension Costs | Hydro Admin. & Engineering | Energy, Fuels & Risk Mgmt. | PP Budget
Plant Operations:
Operating | 15545430 | 15561374 | 16020783 | 15553402 | -15553402 |  |  |  | 0
Assigned Pension Costs | 0 | 0 | 0 | 0 | 0 | 0 |  |  | 0
Biomass | 6887691 | 7080075 | 7153099 | 6983883 | 1431379.2554 | 0 |  | 618261.7914 | 9033524.0468
Lingan | 18890530 | 19863856 | 20390316 | 19377193 | 3971445.6969 | 0 |  | 1715403.6023 | 25064042.2992
Tufts Cove | 17379861 | 17605350 | 18067817 | 17492605.5 | 3585190.7364 | 0 |  | 1548566.8377 | 22626363.0741
Trenton | 13587996 | 14094917 | 14032696 | 13841456.5 | 2836870.7922 | 0 |  | 1225341.7892 | 17903669.0814
Tufts Cove 6 | [5 empty] | 0 |  | 0 | 0
Pt. Tupper | 8645430 | 8879092 | 9524600 | 8762261 | 1795866.0857 | 0 |  | 775696.1539 | 11333823.2396
Point Aconi | 9432344 | 9426945 | 9733809 | 9429644.5 | 1932649.4334 | 0 |  | 834777.573 | 12197071.5064
Pt. Tupper Marine Terminal | 0 | 0 | 0 | 0 | 0 | 0 |  | 0 | 0
Total Steam Production | 90369282 | 92511609 | 94923120 | 91440445.5 | -1.6298e-09 | 0 | 0 | 6718047.7475 | 98158493.2475
Hydro Production
Hydro Prod. Admin & Engineering | 3274368 | 2850229 | 2865889 | 3062298.5 |  | 0 | -3062298.5 |  | 0
Wreck Cove | 1169275 | 971342 | 1381017 | 1070308.5 |  | 0 | 382579.5012 |  | 1452888.0012
Wind | 0 | 0 | 0 | 0 |  | 0 | 0 |  | 0
Tidal (Annapolis) | 1285156 | 1418842 | 1453812 | 1351999 |  | 0 | 483269.1725 |  | 1835268.1725
Other Hydro: | [6 empty] | 0
Dickie Brook | 0 | 0 | 0 | 0 |  | 0 | 0 |  | 0
Tusket | 0 | 0 | 0 | 0 |  | 0 | 0 |  | 0
Bear River/Sissiboo | 1018298 | 1045591 | 1073946 | 1031944.5 |  | 0 | 368866.3709 |  | 1400810.8709
Avon | 0 | 0 | 0 | 0 |  | 0 | 0 |  | 0
Lequille | 0 | 0 | 0 | 0 |  | 0 | 0 |  | 0
St. Margaret's (+ White Rock H/M) | 534488 | 549262 | 563622 | 541875 |  | 0 | 193692.0684 |  | 735567.0684
Sheet Harbour | 621046 | 723265 | 743567 | 672155.5 |  | 0 | 240260.5566 |  | 912416.0566
Black River | 931458 | 1033280 | 1061534 | 982369 |  | 0 | 351145.7136 |  | 1333514.7136
Mersey | 2042126 | 2095148 | 2147109 | 2068637 |  | 0 | 739429.9043 |  | 2808066.9043
Roseway | 0 | 0 | 0 | 0 |  | 0 | 0 |  | 0
Harmony | 0 | 0 | 0 | 0 |  | 0 | 0 |  | 0
Fall River | 0 | 0 | 0 | 0 |  | 0 | 0 |  | 0
Milton | 819462 | 876199 | 899517 | 847830.5 |  | 0 | 303055.2124 |  | 1150885.7124
Nictaux Paradise/Paradise | 0 | 0 | 0 | 0 |  | 0 | 0 |  | 0
Total Hydro Production | 11695677 | 11563158 | 12190013 | 11629417.5 | 0 | 0 | 3.4925e-10 |  | 11629417.5
Gas Turbine
Tufts Cove #4 | [5 empty] | 0 |  | 0 | 0
Tufts Cove #5 | [5 empty] | 0 |  | 0 | 0
Burnside | 1398880 | 1462180 | 1526270 | 1430530 |  | 0 |  | 126640.4435 | 1557170.4435
Victoria Junction | 287798 | 299902 | 347014 | 293850 |  | 0 |  | 26013.6413 | 319863.6413
Tusket | 181170 | 210054 | 254920 | 195612 |  | 0 |  | 17316.9318 | 212928.9318
LM Building | 732769 | 748887 | 765073 | 740828 |  | 0 |  | 65583.2359 | 806411.2359
Total Gas Turbine Production | 2600617 | 2721023 | 2893277 | 2660820 | 0 | 0 | 0 | 235554.2525 | 2896374.2525
Wind
Little Brook | 0 | 0 | 0 | 0
Grand Etang | 0 | 0 | 0 | 0
Nuttby | 3307425 | 2524410 | 2571398 | 2915917.5
Digby | 1545320 | 1567501 | 1596777 | 1556410.5
Tupper | 647391 | 659595 | 672034 | 653493
Sable | 404278 | 411831 | 419529 | 408054.5
South Canoe | 3456660 | 3375030 | 3438730 | 3415845
Pubnico | 0 | 0 | 0 | 0
ECEI | 0 | 0 | 0 | 0
Total Wind Turbine Production | 9361074 | 8538367 | 8698468 | 8949720.5 | 0 | 0 | 0 | 0 | 0
Solar
Amherst | 124205 | 131914 | 140881 | 128059.5
| 0 | 0 | 0 | 0
Energy, Fuels & Risk Management | 6870324 | 7036880 | 7221203 | 6953602 |  | 0 |  | -6953602 | 0
Total Power Production | 121021179 | 122502951 | 126066962 | 121762065 | -1.6298e-09 | 0 | 3.4925e-10 | 9.3132e-10 | 112684285

## Summary Rates
Embedded Cost of Ancillary Services
TABLE E4-8
NOVA SCOTIA POWER INC.
EMBEDDED COST OF ANCILLARY SERVICES
REVENUE REQUIREMENT SUMMARY
| 2026 GRA |  | 2014 GRA |  | 2005
| Unit Revenue |  | Unit Revenue |  | Unit Revenue
Service | Requirement |  | Requirement |  | Requirement |  | Difference |  | % Diff.
Voltage Control and Reactive Supply | 4108106.7984 | $/yr | 4328964.2486 | $/yr | 5988207.1305 | $/yr | -220857.4502 | $/yr | -5.102%
Regulation Cost | 159.0072 | $/kW-yr | 87.4944 | $/kW-yr | 77.8151 | $/kW-yr | 71.5128 | $/kW-yr | 81.73%
Load Following Cost | 171.896 | $/kW-yr | 120.7742 | $/kW-yr | 81.5347 | $/kW-yr | 51.1218 | $/kW-yr | 42.33%
Operating Reserve - Spinning | 130.8459 | $/kW-yr | 118.4248 | $/kW-yr | 94.6348 | $/kW-yr | 12.4211 | $/kW-yr | 10.49%
Operating Reserve - Supplemental - 10 Minute | 121.7936 | $/kW-yr | 56.4114 | $/kW-yr | 52.4944 | $/kW-yr | 65.3822 | $/kW-yr | 115.9%
Operating Reserve - Supplemental - 30 Minute | 119.5933 | $/kW-yr | 131.955 | $/kW-yr | 100.6631 | $/kW-yr | -12.3617 | $/kW-yr | -9.368%
| 2026 |  | 2014 |  | 2005
| Total Revenue |  | Total Revenue |  | Total Revenue
| Requirement |  | Requirement |  | Requirement
Voltage Control and Reactive Supply | 4108.1068 | $000/yr | 4328.9642 | $000/yr | 5988.2071 | $000/yr | -220.8575 | $000/yr | -5.102%
Regulation Cost | 5088.2307 | $000/yr | 2274.8551 | $000/yr | 2023.1935 | $000/yr | 2813.3755 | $000/yr | 123.7%
Load Following Cost | 30081.7998 | $000/yr | 17149.9372 | $000/yr | 11577.9215 | $000/yr | 12931.8625 | $000/yr | 75.4%
Operating Reserve - Spinning | 4187.0697 | $000/yr | 2960.6205 | $000/yr | 2365.869 | $000/yr | 1226.4492 | $000/yr | 41.43%
Operating Reserve - Supplemental - 10 Minute | 16563.9244 | $000/yr | 5641.1371 | $000/yr | 5249.4437 | $000/yr | 10922.7873 | $000/yr | 193.6%
Operating Reserve - Supplemental - 30 Minute | 5979.6643 | $000/yr | 6597.7495 | $000/yr | 5033.156 | $000/yr | -618.0852 | $000/yr | -9.368%
Total Annual Revenue Requirement | 66008.7957 | $000/yr | 38953.2637 | $000/yr | 32237.7908 | $000/yr | 27055.532 | $000/yr | 69.46%