## Appendix B
CI# | Project # | Functional Class | Project Long Title | ACE Category | Routine Or Normal | Justification Criteria | Justification Sub Criteria | ACE Filing Type | Major Location | Prior Spend | 2026 ACE | Subsequent Spend | Project Total | Rating Category | Criticality | Condition
C0082245 |  | General Plant | Ambient Air Shelter Replacement | General Plant |  | Environment |  | Less than $1M | General Plant | 0 | 117570.8314 | 0 | 117570.8314 | Environment | 4 | 3
47649 |  | Hydro | HYD Salmontail Gate Pedestal and Main Dam Refurbishment | Generation |  | Health & Safety |  | Subsequent Submittal | Black River | 823921 | 463325 | 4583462 | 5870708 | Health & Safety | 5 | 4
C0045132 | C0058319 | Transmission | ECEI Energy Storage | Transmission |  | Transmission Plant |  | Carryover | Transmission Plant General | 199429231 | 44249331.4 | -3291005 | 240387557.4
47124 | D635 | Distribution | Advanced Meter Infrastructure | Distribution | Special | Metering Equipment |  | Carryover | Distribution Property | 142937589.06 | 294211.625 | 0 | 143231800.685
C0013838 |  | Hydro | WRC LEM Unit Rehabilitation | Generation |  | Hydro, Wind and Biomass |  | Carryover | Wreck Cove | 103155974.48 | 2028957 | 0 | 105184931.48
47650 | H774 | Hydro | HYD - Annapolis Decision Analysis | Generation |  | Hydro, Wind and Biomass |  | Subsequent Submittal | Annapolis | 3295621 | 1264569 | 26172252 | 30732442 | Business Sustainability | 4 | 2
29807 | H541 | Hydro | Tusket Falls Main Dam | Generation |  | Health & Safety |  | Carryover | Tusket River | 21846959.63 | 1945936.9 | 55181513 | 78974409.53
49595 |  | Hydro | HYD - TUS 1 Overhaul | Generation |  | Hydro, Wind and Biomass |  | Subsequent Submittal | Tusket River | 537057 | 3411894 | 1701003 | 5649954 | Business Sustainability | 4 | 5
39766 | D061 | Distribution | New Customers Residential Routine | Distribution | D061-New Customers - Residential | Distribution System | Requirement to Serve | Routine | Distribution Property | 0 | 36063098.94 |  | 36063098.94
51098 | T952 | Transmission | L-6014 Shannon Park Transmission Towers | Transmission |  | Hydro, Wind and Biomass |  | Subsequent Submittal | L6014 | 1745040 | 4532569 | 33194114 | 39471723 | Business Sustainability | 5 | 3
C0014218 |  | Hydro | WRC LEM Balance of Plant | Generation |  | Hydro, Wind and Biomass |  | Carryover | Wreck Cove | 22266479.13 | 5259767.4 | 0 | 27526246.53
C0073491 |  | Gas Turbine | LM6000 191-443 Engine Replacement | Generation |  | Thermal | Equipment Replacement/Refurbishment | Carryover | LM6000 | 61326 | 4745151.4 | 19410812 | 24217289.4
23158 | D005 | Distribution | Unplanned Replace Deteriorated | Distribution | D005 REPLACE DETERIORATED PLANT ROU | Distribution System | Requirement to Serve | Routine | Distribution Property | 0 | 22418590.19 |  | 22418590.19
16374 | H517 | Hydro | HYD - Gaspereau Dam Safety Remedial Works | Generation |  | Health & Safety |  | Carryover | Black River | 12639789.4 | 1956609.1 | 6677000 | 21273398.5
C0080266 |  | Distribution | New Distribution Right of Way Phase 11 | Distribution |  | Distribution System |  | Request Approval | Distribution Property | 0 | 18551713 | 2337981 | 20889694 | Business Sustainability | 3 | 5
26716 | D004 | Distribution | New Customer Upgrades Routine | Distribution | D004 NEW CUSTOMER REPLACEMENTS.ROUT | Distribution System | Requirement to Serve | Routine | Distribution Property | 0 | 19283935.58 |  | 19283935.58
39305 | P062 | General Plant | Work Vehicle Replacement | General Plant | P062-Work Vehicle Replacement Rout. | Vehicles |  | Routine | General Plant | 0 | 15452790 |  | 15452790
23137 | D055 | Distribution | Planned Routine Upgrade | Distribution | D055-Identified Deteriorated Plant | Distribution System | Requirement to Serve | Routine | Distribution Property | 0 | 15000015.53 |  | 15000015.53
50518 |  | Hydro | HYD Ruth Falls Main Dam | Generation |  | Health & Safety |  | Carryover | Sheet Harbor | 12332153.67 | 2481481.1354 | 0 | 14813634.8054
C0006418 |  | Hydro | HYD WRC Tailrace Rock Bolting Phase 2 | Generation |  | Health & Safety |  | Carryover | Wreck Cove | 13853094.78 | 24047.4 | 0 | 13877142.18
49756 | H791 | Hydro | HYD Marshall Falls Dam Refurbishment | Generation |  | Health & Safety |  | Carryover | Sheet Harbor | 917387.01 | 641240.3955 | 12291829 | 13850456.4055
23127 | D010 | Distribution | D010 Provincial Distribution ROW | Distribution | D010-ROW WIDENING ROUTINE | Distribution System | Outage Performance | Routine | Distribution Property | 0 | 13223180.97 |  | 13223180.97
C0021835 |  | General Plant | IT - CIS Replacement | General Plant |  | Information Technology Application and Hardware System | Technical | Subsequent Submittal | 1100 Nova Scotia | 3509908 | 3199578 | 77793358 | 84502844 | Customer | 5 | 5
C0021140 |  | Transmission | 138KV-25KV Substation Stellarton | Transmission |  | Transmission Plant |  | Carryover | Transmission Plant General | 3259643.32 | 5084735.84 | 4616016.84 | 12960396
39770 | D062 | Distribution | New Customers Commercial Routine | Distribution | D062-New Customers - Commercial | Distribution System | Requirement to Serve | Routine | Distribution Property | 0 | 12328071.49 |  | 12328071.49
C0022247 |  | Transmission | 1N Onslow Transformer Addition (1N-T66) | Transmission |  | Transmission Plant |  | Subsequent Submittal | Transmission Plant General | 1589544.35 | 2055586.94 | 0 | 3645131.29 | Business Sustainability | 5 | 5
C0023802 |  | Transmission | L-6515 Canso Causeway Rebuild | Transmission |  | Transmission Plant |  | Subsequent Submittal | L6515 | 299451.58 | 477049.37 | 3148851.2 | 3925352.15 | Business Sustainability | 4 | 5
C0032202 |  | General Plant | Sydney Depot Improvements | General Plant |  | Work Support Facilities |  | Subsequent Submittal | General Plant | 0 | 1200000 | 1500000 | 2700000 | Business Sustainability | 4 | 4
C0062123 |  | Transmission | 143H - Mt Uniacke Substation | Transmission |  | Transmission Plant |  | Carryover | Transmission Plant General | 8040869 | 1000000 | 0 | 9040869
C0080111 |  | General Plant | 2026 RTU Deployment Project | General Plant |  | Work Support Facilities | Telecontrol & Telecommunications | Request Approval | General Plant | 0 | 901513 | 7421142 | 8322655 | Business Sustainability | 4 | 4
C0032382 |  | Transmission | 142H - Susie Lake Substation | Transmission |  | Transmission Plant |  | Subsequent Submittal | Transmission Plant General | 3408958 | 624824 | 4222604 | 8256386 | Business Sustainability | 5 | 5
C0008638 |  | Distribution | D- Cogswell HRM Redevelopment Program | Distribution |  | Distribution System | Requirement to Serve | Carryover | Distribution Property | 7464317.6 | 537430.2516 | 0 | 8001747.8516
C0047278 |  | General Plant | IT - Oracle MDM Upgrade | General Plant |  | Information Technology Application and Hardware System | Technical | Subsequent Submittal | 1100 Nova Scotia | 3265320 | 4684089 |  | 7949409 | Operational Sustainability | 5 | 5
C0032664 |  | General Plant | ECC Optimization Tools | General Plant |  | Work Support Facilities |  | Carryover | General Plant | 6595975.4 | 890093 | 0 | 7486068.4
C0047301 |  | General Plant | IT - Cloud Integration Platform | General Plant |  | Information Technology Application and Hardware System | Technical | Subsequent Submittal | 1100 Nova Scotia | 229251.95 | 1775710 | 0 | 2004961.95 | Operational Sustainability | 5 | 5
23361 | D008 | Distribution | Provincial Storm | Distribution | D008-STORM COSTS ROUTINE | Distribution System | Requirement to Serve | Routine | Distribution Property | 0 | 6927210.53 |  | 6927210.53
C0031048 |  | Transmission | 91H-T11 Transformer Replacement | Transmission |  | Transmission Plant |  | Carryover | Transmission Plant General | 4585569.07 | 2329052.93 |  | 6914622
C0061284 |  | General Plant | IT - OT Cyber Security Control Implementation Phase 1 | General Plant |  | Information Technology Application and Hardware System | Technical | Carryover | 1100 Nova Scotia | 1957397 | 1917601 | 2905463 | 6780461
C0068961 |  | Transmission | 2025 PCB Substation Sampling and Replacement | Transmission |  | Environment |  | Carryover | Transmission Plant General | 39831 | 1224292.66 | 5386809.34 | 6650933
40236 | P061 | General Plant | Transportation Vehicle Replacements | General Plant | P061-Transportation Vehicle Replace | Vehicles |  | Routine | Vehicle |  | 6568400 |  | 6568400
C0047277 |  | General Plant | IT - GIS Utility Network Migration | General Plant |  | Information Technology Application and Hardware System | Technical | Carryover | 1100 Nova Scotia | 3343461 | 2968305 | 0 | 6311766
C0047973 |  | Hydro | HYD ANN Sluice Gates and Check Refurbishment | Generation |  | Health & Safety |  | Subsequent Submittal | Annapolis | 310439 | 950246 | 4412806 | 5673491 | Environment | 3 | 3
C0021608 |  | Steam | TUC Shoreline Sheetpile Refurbishment | Generation |  | Thermal | Equipment Replacement/Refurbishment | Request Approval | Tufts Cove Generating Station | 270239 | 4727595 | 693632 | 5691466 | Environment | 3 | 5
23118 | T011 | Transmission | Provincial Planned Transmission Line Replacements | Transmission | T011-Provincial Planned Trans Line | Transmission Plant |  | Routine | Transmission Plant General | 0 | 5680154.41 | 0 | 5680154.41
C0052514 |  | Hydro | HYD MacDonald Dam Access Improvements | Generation |  | Hydro, Wind and Biomass |  | Subsequent Submittal | Avon River | 102781 | 963078 | 481539 | 1547398 | Health & Safety | 4 | 5
C0057361 |  | Hydro | HYD ANN Facility Isolation | Generation |  | Health & Safety |  | Subsequent Submittal | Annapolis | 3398571 | 685354 | 0 | 4083925 | Business Sustainability | 5 | 4
C0053699 |  | General Plant | Renewable to Retail Implementation | General Plant |  | Work Support Facilities |  | Carryover | General Plant | 4415135 | 1229332 |  | 5644467
C0031122 |  | Transmission | L6539 2021 Replacements and Upgrades | Transmission |  | Transmission Plant |  | Carryover | Transmission Plant General | 1547124.71 | 2780796 | 1172203 | 5500123.71
C0061550 |  | Transmission | L5031 Hubbards to East Chester Phase 2 | Transmission |  | Transmission Plant |  | Carryover | L5031 | 3520682.3 | 1898273.92 | 0 | 5418956.22
C0080110 |  | Transmission | L7012 Replacements and Upgrades Phase 1 | Transmission |  | Transmission Plant |  | Request Approval | L7012 | 0 | 2195904.53 | 3174413.51 | 5370318.04 | Business Sustainability | 5 | 4
C0068898 |  | Steam | TUC1 IP LP Last Stage Blade Replacement | Generation |  | Thermal | Equipment Replacement/Refurbishment | Request Approval | Tufts Cove Generating Station | 2459850.9 | 2756010.59 | 0 | 5215861.49 | Reliability | 5 | 5
C0061545 |  | Transmission | L6006 Replacements and Upgrades | Transmission |  | Transmission Plant |  | Carryover | L6006 | 4873564.4 | 206436 |  | 5080000.4
11744 | P001 | General Plant | FAC - Property Improvements | General Plant | P001-DIST. PROPERTY IMPR. | Work Support Facilities | Building Facilities/Furniture | Routine | General Plant | 0 | 4797200 |  | 4797200
C0050414 |  | Hydro | HYD Roseway Asset Decommissioning | Generation |  | Environment |  | Carryover | Roseway River | 4738368.16 | 47618.7078 | 0 | 4785986.8678
C0051815 |  | General Plant | 2025 RTU Replacement Program | General Plant |  | Work Support Facilities | Telecontrol & Telecommunications | Carryover | General Plant | 1430134.3449 | 1669606.479 | 1594958.9823 | 4694699.8062
C0071528 |  | Distribution | FLISR Implementation | Distribution |  | Distribution System |  | Carryover | Distribution Property | 1195233.02 | 3445666.6733 | 0 | 4640899.6933
C0074130 |  | Distribution | Robie Street Underground | Distribution |  | Distribution System |  | Carryover | Distribution Property | 1256041.74 | 2798771.3245 | 410305.87 | 4465118.9345
C0053696 |  | General Plant | ECC Wind Integration | General Plant |  | Work Support Facilities |  | Carryover | General Plant | 900806 | 3527529 |  | 4428335
C0068952 |  | Distribution | 2025 PCB Poletop Sampling and Replacement | Distribution |  | Distribution System |  | Carryover | Distribution Property | 1635465 | 2777748.8931 | 0 | 4413213.8931
C0059483 |  | Transmission | 83V L-5017 and L-5046 Rebuild Tap | Transmission |  | Transmission Plant |  | Subsequent Submittal | Transmission Plant General | 280192.01 | 927125.53 |  | 1207317.54 | Business Sustainability | 4 | 5
C0080134 |  | Steam | TUC2 Stack Coating and Structural Refurbishment | Generation |  | Thermal | Equipment Replacement/Refurbishment | Request Approval | Tufts Cove Generating Station | 0 | 3593719 | 662792 | 4256511 | Business Sustainability | 4 | 4
C0061552 |  | Transmission | L-6043 Replacements and Upgrades | Transmission |  | Transmission Plant |  | Subsequent Submittal | L6043 | 0 | 1626537 | 831092 | 2457629 | Business Sustainability | 5 | 4
C0056240 |  | Transmission | 2024 Transmission Switch & Breaker Replacements | Transmission |  | Transmission Plant |  | Carryover | Transmission Plant General | 3086118.17 | 1049909.66 | 0 | 4136027.83
23135 | D006 | Distribution | Regulatory Replacements | Distribution | D006 REGULATORY REPLACEMENTS | Distribution System | Requirement to Serve | Routine | Distribution Property | 0 | 4118291.85 |  | 4118291.85
C0062043 |  | General Plant | IT - SharePoint Technical Migration | General Plant |  | Information Technology Application and Hardware System | Technical | Subsequent Submittal | 1100 Nova Scotia | 1144455 | 1990219 | 0 | 3134674 | Compliance | 4 | 5
C0070909 |  | Transmission | 70W-T52 Transformer Addition | Transmission |  | Transmission Plant |  | Request Approval | Transmission Plant General | 8604 | 3474286 | 474238 | 3957128 | Business Sustainability | 5 | 5
C0064966 |  | Hydro | Tusket Powerhouse Tidal Pool Fish Passage | Generation |  | Environment |  | Subsequent Submittal | Tusket | 938447 | 377048 | 0 | 1315495 | Environment | 5 | 4
26496 | D009 | Distribution | Meter Routine | Distribution | D009 METERS ROUTINE | Metering Equipment |  | Routine | Distribution Property | 0 | 3870540.0781 | 0 | 3870540.0781
C0060707 |  | Gas Turbine | CT BGT1 Generator Refurbishment | Generation |  | Thermal | Equipment Replacement/Refurbishment | Carryover | Burnside CT | 7683.73 | 924948.9 | 2910000 | 3842632.63
23136 | D007 | Distribution | Contractual Replacements - Joint Use | Distribution | D007 CONTRACTUAL REPLACEMENTS ROUTI | Distribution System | Joint Use Agreement | Routine | Distribution Property | 0 | 3723004 |  | 3723004
C0067686 |  | Hydro | HYD Lumsden Rubber Dam Replacement | Generation |  | Health & Safety |  | Subsequent Submittal | Black River | 251587 | 729149 | 323332 | 1304068 | Health & Safety | 5 | 4
C0070486 |  | Hydro | HYD Lower Great Brook Stoplog Replacement | Generation |  | Hydro, Wind and Biomass |  | Carryover | Mersey River | 3125751 | 465806 | 2327 | 3593884
C0067863 |  | General Plant | IT - Managed Detect & Respond | General Plant |  | Information Technology Application and Hardware System | Technical | Subsequent Submittal | 1100 Nova Scotia | 235144 | 2349927 | 0 | 2585071 | Compliance | 5 | 4
C0068714 |  | General Plant | IT - Identity & Access Management | General Plant |  | Information Technology Application and Hardware System | Technical | Subsequent Submittal | 1100 Nova Scotia | 1763310 | 2561279 | 0 | 4324589 | Compliance | 5 | 5
23115 | T001 | Transmission | Provincial Transmission Line Replacements | Transmission | T001-TRANSMISSION LINE REPLACEMENTS | Transmission Plant |  | Routine | Transmission Plant General | 0 | 3322385.39 | 0 | 3322385.39
43827 | T010 | Transmission | Transmission Right of Way Widening | Transmission | T010-ROW WIDENING ROUTINE | Transmission Plant |  | Routine | Transmission Plant General |  | 3314050.3839 |  | 3314050.3839
C0068718 |  | General Plant | IT - DERMS Solution Project | General Plant |  | Information Technology Application and Hardware System | Technical | Subsequent Submittal | 1100 Nova Scotia | 236594.5 | 857294 | 1860113.5 | 2954002 | Operational Sustainability | 5 | 5
C0061551 |  | Transmission | L7009 Replacements and Upgrades | Transmission |  | Transmission Plant |  | Carryover | L7009 | 1251530.65 | 1472352.83 | 465000 | 3188883.48
C0069232 |  | Transmission | L6021 Replacements and Upgrades | Transmission |  | Transmission Plant |  | Carryover | L6021 | 908771.33 | 1953731.93 | 300000 | 3162503.26
C0068719 |  | General Plant | IT - Distributed Intelligence Apps | General Plant |  | Information Technology Application and Hardware System | Technical | Subsequent Submittal | 1100 Nova Scotia | 47015 | 1312110 | 1278231 | 2637356 | Operational Sustainability | 5 | 5
C0068721 |  | General Plant | IT - ADMS Upgrade 2026 | General Plant |  | Information Technology Application and Hardware System | Technical | Subsequent Submittal | 1100 Nova Scotia | 0 | 3500000 | 3700000 | 7200000 | Operational Sustainability | 5 | 5
C0069534 |  | Transmission | IR 669 Network Upgrade Higgins Mountain Wind | Transmission |  | Transmission Plant |  | Subsequent Submittal | Transmission Plant General | 0 | 4497188 | 4998986 | 9496174 | Business Sustainability | 5 | 3
23120 | T003 | Transmission | Provincial - Trans Substation Primary | Transmission | T003-TRANSMISSION SUBSTATION REPLAC | Transmission Plant |  | Routine | Transmission Plant General | 0 | 3122388.33 | 0 | 3122388.33
C0080109 |  | Transmission | L7001 Replacements and Upgrades Phase 1 | Transmission |  | Transmission Plant |  | Request Approval | L7001 | 0 | 1019910 | 2043370 | 3063280 | Business Sustainability | 5 | 4
C0070086 |  | Transmission | 10H-T2 Transformer Replacement | Transmission |  | Transmission Plant |  | Subsequent Submittal | Transmission Plant General | 20578.25 | 2508965.65 | 349346.78 | 2878890.68 | Business Sustainability | 5 | 5
C0069231 |  | Transmission | L8002 Replacements and Upgrades | Transmission |  | Transmission Plant |  | Carryover | L8002 | 1228796.65 | 1812895.54 | 0 | 3041692.19
C0054755 |  | General Plant | IT - Connect My Data (Green Button) | General Plant |  | Information Technology Application and Hardware System | Technical | Carryover | 1100 Nova Scotia | 2920684 | 71996 | 0 | 2992680
C0070327 |  | Transmission | IR 673 Network Upgrade Benjamins Mill Wind | Transmission |  | Transmission Plant |  | Subsequent Submittal | Transmission Plant General | 0 | 265000 | 0 | 265000 | Business Sustainability | 5 | 3
C0069227 |  | Transmission | L6516 Replacements and Upgrades Phase 3 | Transmission |  | Transmission Plant |  | Carryover | L6516 | 1785120.76 | 1125133.41 | 0 | 2910254.17
C0070367 |  | Transmission | IR 618 Network Upgrade Goose Harbour Lake Wind | Transmission |  | Transmission Plant |  | Subsequent Submittal | Transmission Plant General | 0 | 2591925.65 | 8423758 | 11015683.65 | Business Sustainability | 5 | 3
C0071888 |  | Transmission | New Tidewater Substation | Transmission |  | Transmission Plant |  | Subsequent Submittal | Transmission Plant General | 21481.57 | 4119741 | 0 | 4141222.57 | Business Sustainability | 5 | 5
C0055539 |  | Transmission | 10H-T1 Transformer Replacement | Transmission |  | Transmission Plant |  | Carryover | Transmission Plant General | 41916.56 | 2794479.72 | 0 | 2836396.28
C0056461 |  | General Plant | IT - Contact Centre Cloud Migration | General Plant |  | Information Technology Application and Hardware System | Technical | Carryover | 1100 Nova Scotia | 2472418 | 356538 | 0 | 2828956
C0053214 |  | Transmission | 76W-T1 Transformer Replacement | Transmission |  | Transmission Plant |  | Request Approval | Transmission Plant General | 2095352 | 614732 | 108771 | 2818855 | Business Sustainability | 5 | 5
C0070048 |  | Transmission | L5027B Replacements and Upgrades Phase 1 | Transmission |  | Transmission Plant |  | Carryover | L5027B | 226366.76 | 2130942.89 | 350000 | 2707309.65
C0071889 |  | Transmission | 77V-T1 Transformer Replacement | Transmission |  | Transmission Plant |  | Subsequent Submittal | Transmission Plant General | 0 | 3486795.71 | 0 | 3486795.71 | Business Sustainability | 5 | 5
C0072808 | C0074950 | Transmission | ECEI Synchronous Condensers | Transmission |  | Transmission Plant |  | Subsequent Submittal | Transmission Plant General | 26578829 | 84693670 | 253294305 | 364566804 | Business Sustainability | 5 | 5
C0080133 |  | Steam | TUC3 IP Turbine Refurbishment | Generation |  | Thermal | Equipment Replacement/Refurbishment | Request Approval | Tufts Cove Generating Station | 0 | 13621 | 2575113 | 2588734 | Business Sustainability | 5 | 4
C0080228 |  | Hydro | HYD - Hollow Bridge Stator Refurbishment | Generation |  | Hydro, Wind and Biomass |  | Carryover | Black River | 715901 | 1871269 | 0 | 2587170
C0073368 |  | Hydro | HYD Malay Falls Rubber Dam | Generation |  | Health & Safety |  | Subsequent Submittal | Sheet Harbor | 168101 | 350817 | 1718421 | 2237339 | Health & Safety | 5 | 4
C0073777 |  | General Plant | IT - Complex Customer Projects | General Plant |  | Information Technology Application and Hardware System | Technical | Carryover | 1100 Nova Scotia | 675058 | 1834347 | 0 | 2509405
C0053295 |  | Transmission | L5004 Kearney Lake Structure Replacement | Transmission |  | Transmission Plant |  | Carryover | L5004 | 1416569.12 | 1090202.0998 | 0 | 2506771.2198
C0050842 |  | Transmission | 2024 Bulk Oil (KSO) Breaker Replacements | Transmission |  | Transmission Plant |  | Carryover | Transmission Plant General | 859083.77 | 635204 | 1000004 | 2494291.77
C0076273 |  | Steam | Bear Head Ash Management Site - Life Extension | Generation |  | Thermal | Equipment Replacement/Refurbishment | Subsequent Submittal | Point Tupper Generating Station | 956848 | 691259.9779 | 8500000 | 10148107.9779 | Business Sustainability | 5 | 5
C0080135 |  | Gas Turbine | CT - BGT2 Engine Refurbishment | Generation |  | Thermal | Equipment Replacement/Refurbishment | Request Approval | Burnside CT | 0 | 2147663 | 315001 | 2462664 | Reliability | 5 | 4
C0060608 |  | Steam | TUC6 Turbine Refurbishment | Generation |  | Thermal | Equipment Replacement/Refurbishment | Carryover | Tufts Cove Generating Station | 562396 | 1900000 |  | 2462396
C0076672 |  | Steam | ICP - RC SCR Bridge 10.10 Refurbishment | Generation |  | Thermal | Equipment Replacement/Refurbishment | Subsequent Submittal | International Coal Pier | 81318.1 | 1102575 | 169699 | 1353592.1 | Compliance | 5 | 4
C0080101 |  | Distribution | 539N-210 Big Island Sub-Sea Cable Replacement | Distribution |  | Distribution System |  | Subsequent Submittal | Distribution Property | 17570 | 1112927 | 2408570 | 3539067 | Business Sustainability | 4 | 5
C0061403 |  | Transmission | 2024/2025 Sacrificial Anode Installation | Transmission |  | Transmission Plant |  | Carryover | Transmission Plant General | 2233033.58 | 142517 |  | 2375550.58
C0069238 |  | Transmission | 2025/2026 Steel Tower Refurbishment | Transmission |  | Transmission Plant |  | Carryover | Transmission Plant General | 278654.16 | 1391030.36 | 665676 | 2335360.52
T020-000 | T020 | Transmission | 2026 Transmission Switch & Breaker Replacements | Transmission | T020 - 000 Transmission Substation Switch and Breaker | Transmission Plant |  | Routine | Transmission Plant General |  | 2326441.23 |  | 2326441.23
C0068954 |  | Distribution | 2025 PCB Downline Device Sampling and Replacement | Distribution |  | Distribution System |  | Carryover | Distribution Property | 101 | 1100618 | 1185364 | 2286083
D020-000 | D020 | Distribution | 2026 Padmount Replacement Program | Distribution | D020-000 - Padmount Replacements | Distribution System |  | Routine | Distribution Property | 0 | 2278256.46 |  | 2278256.46
C0080102 |  | Distribution | 92H-331 Double Circuit Peggys Cove Rd | Distribution |  | Distribution System |  | Subsequent Submittal | Distribution Property | 0 | 1704973 | 177600 | 1882573 | Business Sustainability | 5 | 5
C0080107 |  | Transmission | L-5532 Reliability Upgrade - 91W Middle Field Substation | Transmission |  | Transmission Plant |  | Subsequent Submittal | Transmission Plant General | 67139.33 | 2537039.39 | 449347 | 3053525.72 | Business Sustainability | 4 | 4
C0044030 |  | Wind | WIN - DIG Haights Brook Crossing Replacement | Generation |  | Hydro, Wind and Biomass |  | Carryover | Wind General | 287490 | 1929592 |  | 2217082
C0061547 |  | Transmission | L7022 Replacements and Upgrades | Transmission |  | Transmission Plant |  | Carryover | L7022 | 1029978.52 | 896998.21 | 264000 | 2190976.73
C0052299 |  | Transmission | 2023/2024 Steel Tower Life Extension | Transmission |  | Transmission Plant |  | Carryover | Transmission Plant General | 1708713 | 469206 |  | 2177919
C0061546 |  | Transmission | L6514 Replacements and Upgrades | Transmission |  | Transmission Plant |  | Carryover | L6514 | 1642574 | 484426 |  | 2127000
C0070586 |  | Transmission | L6536 Switch Replacements | Transmission |  | Transmission Plant |  | Request Approval | Transmission Plant General | 145547.49 | 1626611.35 | 302335 | 2074493.84 | Business Sustainability | 4 | 5
C0053234 |  | Transmission | 96H-T1 Transformer Replacement | Transmission |  | Transmission Plant |  | Request Approval | Transmission Plant General | 15799 | 1794354 | 246599 | 2056752 | Business Sustainability | 5 | 5
C0080108 |  | Transmission | L-5532 Replacements and Upgrades Phase 1 | Transmission |  | Transmission Plant |  | Subsequent Submittal | L5532 | 0 | 908755 | 1581777 | 2490532 | Business Sustainability | 5 | 5
48791 | H775 | Hydro | HYD - WRC Safety Standards Upgrades | Generation |  | Hydro, Wind and Biomass |  | Carryover | Wreck Cove | 1919441 | 32168 | 0 | 1951609
C0041791 |  | Transmission | L6551 Replacements and Upgrades | Transmission |  | Transmission Plant |  | Carryover | Transmission Plant General | 1392497 | 241491 | 261012 | 1895000
C0080219 |  | Hydro | HYD Deep Brook Spillway & Intake Refurbishment | Generation |  | Health & Safety |  | Subsequent Submittal | Mersey River | 234644 | 2907557 | 0 | 3142201 | Business Sustainability | 4 | 4
C0073348 |  | Hydro | WRC Surge Lake Volume Optimization | Generation |  | Hydro, Wind and Biomass |  | Carryover | Wreck Cove | 609203.65 | 1200908 | 0 | 1810111.65
C0080671 |  | Steam | LIN1 HIP Turbine Refurbishment 2026 | Generation |  | Thermal | Equipment Replacement/Refurbishment | Subsequent Submittal | Lingan Generating Station | 0 | 2780967.0949 | 464025 | 3244992.0949 | Reliability | 4 | 4
C0071954 |  | Distribution | 87W-312 Dauphiness Mill Lake Rebuild | Distribution |  | Distribution System |  | Carryover | Distribution Property | 5933.71 | 500000 | 1259111 | 1765044.71
C0063803 |  | Hydro | HYD AVO 2 Access Road Stabilization | Generation |  | Health & Safety |  | Carryover | Avon River | 196196 | 1492386.8934 | 0 | 1688582.8934
C0061443 |  | General Plant | IT - WAM Maintenance Release Routine | General Plant |  | Information Technology Application and Hardware System | Technical | Routine | 1100 Nova Scotia | 0 | 1625040 | 0 | 1625040
C0068969 |  | Transmission | 2026 Pennsylvania Breaker Replacements | Transmission |  | Transmission Plant |  | Request Approval | Transmission Plant General | 30668.15 | 398876 | 1190484 | 1620028.15 | Business Sustainability | 4 | 4
C0059783 |  | Hydro | HYD Upper Lake Falls 2 Overhaul | Generation |  | Hydro, Wind and Biomass |  | Carryover | Mersey River | 148783 | 1297570 | 135704 | 1582057
C0070907 |  | General Plant | MDR-8000 Microwave Radio Replacement | General Plant |  | Work Support Facilities | Telecontrol & Telecommunications | Carryover | General Plant | 125100 | 526010 | 914900 | 1566010
C0041807 |  | Transmission | L5534 Replacements and Upgrades | Transmission |  | Transmission Plant |  | Carryover | Transmission Plant General | 1280025.93 | 274987.07 |  | 1555013
C0080691 |  | Steam | LIN3 DCS Migration 2026 | Generation |  | Thermal | Equipment Replacement/Refurbishment | Subsequent Submittal | Lingan Generating Station | 0 | 700000 | 659218 | 1359218 | Reliability | 5 | 4
41830 | W001 | Wind | Wind - Routine Equipment Replacement | Generation | W001-Wind Equipment Replacement | Hydro, Wind and Biomass |  | Routine | Wind General | 0 | 1512669.294 | 0 | 1512669.294
C0057882 |  | Transmission | 2024 Pennsylvania Breaker Replacements | Transmission |  | Transmission Plant |  | Carryover | Transmission Plant General | 520465.51 | 990155.82 | 0 | 1510621.33
49942 |  | Hydro | HYD Tidewater Facility Refurb | Generation |  | Hydro, Wind and Biomass |  | Carryover | St. Margaret's Bay | 1283197 | 100981.09 | 0 | 1384178.09
C0068888 |  | Steam | TUC3 Continuous Ash Hauling System | Generation |  | Thermal | Equipment Replacement/Refurbishment | Request Approval | Tufts Cove Generating Station | 0 | 1192814 | 167170 | 1359984 | Health & Safety | 3 | 3
C0080732 |  | Steam | POA Ash Cell Capping/ Cell Development 2026 | Generation |  | Thermal | Equipment Replacement/Refurbishment | Subsequent Submittal | Point Aconi Generating Station | 0 | 2212545.7541 | 207812 | 2420357.7541 | Environment | 4 | 4
C0080768 |  | Steam | POT - CW Pump & Motor Replacement | Generation |  | Thermal | Equipment Replacement/Refurbishment | Subsequent Submittal | Point Tupper Generating Station |  | 2615777 | 256406 | 2872183 | Business Sustainability | 5 | 5
C0081985 |  | Transmission | Michelin DVR Phase 2 | Transmission |  | Transmission Plant |  | Subsequent Submittal | Transmission Plant General | 3000000 | 6000000 | 4000000 | 13000000 | Business Sustainability | 5 | 5
C0080206 |  | Steam | POA Boiler Refurbishment 2026 | Generation |  | Thermal | Equipment Replacement/Refurbishment | Request Approval | Point Aconi Generating Station | 0 | 1195706 | 108894 | 1304600 | Business Sustainability | 4 | 4
C0082133 |  | General Plant | IT - Renew Microsoft Enterprise Agreement | General Plant |  | Information Technology Application and Hardware System | Technical | Subsequent Submittal | 1100 Nova Scotia | 0 | 1800000 | 0 | 1800000 | Operational Sustainability | 5 | 5
C0080612 |  | Distribution | 57C-426 Melrose Reconductor and Line Extension Phase 1 | Distribution |  | Distribution System |  | Request Approval | Distribution Property | 1215.96 | 629267.65 | 657990.57 | 1288474.18 | Business Sustainability | 4 | 5
C0069270 |  | General Plant | 2025 SCADA Upgrade | General Plant |  | Work Support Facilities | Telecontrol & Telecommunications | Carryover | General Plant | 210127 | 719539.9557 | 357000 | 1286666.9557
C0068566 |  | Steam | LIN DCS Migration | Generation |  | Thermal | Equipment Replacement/Refurbishment | Carryover | Lingan Generating Station | 697457 | 573115.5087 |  | 1270572.5087
C0055796 |  | Transmission | 2023 EHV Breaker Replacements | Transmission |  | Transmission Plant |  | Carryover | Transmission Plant General | 489114.93 | 733370.29 | 0 | 1222485.22
C0082195 |  | Steam | LIN2 2025/26 Capacity Requirement | Generation |  | Thermal | Equipment Replacement/Refurbishment | Subsequent Submittal | Lingan Generating Station | 2862725 | 299478 | 0 | 3162203 | Business Sustainability | 5 | 5
C0050834 |  | Transmission | Spare EHV Breaker | Transmission |  | Transmission Plant |  | Carryover | Transmission Plant General | 162.58 | 511096.72 | 667572.7 | 1178832
52184 |  | Distribution | 37N-412-Glooscap Trail Rebuild PH2 | Distribution |  | Distribution System | Deteriorated Conductor | Carryover | Distribution Property | 786165.85 | 49302.8712 | 337900.58 | 1173369.3012
C0041804 |  | Transmission | 2022 Line Retirement Program | Transmission |  | Transmission Plant |  | Carryover | Transmission Plant General | 507938.16 | 340094 | 300000 | 1148032.16
C0080873 | T030 | Transmission | 2026 2027 Steel Tower Life Extension | Transmission | T030-200 - 2026 2027 Steel Tower Life Extension | Transmission Plant | Equipment Replacement/Refurbishment | Routine | Transmission Plant General |  | 1139010 |  | 1139010
C0080872 | T030 | Transmission | 2026 2027 Sacrificial Anode Installation Program | Transmission | T030-300 - 2026 2027 Sacrificial Anode Installation Program | Transmission Plant | Equipment Replacement/Refurbishment | Routine | Transmission Plant General |  | 1127764 |  | 1127764
C0061387 |  | Transmission | 2024/2025 Wood Pole Retreatment Program | Transmission |  | Transmission Plant |  | Carryover | Transmission Plant General | 259751 | 847264 |  | 1107015
C0030991 | P031 | General Plant | IT- PC Refresh | General Plant | P031 - NSPI Infrastructure Routine | Information Technology Application and Hardware System | Technical | Routine | 1100 Nova Scotia | 0 | 1100000 | 0 | 1100000
29038 | D051 | Distribution | System Performance Improvement Routine | Distribution | D051 - System Perf. Improvement | Distribution System | Requirement to Serve | Routine | Distribution Property | 0 | 1099866.5 |  | 1099866.5
29114-P031-026 | P031 | General Plant | IT - NSPI Infrastructure Routine | General Plant | P031 - NSPI Infrastructure Routine | Information Technology Application and Hardware System | Technical | Routine | 1100 Nova Scotia | 0 | 1068500 | 0 | 1068500
C0080104 |  | Distribution | 36V-303 Baxter's Harbour Rd Reconductor Phase 1 | Distribution |  | Distribution System |  | Request Approval | Distribution Property | 0 | 979830.34 | 82585.18 | 1062415.52 | Business Sustainability | 3 | 5
C0070787 |  | Distribution | 91W-411 Labelle Road Phase Extension | Distribution |  | Distribution System |  | Carryover | Distribution Property | 1102 | 1051545 | 0 | 1052647
C0080112 |  | Hydro | HYD Big Falls Unit 6 Rotor Reinsulation | Generation |  | Hydro, Wind and Biomass |  | Carryover | Mersey River | 692018 | 195706 | 137902 | 1025626
C0080205 |  | Steam | POA Boiler Refractory Replacement 2026 | Generation |  | Thermal | Equipment Replacement/Refurbishment | Request Approval | Point Aconi Generating Station | 0 | 936645.45 | 87739.73 | 1024385.18 | Reliability | 4 | 4
49036 | H766 | Hydro | HYD - Avon 2 Controls Upgrade | Generation |  | Hydro, Wind and Biomass |  | Carryover | Avon River | 589333 | 429457 | 0 | 1018790
C0061883 |  | Transmission | 129-H Kearney Lake Substation Rebuild | Transmission |  | Transmission Plant |  | Carryover | Transmission Plant General | 71077.46 | 946244.54 |  | 1017322
C0047214 |  | General Plant | IT - CIS HW Replacement/OS Upgrade | General Plant |  | Information Technology Application and Hardware System | Technical | Carryover | 1100 Nova Scotia | 909017.46 | 81162 | 0 | 990179.46
C0019025 |  | Hydro | HYD - Sloane Dam Refurbishment | Generation |  | Health & Safety |  | Carryover | Sheet Harbor | 403071 | 575600.819 | 0 | 978671.819
C0031117 |  | Distribution | 2H-411-Prospect Rd Phase Extension | Distribution |  | Distribution System |  | Carryover | Distribution Property | 410157 | 75857 | 491050 | 977064
C0080279 |  | Gas Turbine | BGT2 Free Turbine Refurbishment | Generation |  | Thermal | Equipment Replacement/Refurbishment | Less than $1M | Burnside CT | 0 | 963769.1535 | 0 | 963769.1535 | Business Sustainability | 5 | 4
C0055155 |  | Steam | TUC2 Stack 1 Platform Replacement | Generation |  | Thermal | Equipment Replacement/Refurbishment | Carryover | Tufts Cove Generating Station | 109474 | 849149 |  | 958623
C0068956 |  | Distribution | 2025 PCB Program - Reclosers | Distribution |  | Environment |  | Carryover | Distribution Property | 22261 | 926007 |  | 948268
C0082277 |  | General Plant | Distribution Pole Brow Upgrades | General Plant |  | Work Support Facilities | Building Facilities/Furniture | Less than $1M | General Plant | 0 | 941214.06 |  | 941214.06 | Business Sustainability | 4 | 4
C0060598 |  | Steam | TUC6 HRSG Boiler Refurbishment | Generation |  | Thermal | Equipment Replacement/Refurbishment | Carryover | Tufts Cove Generating Station | 285000 | 650668 |  | 935668
C0048990 |  | Hydro | HYD Avon 2 Switchgear Replacement | Generation |  | Hydro, Wind and Biomass |  | Carryover | Avon River | 616712 | 316586.3676 | 0 | 933298.3676
C0060574 |  | Steam | TUC1 Lube Oil Cooler Replacement | Generation |  | Thermal | Equipment Replacement/Refurbishment | Less than $1M | Tufts Cove Generating Station |  | 925517.8457 |  | 925517.8457 | Environment | 3 | 5
C0080654 |  | Steam | LIN Mill Refurbishments 2026 | Generation |  | Thermal | Equipment Replacement/Refurbishment | Less than $1M | Lingan Generating Station | 0 | 913230.799 | 0 | 913230.799 | Business Sustainability | 4 | 4
C0060594 |  | Steam | TUC6 Turbine Valves | Generation |  | Thermal | Equipment Replacement/Refurbishment | Carryover | Tufts Cove Generating Station | 471972 | 438027 |  | 909999
23121 | T004 | Transmission | Provincial - Substation Additions and Replacements | Transmission | T004-TRANSMISSION SUBSTATION ADDITI | Transmission Plant |  | Routine | Transmission Plant General | 0 | 902743.16 | 0 | 902743.16
25260 | P002 | General Plant | PROV - TOOLS & EQP - SYS MAINTENANCE REPLACEMENTS | General Plant | P002-TOOLS/EQUIPMENT | Work Support Facilities |  | Routine | General Plant | 0 | 900000 |  | 900000
C0080618 |  | General Plant | IT - Lifecycle: DR Hardware Refresh | General Plant |  | Information Technology Application and Hardware System | Technical | Less than $1M | 1100 Nova Scotia | 0 | 900000 | 0 | 900000 | Operational Sustainability | 5 | 5
C0080823 |  | Steam | TRE5 - Boiler Refurbishment 2026 | Generation |  | Thermal | Equipment Replacement/Refurbishment | Less than $1M | Trenton Generating Station |  | 896954 |  | 896954 | Business Sustainability | 4 | 4
C0052654 |  | Transmission | L5541 Water Crossing Upgrades | Transmission |  | Transmission Plant |  | Carryover | Transmission Plant General | 3264 | 305787.7 | 584906 | 893957.7
C0080825 |  | Steam | TRE5 - Boiler South WW Panel at Lower Header. | Generation |  | Thermal | Equipment Replacement/Refurbishment | Less than $1M | Trenton Generating Station |  | 892848 |  | 892848 | Business Sustainability | 4 | 4
C0082147 |  | Hydro | HYD Handrail Replacements | Generation |  | Hydro, Wind and Biomass |  | Less than $1M | Hydro General | 0 | 169928 | 710194 | 880122 | Health & Safety | 4 | 5
C0042526 |  | Hydro | HYD - ULF2 Generator Refurbishment | Generation |  | Hydro, Wind and Biomass |  | Carryover | Mersey River | 79387 | 671377 | 114071 | 864835
14841 | T016 | Transmission | Protection Modification and Replacement | Transmission | T016-PROTECTION MOD.& REPL.1994 | Transmission Plant |  | Routine | Transmission Plant General | 0 | 862087.5 | 0 | 862087.5
16550 | P028 | General Plant | Telecom Systems Routine | General Plant | P028-TELECOM.SYSTEMS REPLACE & MODS | Work Support Facilities | Telecontrol & Telecommunications | Routine | General Plant | 0 | 852509.8304 | 0 | 852509.8304
C0080712 |  | Steam | PHB - Boiler Refurbishment 2026 | Generation |  | Thermal | Equipment Replacement/Refurbishment | Less than $1M | Port Hawkesbury Biomass | 0 | 850534.8633 | 0 | 850534.8633 | Business Sustainability | 4 | 4
C0061285 |  | General Plant | IT - Enterprise GRC | General Plant |  | Information Technology Application and Hardware System | Technical | Less than $1M | 1100 Nova Scotia | 251910 | 596915 | 0 | 848825 | Compliance | 4 | 4
C0080641 |  | Steam | LIN BFP Cartridge Critical Spare | Generation |  | Thermal | Equipment Replacement/Refurbishment | Less than $1M | Lingan Generating Station | 0 | 831652.7644 | 0 | 831652.7644 | Reliability | 5 | 4
C0080763 |  | Steam | POT - Boiler Refurbishment 2026 | Generation |  | Thermal | Equipment Replacement/Refurbishment | Less than $1M | Point Tupper Generating Station |  | 829582.8106 |  | 829582.8106 | Business Sustainability | 4 | 4
C0047296 |  | General Plant | IT - Microsoft SQL Consolidation | General Plant |  | Information Technology Application and Hardware System | Technical | Less than $1M | 1100 Nova Scotia | 315746 | 508318 | 0 | 824064 | Operational Sustainability | 5 | 5
C0080704 |  | Steam | LIN4 Boiler Refurbishment 2026 | Generation |  | Thermal | Equipment Replacement/Refurbishment | Less than $1M | Lingan Generating Station | 0 | 805340.4768 | 0 | 805340.4768 | Business Sustainability | 5 | 3
C0080668 |  | Steam | LIN1 Boiler Refurbishment 2026 | Generation |  | Thermal | Equipment Replacement/Refurbishment | Less than $1M | Lingan Generating Station | 0 | 803535.3205 | 0 | 803535.3205 | Business Sustainability | 4 | 4
C0080688 |  | Steam | LIN3 Boiler Refurbishment 2026 | Generation |  | Thermal | Equipment Replacement/Refurbishment | Less than $1M | Lingan Generating Station | 0 | 803535.3205 | 0 | 803535.3205 | Business Sustainability | 5 | 3
C0082275 |  | Distribution | Single Phase Quick Cycle Reliability 2026 | Distribution |  | Distribution System |  | Less than $1M | Distribution Property | 0 | 800048.08 |  | 800048.08 | Business Sustainability | 3 | 5
C0080724 |  | Steam | PHB - Precipitator Refurbishment 2026 | Generation |  | Thermal | Equipment Replacement/Refurbishment | Less than $1M | Port Hawkesbury Biomass | 0 | 788072.2709 | 0 | 788072.2709 | Environment | 4 | 4
C0061046 |  | Transmission | 2024 Merlin Gerin Breaker Replacements | Transmission |  | Transmission Plant |  | Carryover | Transmission Plant General | 358403.14 | 423012.38 | 0 | 781415.52
C0071410 |  | Distribution | 25W-301 Welshtown Phase Additions | Distribution |  | Distribution System |  | Less than $1M | Distribution Property | 0 | 770654.166 | 0 | 770654.166 | Business Sustainability | 4 | 4
C0049192 |  | Hydro | HYD - GUL Generator Refurbishment | Generation |  | Hydro, Wind and Biomass |  | Carryover | Bear River | 310633 | 449745.3063 | 0 | 760378.3063
C0080848 |  | Steam | TRE6 - Bottom Ash Refurbishment | Generation |  | Thermal | Equipment Replacement/Refurbishment | Less than $1M | Trenton Generating Station |  | 755126 |  | 755126 | Business Sustainability | 4 | 4
C0082135 |  | General Plant | IT - Virtual Wiring Inspection Portal | General Plant |  | Information Technology Application and Hardware System | Technical | Less than $1M | 1100 Nova Scotia | 0 | 750000.4 | 0 | 750000.4 | Operational Sustainability | 4 | 5
C0058543 |  | Hydro | WRC D-11 By-Pass | Generation |  | Hydro, Wind and Biomass |  | Less than $1M | Wreck Cove | 304329.84 | 437593 | 0 | 741922.84 | Health & Safety | 3 | 5
39304 | P063 | General Plant | Class 3 Work Vehicle Replacements | General Plant | P063-Class 3 Light Work Vehicles | Vehicles |  | Routine | General Plant | 0 | 740000 |  | 740000
C0062624 |  | General Plant | IT - Mobile Field Connectivity Enhancements | General Plant |  | Information Technology Application and Hardware System | Technical | Carryover | 1100 Nova Scotia | 588426.07 | 141226 | 0 | 729652.07
C0080760 |  | Steam | POA Water Treatment Trailer | Generation |  | Thermal | Equipment Replacement/Refurbishment | Less than $1M | Point Aconi Generating Station | 0 | 725736.59 | 0 | 725736.59 | Environment | 4 | 4
C0080255 |  | Transmission | 2026 Theft Prevention | Transmission |  | Health & Safety |  | Less than $1M | Transmission Plant General | 0 | 694077.144 | 30000 | 724077.144 | Health & Safety | 5 | 4
C0052798 |  | Distribution | 10C-211 Fleur De Lis Trail Conversion | Distribution |  | Distribution System |  | Less than $1M | Distribution Property | 8142.81 | 700168.3512 | 7842.45 | 716153.6112 | Business Sustainability | 4 | 5
C0080254 |  | Transmission | 2026 Substation Fence Upgrades | Transmission |  | Health & Safety |  | Less than $1M | Transmission Plant General | 0 | 710229.2647 | 0 | 710229.2647 | Health & Safety | 5 | 5
42050 |  | Gas Turbine | TUS Air System Upgrade | Generation |  | Thermal | Equipment Replacement/Refurbishment | Less than $1M | Tusket Combustion Turbine |  | 699892.8953 |  | 699892.8953 | Business Sustainability | 4 | 4
C0074128 |  | Steam | ICP Storm Culvert Pipe Refurb U&U | Generation |  | Thermal | Equipment Replacement/Refurbishment | Less than $1M | International Coal Pier | 59085.26 | 639861 |  | 698946.26 | Compliance | 5 | 4
C0040686 |  | Steam | LIN 8th Stage Blade Replacement 2026 | Generation |  | Thermal | Equipment Replacement/Refurbishment | Less than $1M | Lingan Generating Station | 0 | 698515.807 | 0 | 698515.807 | Reliability | 4 | 4
C0070827 |  | Distribution | 99V-314G Lake George Line Extension | Distribution |  | Distribution System |  | Carryover | Distribution Property | 25755.92 | 672693.9212 | 0 | 698449.8412
C0041812 |  | Transmission | L6040 Replacements and Upgrades | Transmission |  | Transmission Plant |  | Carryover | L6040 | 9532 | 688563 | 0 | 698095
C0059602 |  | Wind | WIN - DIG Gearbox Repl WTG10 | Generation |  | Hydro, Wind and Biomass |  | Less than $1M | Wind General | 0 | 697398.7352 |  | 697398.7352 | Business Sustainability | 4 | 4
C0059533 |  | Wind | WIN - DIG Gearbox Repl WTG19 | Generation |  | Hydro, Wind and Biomass |  | Less than $1M | Wind General | 0 | 697398.7352 |  | 697398.7352 | Business Sustainability | 4 | 4
C0080710 |  | Steam | LIN4 West Waterwall Refurbishment 2026 | Generation |  | Thermal | Equipment Replacement/Refurbishment | Less than $1M | Lingan Generating Station | 0 | 694156.3875 | 0 | 694156.3875 | Business Sustainability | 4 | 4
C0068871 |  | Steam | Bear Head Erosion Management | Generation |  | Environment |  | Less than $1M | Strait Marine Terminal | 36560.66 | 654048 |  | 690608.66 | Compliance | 5 | 4
C0053718 |  | Hydro | HYD Dam Safety Routine | Generation | Routine | Health & Safety |  | Routine | Hydro General | 0 | 690546.88 | 0 | 690546.88
C0068966 |  | Transmission | 2026 Merlin Gerin Breaker Replacements | Transmission |  | Transmission Plant |  | Less than $1M | Transmission Plant General | 0 | 688346.84 | 0 | 688346.84 | Business Sustainability | 4 | 4
C0080789 |  | Steam | POT - SOFA Duct Attachment Refurbishment 2026 | Generation |  | Thermal | Equipment Replacement/Refurbishment | Less than $1M | Point Tupper Generating Station |  | 686035.5066 |  | 686035.5066 | Business Sustainability | 5 | 3
C0080785 |  | Steam | POT - Polisher Caustic Skid Replacement 2026 | Generation |  | Thermal | Equipment Replacement/Refurbishment | Less than $1M | Point Tupper Generating Station |  | 684282.4586 |  | 684282.4586 | Business Sustainability | 4 | 4
C0080234 |  | Distribution | 57C-426H Country Harbour Cell Tower BTR | Distribution |  | Distribution System |  | Less than $1M | Distribution Property | 232112.56 | 431460.8763 | 17517.93 | 681091.3663 | Business Sustainability | 4 | 5
C0080245 |  | Distribution | 88W-312 Albert St Reconductor | Distribution |  | Distribution System |  | Less than $1M | Distribution Property | 0 | 673576.3501 | 0 | 673576.3501 | Business Sustainability | 4 | 5
C0080856 |  | Steam | TRE6 6B Mill Bullgear and Pinnion | Generation |  | Thermal | Equipment Replacement/Refurbishment | Less than $1M | Trenton Generating Station |  | 671040 |  | 671040 | Business Sustainability | 4 | 4
C0070426 |  | Distribution | 2025 Downline Recloser Additions | Distribution |  | Distribution System | Outage Performance | Carryover | Distribution Property | 499010 | 147822 | 10001 | 656833
C0082186 |  | Steam | LIN3 A Hydrolox CW Screen Replacement 2026 | Generation |  | Thermal | Equipment Replacement/Refurbishment | Less than $1M | Lingan Generating Station | 0 | 650000 | 0 | 650000 | Reliability | 4 | 4
C0082188 |  | Steam | LIN3 B Hydrolox CW Screen Replacement 2026 | Generation |  | Thermal | Equipment Replacement/Refurbishment | Less than $1M | Lingan Generating Station | 0 | 650000 | 0 | 650000 | Reliability | 4 | 4
C0076351 |  | Steam | SCR Track Refurbishment Phase 1 | Generation |  | Thermal | Equipment Replacement/Refurbishment | Less than $1M | International Coal Pier | 0 | 648103 |  | 648103 | Compliance | 5 | 4
C0067866 |  | Transmission | 2024 Substation Recloser Replacements | Transmission |  | Transmission Plant |  | Carryover | Transmission Plant General | 221735.47 | 425799.18 | 0 | 647534.65
C0070347 |  | Distribution | 2025 Hydraulic Recloser Replacements | Distribution |  | Distribution System |  | Carryover | Distribution Property | 584157 | 52773 | 0 | 636930
C0080235 |  | Distribution | 74N-412 Sutherlands Lake Reconfiguration | Distribution |  | Distribution System |  | Less than $1M | Distribution Property | 0 | 620053.8415 | 15794.32 | 635848.1615 | Business Sustainability | 4 | 5
C0072488 |  | Hydro | HYD SIS Main Bridge Refurbishment | Generation |  | Hydro, Wind and Biomass |  | Less than $1M | Sissiboo | 169279 | 368289.7805 | 94883 | 632451.7805 | Health & Safety | 4 | 4
C0010758 |  | Wind | HYD WIN South Lake WRC Turbine Decommissioning | Generation |  | Hydro, Wind and Biomass |  | Carryover | Wind General | 141162 | 389649.948 | 86223 | 617034.948
C0080767 |  | Steam | POT - Crane Motor & Controls Upgrade 2026 | Generation |  | Thermal | Equipment Replacement/Refurbishment | Less than $1M | Point Tupper Generating Station |  | 611439.2377 |  | 611439.2377 | Business Sustainability | 5 | 5
C0080626 |  | Hydro | HYD - WHR Fish Ladder Bypass Modifications | Generation |  | Hydro, Wind and Biomass |  | Less than $1M | Hydro General | 0 | 608292.5808 | 0 | 608292.5808 | Environment | 5 | 5
C0080788 |  | Steam | POT - Seal Oil Cooler Replacement 2026 | Generation |  | Thermal | Equipment Replacement/Refurbishment | Less than $1M | Point Tupper Generating Station |  | 606666.8353 |  | 606666.8353 | Business Sustainability | 5 | 3
C0080619 |  | General Plant | IT - Lifecycle: Network Devices 2026 | General Plant |  | Information Technology Application and Hardware System | Technical | Less than $1M | 1100 Nova Scotia | 0 | 601628 | 0 | 601628 | Operational Sustainability | 5 | 5
C0080702 |  | Steam | LIN4 Aux Air Upgrades 2026 | Generation |  | Thermal | Equipment Replacement/Refurbishment | Less than $1M | Lingan Generating Station | 0 | 597032.7167 | 0 | 597032.7167 | Business Sustainability | 3 | 5
C0080700 |  | Steam | LIN3 Turbine Valve Refurbishment 2026 | Generation |  | Thermal | Equipment Replacement/Refurbishment | Less than $1M | Lingan Generating Station | 0 | 596010.8535 | 0 | 596010.8535 | Business Sustainability | 3 | 5
C0080666 |  | Steam | LIN1 Aux Air Upgrades 2026 | Generation |  | Thermal | Equipment Replacement/Refurbishment | Less than $1M | Lingan Generating Station | 0 | 595473.7552 | 0 | 595473.7552 | Business Sustainability | 4 | 4
C0080738 |  | Steam | POA Coal Gallery Refurbishments | Generation |  | Thermal | Equipment Replacement/Refurbishment | Less than $1M | Point Aconi Generating Station | 0 | 591665.9 | 0 | 591665.9 | Health & Safety | 5 | 4
C0080852 |  | Steam | TRE6 - Turbine Valves | Generation |  | Thermal | Equipment Replacement/Refurbishment | Less than $1M | Trenton Generating Station |  | 567201 |  | 567201 | Business Sustainability | 4 | 4
C0080620 |  | General Plant | IT - Responsible AI foundations | General Plant |  | Information Technology Application and Hardware System | Technical | Less than $1M | 1100 Nova Scotia | 0 | 562596 | 0 | 562596 | Operational Sustainability | 4 | 5
C0080249 |  | Distribution | Aerotech Connector Part 2 of 2 | Distribution |  | Distribution System |  | Less than $1M | Distribution Property | 0 | 559765.262 | 0 | 559765.262 | Business Sustainability | 4 | 5
C0082328 |  | Wind | WIN NUT T14 T17 Bearing Replacements | Generation |  | Hydro, Wind and Biomass |  | Less than $1M | Wind General | 0 | 557012.4313 |  | 557012.4313 | Business Sustainability | 4 | 5
C0019038 |  | Hydro | Hydro Water Management | Generation |  | Hydro, Wind and Biomass |  | Carryover | Transmission Plant General | 509217 | 45316 | 0 | 554533
C0082131 |  | General Plant | IT - Customer Billing Enhancements | General Plant |  | Information Technology Application and Hardware System | Technical | Less than $1M | 1100 Nova Scotia | 34429 | 517571 | 0 | 552000 | Customer | 4 | 5
C0070268 |  | Distribution | 2025 Voltage Regulator Replacements | Distribution |  | Distribution System |  | Carryover | Distribution Property | 3025.26 | 547973 | 0 | 550998.26
26757 | P002 | General Plant | PROVINCIAL LINE TOOLS & EQUIPMENT REPLACEMENTS | General Plant | P002-TOOLS/EQUIPMENT | Work Support Facilities |  | Routine | General Plant | 0 | 550000 |  | 550000
C0080320 |  | Steam | TUC Roof Refurbishment | Generation |  | Thermal | Equipment Replacement/Refurbishment | Less than $1M | Tufts Cove Generating Station |  | 549770.1469 |  | 549770.1469 | Business Sustainability | 3 | 5
C0067703 |  | General Plant | IT - Prov Community Solar | General Plant |  | Information Technology Application and Hardware System | Technical | Less than $1M | 1100 Nova Scotia | 135138 | 411607 | 0 | 546745 | Compliance | 4 | 5
C0080642 |  | Steam | LIN BFP Refurbishment 2026 | Generation |  | Thermal | Equipment Replacement/Refurbishment | Less than $1M | Lingan Generating Station | 0 | 546580.1503 | 0 | 546580.1503 | Reliability | 4 | 4
20706 | P012 | General Plant | HYD - Security Improvements (PSAD) | General Plant | P012-SECURITY IMPROVEMENTS ROUTINE | Hydro, Wind and Biomass |  | Routine | Hydro General | 0 | 540100.2 | 0 | 540100.2
C0082129 |  | General Plant | IT - Customer Self-Serve Enhancements | General Plant |  | Information Technology Application and Hardware System | Technical | Less than $1M | 1100 Nova Scotia | 0 | 540000 | 0 | 540000 | Customer | 4 | 5
C0082165 |  | Steam | TUC1 Governor Valve Replacement | Generation |  | Thermal | Equipment Replacement/Refurbishment | Less than $1M | Tufts Cove Generating Station | 0 | 527492 | 0 | 527492 | Reliability | 4 | 4
C0080769 |  | Steam | POT - CW Pump House Power Cable Replacement | Generation |  | Thermal | Equipment Replacement/Refurbishment | Less than $1M | Point Tupper Generating Station |  | 525753.0838 |  | 525753.0838 | Business Sustainability | 5 | 3
C0080248 |  | Distribution | Kentville UG Cable replacement | Distribution |  | Distribution System |  | Less than $1M | Distribution Property | 0 | 517917.14 | 0 | 517917.14 | Business Sustainability | 4 | 5
C0080236 |  | Distribution | Subsea Cable Asset Management | Distribution |  | Distribution System |  | Less than $1M | Distribution Property | 20630.28 | 494281.68 | 0 | 514911.96 | Business Sustainability | 3 | 5
C0053076 |  | Distribution | 14C-211 Boudreauville Rd Conversion | Distribution |  | Distribution System |  | Less than $1M | Distribution Property | 859.21 | 513673.3582 | 0 | 514532.5682 | Business Sustainability | 4 | 5
C0080240 |  | Distribution | 2026 Underground Switchgear replacement | Distribution |  | Distribution System |  | Less than $1M | Distribution Property | 0 | 513917.7764 | 0 | 513917.7764 | Business Sustainability | 5 | 5
C0074148 |  | Steam | ICP - RC May St Crossing Gate U&U | Generation |  | Thermal | Equipment Replacement/Refurbishment | Carryover | International Coal Pier | 207908.95 | 304975 |  | 512883.95
C0022002 |  | General Plant | IT - Storm Centre Upgrade | General Plant |  | Information Technology Application and Hardware System | Technical | Less than $1M | 1100 Nova Scotia | 72641 | 434316 | 0 | 506957 | Customer | 5 | 5
C0080247 |  | Distribution | Halifax Conversion of Undersized Secondary Buses | Distribution |  | Distribution System |  | Less than $1M | Distribution Property | 0 | 505260.892 | 0 | 505260.892 | Business Sustainability | 4 | 5
C0080740 |  | Steam | POA CW Building Refurbishments | Generation |  | Health & Safety | Equipment Replacement/Refurbishment | Less than $1M | Point Aconi Generating Station | 0 | 503477.0415 | 0 | 503477.0415 | Health & Safety | 4 | 4
C0074110 |  | Steam | ICP - RC TRMC Roof Structure Refurbishment | Generation |  | Thermal | Equipment Replacement/Refurbishment | Less than $1M | International Coal Pier | 0 | 502449 |  | 502449 | Health & Safety | 5 | 4
C0080375 |  | Steam | TUC3 North Boiler Feed Pump Refurbishment | Generation |  | Thermal | Equipment Replacement/Refurbishment | Less than $1M | Tufts Cove Generating Station |  | 500539.3304 |  | 500539.3304 | Reliability | 3 | 4
C0053594 |  | Steam | TUC2 Replace BAS | Generation |  | Thermal | Equipment Replacement/Refurbishment | Less than $1M | Tufts Cove Generating Station |  | 500494.6653 |  | 500494.6653 | Reliability | 3 | 5
C0060586 |  | Steam | TUC3 Condenser Waterbox Refurbishment | Generation |  | Thermal | Equipment Replacement/Refurbishment | Less than $1M | Tufts Cove Generating Station |  | 500211.0938 |  | 500211.0938 | Reliability | 4 | 4
C0080613 |  | Distribution | 9H-224 Chebucto Road Conversion | Distribution |  | Distribution System |  | Less than $1M | Distribution Property | 0 | 500000 | 0 | 500000 | Business Sustainability | 5 | 5
C0080364 |  | Steam | TUC3 Boiler Safety Valves Replacement | Generation |  | Thermal | Equipment Replacement/Refurbishment | Less than $1M | Tufts Cove Generating Station |  | 499799.9643 |  | 499799.9643 | Reliability | 5 | 4
C0080303 |  | Steam | TUC Degas North & South | Generation |  | Thermal | Equipment Replacement/Refurbishment | Less than $1M | Tufts Cove Generating Station |  | 499516.9585 |  | 499516.9585 | Health & Safety | 5 | 3
C0080319 |  | Steam | TUC Roadway Refurbishment | Generation |  | Thermal | Equipment Replacement/Refurbishment | Less than $1M | Tufts Cove Generating Station |  | 498161.2019 |  | 498161.2019 | Business Sustainability | 3 | 4
C0080340 |  | Steam | TUC1 Main Stream Y Replacement | Generation |  | Thermal | Equipment Replacement/Refurbishment | Less than $1M | Tufts Cove Generating Station |  | 498045.0561 |  | 498045.0561 | Health & Safety | 5 | 4
C0080716 |  | Steam | PHB - Fire Protection Upgrades 2026 | Generation |  | Health & Safety |  | Less than $1M | Port Hawkesbury Biomass | 0 | 496007.9431 | 0 | 496007.9431 | Health & Safety | 3 | 5
C0080770 |  | Steam | POT - East CW Pump Refurbishment 2026 | Generation |  | Thermal | Equipment Replacement/Refurbishment | Less than $1M | Point Tupper Generating Station |  | 495955 |  | 495955 | Business Sustainability | 5 | 5
C0080715 |  | Steam | PHB - Dumpchute Replacement | Generation |  | Thermal | Equipment Replacement/Refurbishment | Less than $1M | Port Hawkesbury Biomass | 0 | 495233 | 0 | 495233 | Business Sustainability | 5 | 4
C0080623 |  | General Plant | Network Manager Replacement | General Plant |  | Work Support Facilities | Telecontrol & Telecommunications | Less than $1M | General Plant | 0 | 493651.0505 | 0 | 493651.0505 | Business Sustainability | 2 | 4
C0039266 |  | Hydro | HYD - GUL Overhaul | Generation |  | Hydro, Wind and Biomass |  | Carryover | Bear River | 66442 | 408700.5949 | 0 | 475142.5949
C0080611 |  | Distribution | 2026 Vault Upgrade Program | Distribution |  | Distribution System |  | Less than $1M | Distribution Property | 0 | 474451.1892 | 0 | 474451.1892 | Business Sustainability | 4 | 5
35583 | H005 | Hydro | HYD Oil Release Risk Assessment Routine | Generation | H005 Oil Release Risk Assessment | Hydro, Wind and Biomass |  | Routine | Hydro General | 0 | 472671.6 | 0 | 472671.6
C0061103 |  | Distribution | South Rawdon Rd Conversion | Distribution |  | Distribution System |  | Less than $1M | Distribution Property | 3290.88 | 467802.1744 | 0 | 471093.0544 | Business Sustainability | 3 | 5
C0070850 |  | Steam | TRE Shaker House Hoist Replacement | Generation |  | Thermal | Equipment Replacement/Refurbishment | Less than $1M | Trenton Generating Station |  | 468971 |  | 468971 | Business Sustainability | 4 | 5
C0068675 |  | Steam | TRE6 Parallel Slide HP heater isolations | Generation |  | Thermal | Equipment Replacement/Refurbishment | Less than $1M | Trenton Generating Station |  | 467809 |  | 467809 | Business Sustainability | 3 | 5
C0080841 |  | Steam | TRE5-3 Mill Refurbishment | Generation |  | Thermal | Equipment Replacement/Refurbishment | Less than $1M | Trenton Generating Station |  | 467496 |  | 467496 | Business Sustainability | 4 | 4
C0080840 |  | Steam | TRE5-1 Mill Refurbishment | Generation |  | Thermal | Equipment Replacement/Refurbishment | Less than $1M | Trenton Generating Station |  | 467496 |  | 467496 | Business Sustainability | 4 | 4
C0080705 |  | Steam | LIN4 Burner Front Refurbishment 2026 | Generation |  | Thermal | Equipment Replacement/Refurbishment | Less than $1M | Lingan Generating Station | 0 | 461160.5874 | 0 | 461160.5874 | Business Sustainability | 4 | 4
C0080689 |  | Steam | LIN3 Burner Front Refurbishment 2026 | Generation |  | Thermal | Equipment Replacement/Refurbishment | Less than $1M | Lingan Generating Station | 0 | 460079.5527 | 0 | 460079.5527 | Business Sustainability | 4 | 4
C0080605 |  | Distribution | 19C Canso Conversion Phase 1 (Union and Water) | Distribution |  | Distribution System |  | Less than $1M | Distribution Property | 15002.94 | 444005.1605 | 0 | 459008.1005 | Business Sustainability | 4 | 5
C0021133 |  | General Plant | SCADA Mobile Application | General Plant |  | Work Support Facilities | Telecontrol & Telecommunications | Carryover | General Plant | 28000 | 428330.0161 |  | 456330.0161
C0068236 |  | Steam | LIN4 North Waterwall Refurbishment 2026 | Generation |  | Thermal | Equipment Replacement/Refurbishment | Less than $1M | Lingan Generating Station | 0 | 455810.5854 | 0 | 455810.5854 | Business Sustainability | 4 | 4
C0080697 |  | Steam | LIN3 South Waterwall Refurbishment 2026 | Generation |  | Thermal | Equipment Replacement/Refurbishment | Less than $1M | Lingan Generating Station | 0 | 454771.7789 | 0 | 454771.7789 | Business Sustainability | 4 | 4
C0080726 |  | Steam | PHB - Wennberg Screw Replacement | Generation |  | Thermal | Equipment Replacement/Refurbishment | Less than $1M | Port Hawkesbury Biomass | 0 | 454445.594 | 0 | 454445.594 | Business Sustainability | 5 | 3
C0070306 |  | Steam | PP FW Valve Critical Spare | Generation |  | Hydro, Wind and Biomass |  | Less than $1M | Lingan Generating Station | 29543.17 | 423942.8588 |  | 453486.0288 | Reliability | 4 | 5
C0080750 |  | Steam | POA LS Cyclone Relining | Generation |  | Thermal | Equipment Replacement/Refurbishment | Less than $1M | Point Aconi Generating Station | 0 | 451779.5663 | 0 | 451779.5663 | Operational Sustainability | 4 | 4
C0082198 |  | General Plant | IT - Plant Phone System Upgrade | General Plant |  | Information Technology Application and Hardware System | Technical | Less than $1M | 1100 Nova Scotia | 0 | 450000 | 0 | 450000 | Operational Sustainability | 5 | 5
C0060578 |  | Steam | TUC2 Air Foil Replacement | Generation |  | Thermal | Equipment Replacement/Refurbishment | Carryover | Tufts Cove Generating Station | 50000 | 399945 |  | 449945
C0080664 |  | Steam | LIN WTP Polisher Caustic Skid Replacement | Generation |  | Thermal | Equipment Replacement/Refurbishment | Less than $1M | Lingan Generating Station | 0 | 447743.4684 | 0 | 447743.4684 | Business Sustainability | 3 | 5
C0080291 |  | Gas Turbine | CT Gas Compressor Refubishment | Generation |  | Thermal | Equipment Replacement/Refurbishment | Less than $1M | Gas Turbine General | 0 | 447731.75 |  | 447731.75 | Reliability | 4 | 4
C0080334 |  | Steam | TUC1 Boiler Refurbishment 2026 | Generation |  | Thermal | Equipment Replacement/Refurbishment | Less than $1M | Tufts Cove Generating Station |  | 446286.85 |  | 446286.85 | Reliability | 4 | 4
C0080765 |  | Steam | POT - Coal Mill Refurbishment 2026 | Generation |  | Thermal | Equipment Replacement/Refurbishment | Less than $1M | Point Tupper Generating Station |  | 443455.2999 |  | 443455.2999 | Business Sustainability | 5 | 3
C0049456 |  | Hydro | HYD ANN Safety Boom Replacement | Generation |  | Health & Safety |  | Carryover | Annapolis | 248901 | 191039.445 | 0 | 439940.445
C0080862 |  | Steam | TRE6 Polisher Acid Skid | Generation |  | Thermal | Equipment Replacement/Refurbishment | Less than $1M | Trenton Generating Station |  | 430960 |  | 430960 | Business Sustainability | 3 | 5
C0061544 |  | Transmission | L6536 Replacements and Upgrades | Transmission |  | Transmission Plant |  | Carryover | L6536 | 3251 | 423807 | 0 | 427058
C0080860 |  | Steam | TRE6 DCS Upgrade | Generation |  | Thermal | Equipment Replacement/Refurbishment | Less than $1M | Trenton Generating Station |  | 423497 |  | 423497 | Business Sustainability | 5 | 3
C0080711 |  | Steam | PHB - BAS Upgrade 2026 | Generation |  | Thermal | Equipment Replacement/Refurbishment | Less than $1M | Port Hawkesbury Biomass | 0 | 423233.4837 | 0 | 423233.4837 | Business Sustainability | 4 | 4
20945 | P006 | General Plant | Replacement and Additional Work Vehicles | General Plant | P006-REPLACE & ADDITIONAL WORK ORDE | Vehicles |  | Routine | General Plant | 0 | 417500 |  | 417500
C0080751 |  | Steam | POA LS Quarry Reclamation 2026 | Generation |  | Thermal | Equipment Replacement/Refurbishment | Less than $1M | Point Aconi Generating Station | 0 | 417093.833 | 0 | 417093.833 | Business Sustainability | 4 | 4
C0070506 |  | Distribution | 2025 Vault Replacements | Distribution |  | Distribution System |  | Carryover | Distribution Property | 66420 | 349584.9396 | 0 | 416004.9396
C0080637 |  | Steam | ICP Walkways & Ladders Refurb | Generation |  | Thermal | Equipment Replacement/Refurbishment | Less than $1M | International Coal Pier | 0 | 413248 |  | 413248 | Health & Safety | 5 | 4
C0080709 |  | Steam | LIN4 RH1 Boiler Tube Replacement 2026 | Generation |  | Thermal | Equipment Replacement/Refurbishment | Less than $1M | Lingan Generating Station | 0 | 411936.7353 | 0 | 411936.7353 | Business Sustainability | 3 | 5
C0080673 |  | Steam | LIN1 RH1 Boiler Tube Replacement 2026 | Generation |  | Thermal | Equipment Replacement/Refurbishment | Less than $1M | Lingan Generating Station | 0 | 411000.5215 | 0 | 411000.5215 | Business Sustainability | 3 | 5
C0070868 |  | General Plant | LEDR Radio Link Replacement | General Plant |  | Work Support Facilities | Telecontrol & Telecommunications | Carryover | General Plant | 245130 | 164874 | 0 | 410004
C0080658 |  | Steam | LIN Roof Drain Replacement 2026 | Generation |  | Thermal | Equipment Replacement/Refurbishment | Less than $1M | Lingan Generating Station | 0 | 403513.4811 | 0 | 403513.4811 | Business Sustainability | 5 | 3
C0080376 |  | Steam | TUC3 North CW Pump and Motor | Generation |  | Thermal | Equipment Replacement/Refurbishment | Less than $1M | Tufts Cove Generating Station |  | 400000.3407 |  | 400000.3407 | Reliability | 4 | 4
C0058503 |  | Hydro | HYD LLF Crane Column Refurbishment | Generation |  | Hydro, Wind and Biomass |  | Less than $1M | Mersey River | 47230 | 290518.2923 | 61402 | 399150.2923 | Business Sustainability | 4 | 5
C0080330 |  | Gas Turbine | TUC West Gas Compressor B | Generation |  | Thermal | Equipment Replacement/Refurbishment | Less than $1M | LM6000 | 0 | 397481.75 |  | 397481.75 | Business Sustainability | 3 | 5
C0080304 |  | Gas Turbine | TUC East Gas Compressor B | Generation |  | Thermal | Equipment Replacement/Refurbishment | Less than $1M | LM6000 | 0 | 397481.75 |  | 397481.75 | Business Sustainability | 3 | 5
10626 | S001 | Steam | LIN - Routine Equipment Replacement | Generation | S001-THERMAL EQUIPMENT REPLACEMENT | Thermal | Equipment Replacement/Refurbishment | Routine | Lingan Generating Station | 0 | 397318.92 | 0 | 397318.92
C0030943 |  | Steam | ICP Pumphouse Refurbishment | Generation |  | Thermal | Equipment Replacement/Refurbishment | Less than $1M | International Coal Pier | 0 | 391280 |  | 391280 | Business Sustainability | 5 | 4
C0080832 |  | Steam | TRE5 - PF Elbow Replacement | Generation |  | Thermal | Equipment Replacement/Refurbishment | Less than $1M | Trenton Generating Station |  | 385903 |  | 385903 | Health & Safety | 4 | 5
C0080251 |  | Distribution | 84W-302 Subsea Cable Removal | Distribution |  | Distribution System |  | Less than $1M | Distribution Property | 0 | 383896.6219 | 0 | 383896.6219 | Business Sustainability | 4 | 5
C0052113 |  | Steam | ICP Main Storage Area Water Mgmt | Generation |  | Thermal | Equipment Replacement/Refurbishment | Carryover | International Coal Pier | 273742.4 | 107270 |  | 381012.4
C0080686 |  | Steam | LIN3 Aux Air Upgrades 2026 | Generation |  | Thermal | Equipment Replacement/Refurbishment | Less than $1M | Lingan Generating Station | 0 | 380720.3457 | 0 | 380720.3457 | Business Sustainability | 4 | 4
C0080703 |  | Steam | LIN4 Boiler Erosion Reduction System 2026 | Generation |  | Thermal | Equipment Replacement/Refurbishment | Less than $1M | Lingan Generating Station | 0 | 377001.6086 | 0 | 377001.6086 | Business Sustainability | 4 | 4
C0050892 |  | Steam | TUC No1 Elevator Upgrade | Generation |  | Thermal | Equipment Replacement/Refurbishment | Less than $1M | Tufts Cove Generating Station |  | 376575.8535 |  | 376575.8535 | Health & Safety | 3 | 5
C0080845 |  | Steam | TRE6 - Air Heater Seal Replacement | Generation |  | Thermal | Equipment Replacement/Refurbishment | Less than $1M | Trenton Generating Station |  | 376296 |  | 376296 | Business Sustainability | 4 | 4
C0080667 |  | Steam | LIN1 Boiler Erosion Reduction System 2026 | Generation |  | Thermal | Equipment Replacement/Refurbishment | Less than $1M | Lingan Generating Station | 0 | 376134.3855 | 0 | 376134.3855 | Business Sustainability | 4 | 4
C0080687 |  | Steam | LIN3 Boiler Erosion Reduction | Generation |  | Thermal | Equipment Replacement/Refurbishment | Less than $1M | Lingan Generating Station | 0 | 376134.3855 | 0 | 376134.3855 | Business Sustainability | 4 | 4
C0080363 |  | Steam | TUC3 Boiler Refurbishment 2026 | Generation |  | Thermal | Equipment Replacement/Refurbishment | Less than $1M | Tufts Cove Generating Station |  | 375100.4163 |  | 375100.4163 | Reliability | 4 | 4
C0063550 |  | Steam | ICP Conveyor Take-Up Refurb | Generation |  | Thermal | Equipment Replacement/Refurbishment | Carryover | International Coal Pier | 26986.34 | 344907 |  | 371893.34
C0080650 |  | Steam | LIN Fly Ash System Refurbishment | Generation |  | Thermal | Equipment Replacement/Refurbishment | Less than $1M | Lingan Generating Station | 0 | 366260.4428 | 0 | 366260.4428 | Business Sustainability | 4 | 4
C0080762 |  | Steam | POT - Asbestos Refurbishment 2026 | Generation |  | Health & Safety |  | Less than $1M | Point Tupper Generating Station |  | 363373.1764 |  | 363373.1764 | Health & Safety | 5 | 3
C0042163 | P031 | General Plant | IT - iPhone/iPad Refresh | General Plant | P031 - NSPI Infrastructure Routine | Information Technology Application and Hardware System | Technical | Routine | 1100 Nova Scotia | 0 | 360000 | 0 | 360000
C0080766 |  | Steam | POT - Conveyor & Fuel Handling Refurbishment 2026 | Generation |  | Thermal | Equipment Replacement/Refurbishment | Less than $1M | Point Tupper Generating Station |  | 354166.3796 |  | 354166.3796 | Business Sustainability | 4 | 4
C0080669 |  | Steam | LIN1 Crossover Bellows Replacement 2026 | Generation |  | Thermal | Equipment Replacement/Refurbishment | Less than $1M | Lingan Generating Station | 0 | 352858.0641 | 0 | 352858.0641 | Health & Safety | 4 | 4
C0080780 |  | Steam | POT - PCB Lighting Replacement 2026 | Generation |  | Environment |  | Less than $1M | Point Tupper Generating Station |  | 351491.1109 |  | 351491.1109 | Health & Safety | 5 | 4
C0038806 |  | Steam | LIN1 Snout Ring Refurbishment 2026 | Generation |  | Thermal | Equipment Replacement/Refurbishment | Less than $1M | Lingan Generating Station | 0 | 350399.7008 | 0 | 350399.7008 | Reliability | 4 | 4
C0080871 |  | Steam | TUC3 Turbine Valve Refurbishment | Generation |  | Thermal | Equipment Replacement/Refurbishment | Less than $1M | Tufts Cove Generating Station |  | 349905.4696 |  | 349905.4696 | Business Sustainability | 4 | 4
10621 | S001 | Steam | TUC Routine Equipment Replacement | Generation | S001-THERMAL EQUIPMENT REPLACEMENT | Thermal | Equipment Replacement/Refurbishment | Routine | Tufts Cove Generating Station |  | 349897.21 |  | 349897.21
C0080350 |  | Steam | TUC2 Boiler Refurbishment 2026 | Generation |  | Thermal | Equipment Replacement/Refurbishment | Less than $1M | Tufts Cove Generating Station |  | 348522.15 |  | 348522.15 | Reliability | 4 | 4
C0080787 |  | Steam | POT - Road Way Refurbishment 2026 | Generation |  | Health & Safety |  | Less than $1M | Point Tupper Generating Station |  | 348219.3114 |  | 348219.3114 | Health & Safety | 5 | 5
C0080259 |  | Transmission | 67N Onslow Spare Reactors | Transmission |  | Transmission Plant |  | Less than $1M | Transmission Plant General | 127761 | 215427.0158 | 0 | 343188.0158 | Business Sustainability | 4 | 4
C0080661 |  | Steam | LIN Sootblower Refurbishment 2026 | Generation |  | Thermal | Equipment Replacement/Refurbishment | Less than $1M | Lingan Generating Station | 0 | 334471.3983 | 0 | 334471.3983 | Business Sustainability | 5 | 4
C0080774 |  | Steam | POT - Graver Carbon Filter Replacment 2026 | Generation |  | Thermal | Equipment Replacement/Refurbishment | Less than $1M | Point Tupper Generating Station |  | 325092.8951 |  | 325092.8951 | Business Sustainability | 4 | 4
38897 | P816 | General Plant | FAC Environment Property Remediation Routine | General Plant | P816-FAC Enviro Property Remed Rout | Environment |  | Routine | General Plant | 0 | 325000 | 0 | 325000
38896 | P815 | General Plant | FAC Environment Site Assessment Routine | General Plant | P815-FAC Environment Site Assess Ro | Environment |  | Routine | General Plant | 0 | 325000 | 0 | 325000
10673 | S001 | Steam | TRE - Routine Equipment Replacement | Generation | S001-THERMAL EQUIPMENT REPLACEMENT | Thermal | Equipment Replacement/Refurbishment | Routine | Trenton Generating Station |  | 322170 |  | 322170
C0080777 |  | Steam | POT - Miscellaneous Valve / Component | Generation |  | Thermal | Equipment Replacement/Refurbishment | Less than $1M | Point Tupper Generating Station |  | 317531.232 |  | 317531.232 | Business Sustainability | 5 | 3
C0080851 |  | Steam | TRE6 - Reclaim Refurbishment | Generation |  | Thermal | Equipment Replacement/Refurbishment | Less than $1M | Trenton Generating Station |  | 317309 |  | 317309 | Health & Safety | 4 | 5
C0080800 |  | Steam | TRE - A Belt Structural Steel Refurbishment | Generation |  | Thermal | Equipment Replacement/Refurbishment | Less than $1M | Trenton Generating Station |  | 317309 |  | 317309 | Health & Safety | 4 | 5
C0080635 |  | Hydro | HYD WRC South Lake Building and Electrical Upgrade | Generation |  | Hydro, Wind and Biomass |  | Less than $1M | Wreck Cove | 0 | 316332.7069 | 0 | 316332.7069 | Business Sustainability | 4 | 4
C0080733 |  | Steam | POA Ash Reinjection Refurbishments | Generation |  | Thermal | Equipment Replacement/Refurbishment | Less than $1M | Point Aconi Generating Station | 0 | 313782.4002 | 0 | 313782.4002 | Operational Sustainability | 4 | 4
C0080753 |  | Steam | POA LS System Refurbishment 2026 | Generation |  | Thermal | Equipment Replacement/Refurbishment | Less than $1M | Point Aconi Generating Station | 0 | 304136.7746 | 0 | 304136.7746 | Business Sustainability | 4 | 4
C0080739 |  | Steam | POA Coal System Refurbishment 2026 | Generation |  | Thermal | Equipment Replacement/Refurbishment | Less than $1M | Point Aconi Generating Station | 0 | 304136.7746 | 0 | 304136.7746 | Business Sustainability | 5 | 3
C0080734 |  | Steam | POA Ash System Refurbishment 2026 | Generation |  | Thermal | Equipment Replacement/Refurbishment | Less than $1M | Point Aconi Generating Station | 0 | 304136.7746 | 0 | 304136.7746 | Business Sustainability | 5 | 3
C0080757 |  | Steam | POA Sewage Lagoon Dredging | Generation |  | Thermal | Equipment Replacement/Refurbishment | Less than $1M | Point Aconi Generating Station | 0 | 303512.8938 | 0 | 303512.8938 | Business Sustainability | 3 | 5
10634 | G001 | Gas Turbine | CT Routine Equipment Replacement | Generation | G001-GAS TURBINE-EQUIPMENT REPLACEM | Thermal | Equipment Replacement/Refurbishment | Routine | Tusket Combustion Turbine |  | 301647.515 |  | 301647.515
C0068906 |  | Steam | TUC6 Boiler Feed Pump Refurbishment | Generation |  | Thermal | Equipment Replacement/Refurbishment | Less than $1M | Tufts Cove Generating Station |  | 300628.874 |  | 300628.874 | Reliability | 3 | 3
C0080238 |  | Distribution | 11S-301J Barrachois Phase Extension | Distribution |  | Distribution System |  | Less than $1M | Distribution Property | 0 | 277019.869 | 23000 | 300019.869 | Business Sustainability | 4 | 5
C0082191 |  | Steam | LIN Fly Ash Baghouse Replacement 2026 | Generation |  | Thermal | Equipment Replacement/Refurbishment | Less than $1M | Lingan Generating Station | 0 | 300000 | 0 | 300000 | Business Sustainability | 3 | 5
C0068869 |  | Gas Turbine | LM6000 Gas Cooler Structure Refurb | Generation |  | Thermal | Equipment Replacement/Refurbishment | Less than $1M | LM6000 | 0 | 299963.4 |  | 299963.4 | Business Sustainability | 4 | 3
C0080868 |  | Steam | TUC1 South CW Pump Refurbishment | Generation |  | Thermal | Equipment Replacement/Refurbishment | Less than $1M | Tufts Cove Generating Station |  | 298426.825 |  | 298426.825 | Reliability | 3 | 4
C0080662 |  | Steam | LIN Turbine Lube Oil Dehydrator Replacement | Generation |  | Thermal | Equipment Replacement/Refurbishment | Less than $1M | Lingan Generating Station | 0 | 294834.4412 | 0 | 294834.4412 | Reliability | 3 | 5
C0080713 |  | Steam | PHB - Conveyors & Fuel Handling 2026 | Generation |  | Thermal | Equipment Replacement/Refurbishment | Less than $1M | Port Hawkesbury Biomass | 0 | 293867.4427 | 0 | 293867.4427 | Business Sustainability | 5 | 3
C0067783 |  | Steam | ICP - RC Locomotive Refurb 2026 | Generation |  | Thermal | Equipment Replacement/Refurbishment | Less than $1M | International Coal Pier | 0 | 293306 |  | 293306 | Business Sustainability | 5 | 4
C0020883 |  | Hydro | Gulch Enhanced Monitoring | Generation |  | Hydro, Wind and Biomass |  | Carryover | Transmission Plant General | 250268.59 | 41508.0006 |  | 291776.5906
C0080775 |  | Steam | POT - HFO Piping Insulation Refurbishment 2026 | Generation |  | Thermal | Equipment Replacement/Refurbishment | Less than $1M | Point Tupper Generating Station |  | 290267.3835 |  | 290267.3835 | Business Sustainability | 4 | 4
C0074210 |  | Steam | ICP Sluice Channel Covers U&U | Generation |  | Thermal | Equipment Replacement/Refurbishment | Carryover | International Coal Pier | 159018.71 | 129362 |  | 288380.71
C0080773 |  | Steam | POT - Fuel Delivery Control & Instrumentation Refurbishment 2026 | Generation |  | Thermal | Equipment Replacement/Refurbishment | Less than $1M | Point Tupper Generating Station |  | 287039.1825 |  | 287039.1825 | Business Sustainability | 4 | 4
C0068251 |  | Hydro | HYD WRC D11 Valve and Housing Replacement | Generation |  | Health & Safety |  | Carryover | Wreck Cove | 52425 | 232209.1385 | 0 | 284634.1385
C0080801 |  | Steam | TRE - Asbestos Abatement 2026 | Generation |  | Health & Safety |  | Less than $1M | Trenton Generating Station |  | 283698 |  | 283698 | Health & Safety | 4 | 4
C0080727 |  | Steam | POA VFD Upgrades | Generation |  | Thermal | Equipment Replacement/Refurbishment | Less than $1M | Point Aconi Generating Station | 0 | 277053.8427 | 0 | 277053.8427 | Business Sustainability | 3 | 4
C0080252 |  | General Plant | Intelligent Asset Data Capture & Integration Platform | General Plant |  | Work Support Facilities |  | Request Approval | General Plant | 16222 | 251719 | 0 | 267941 | Business Sustainability | 3 | 3
C0080692 |  | Steam | LIN3 Fly Ash Hopper Vibration Replacement 2026 | Generation |  | Thermal | Equipment Replacement/Refurbishment | Less than $1M | Lingan Generating Station | 0 | 266336.6182 | 0 | 266336.6182 | Business Sustainability | 4 | 4
C0082274 |  | General Plant | Storm Management Software Implementation | General Plant |  | Information Technology Application and Hardware System | Technical | Subsequent Submittal | General Plant | 93634.11 | 2142280.36 |  | 2235914.47 | Business Sustainability | 3 | 4
C0080764 |  | Steam | POT - Breaker Refurbishment 2026 | Generation |  | Thermal | Equipment Replacement/Refurbishment | Less than $1M | Point Tupper Generating Station |  | 264528.5231 |  | 264528.5231 | Business Sustainability | 5 | 3
C0080246 |  | Distribution | 99H-311 Windmill Rd Wyse Rd Reconductor | Distribution |  | Distribution System |  | Less than $1M | Distribution Property | 0 | 264408.507 | 0 | 264408.507 | Business Sustainability | 4 | 4
C0080657 |  | Steam | LIN Precipitator Refurbishment 2026 | Generation |  | Thermal | Equipment Replacement/Refurbishment | Less than $1M | Lingan Generating Station | 0 | 257967.1121 | 0 | 257967.1121 | Environment | 4 | 4
C0075751 |  | General Plant | APM Content Library and Implementation | General Plant |  | Hydro, Wind and Biomass |  | Carryover | Transmission Plant General | 231378.88 | 24618.1739 |  | 255997.0539
C0080723 |  | Steam | PHB - Powerflex 7000 VFD Drives | Generation |  | Thermal | Equipment Replacement/Refurbishment | Less than $1M | Port Hawkesbury Biomass | 0 | 254446.6647 | 0 | 254446.6647 | Business Sustainability | 5 | 3
C0080731 |  | Steam | POA Arrowhead Refurbishment 2026 | Generation |  | Thermal | Equipment Replacement/Refurbishment | Less than $1M | Point Aconi Generating Station | 0 | 253223.879 | 0 | 253223.879 | Reliability | 4 | 4
C0060781 |  | Steam | POT - Fuel Delivery Control & Instrumentation Refurbishment 2024 | Generation |  | Thermal | Equipment Replacement/Refurbishment | Carryover | Point Tupper Generating Station | 97519.79 | 155604 |  | 253123.79
C0080714 |  | Steam | PHB – DCS Multivariable Transmitter Upgrade | Generation |  | Thermal | Equipment Replacement/Refurbishment | Less than $1M | Port Hawkesbury Biomass | 0 | 251682.9 | 0 | 251682.9 | Business Sustainability | 4 | 4
C0060560 |  | Steam | TUC Cooling Water Reduction | Generation |  | Thermal | Equipment Replacement/Refurbishment | Less than $1M | Tufts Cove Generating Station |  | 250441.8531 |  | 250441.8531 | Business Sustainability | 3 | 4
C0027882 |  | Hydro | WRC Fire Line Replacement | Generation |  | Health & Safety |  | Less than $1M | Wreck Cove | 25234.23 | 225178 | 0 | 250412.23 | Health & Safety | 5 | 4
C0082197 |  | General Plant | IT - Phone Recording for Compliance | General Plant |  | Information Technology Application and Hardware System | Technical | Less than $1M | 1100 Nova Scotia | 0 | 250000 | 0 | 250000 | Compliance | 5 | 5
C0080284 |  | Gas Turbine | BGT3 Generator Minor Refurbishment | Generation |  | Thermal | Equipment Replacement/Refurbishment | Less than $1M | Burnside CT | 0 | 249155.2302 | 0 | 249155.2302 | Business Sustainability | 4 | 4
C0080759 |  | Steam | POA Valve Component Replacement 2026 | Generation |  | Thermal | Equipment Replacement/Refurbishment | Less than $1M | Point Aconi Generating Station | 0 | 248860.8934 | 0 | 248860.8934 | Health & Safety | 4 | 4
C0080656 |  | Steam | LIN Plant Lighting Upgrade | Generation |  | Health & Safety |  | Less than $1M | Lingan Generating Station | 0 | 247805.4007 | 0 | 247805.4007 | Health & Safety | 5 | 3
C0080644 |  | Steam | LIN Coal Crusher Refurbishment 2026 | Generation |  | Thermal | Equipment Replacement/Refurbishment | Less than $1M | Lingan Generating Station | 0 | 245899.1134 | 0 | 245899.1134 | Business Sustainability | 4 | 4
C0080663 |  | Steam | LIN Wastewater Piping Replacement 2026 | Generation |  | Thermal | Equipment Replacement/Refurbishment | Less than $1M | Lingan Generating Station | 0 | 245169.1281 | 0 | 245169.1281 | Environment | 3 | 5
C0080244 |  | Distribution | 85S-401 Cape Smokey BTR Removals | Distribution |  | Distribution System |  | Less than $1M | Distribution Property | 0 | 221969.7044 | 22000 | 243969.7044 | Business Sustainability | 4 | 5
C0080696 |  | Steam | LIN3 SCC Drive Replacement | Generation |  | Thermal | Equipment Replacement/Refurbishment | Less than $1M | Lingan Generating Station | 0 | 242371.5784 | 0 | 242371.5784 | Reliability | 3 | 5
C0040186 |  | Steam | TRE - PCB Equipment Replacement | Generation |  | Thermal | Equipment Replacement/Refurbishment | Carryover | Trenton Generating Station | 189000 | 52665 |  | 241665
C0080772 |  | Steam | POT - Fire Protection Upgrades 2026 | Generation |  | Health & Safety |  | Less than $1M | Point Tupper Generating Station |  | 241587.6721 |  | 241587.6721 | Health & Safety | 5 | 3
27867 | H004 | Hydro | HYD-Roofing Routine | Generation | H004-Roofing Routine | Hydro, Wind and Biomass |  | Routine | Hydro General | 0 | 241391.52 | 0 | 241391.52
C0080660 |  | Steam | LIN Siding Refurbishment 2026 | Generation |  | Thermal | Equipment Replacement/Refurbishment | Less than $1M | Lingan Generating Station | 0 | 239001.792 | 0 | 239001.792 | Business Sustainability | 4 | 4
C0080826 |  | Steam | TRE5 - Bottom Ash Refractory Replacement | Generation |  | Thermal | Equipment Replacement/Refurbishment | Less than $1M | Trenton Generating Station |  | 235265 |  | 235265 | Business Sustainability | 3 | 4
C0080243 |  | Distribution | 62H-304 Woodland Ave Extend 3 Phase to Feeder Tie | Distribution |  | Distribution System |  | Less than $1M | Distribution Property | 0 | 234398.5786 | 0 | 234398.5786 | Business Sustainability | 4 | 5
C0080755 |  | Steam | POA Motor Overhauls | Generation |  | Thermal | Equipment Replacement/Refurbishment | Less than $1M | Point Aconi Generating Station | 0 | 233891.59 | 0 | 233891.59 | Operational Sustainability | 4 | 4
C0080816 |  | Steam | TRE HVAC Replacement | Generation |  | Thermal | Equipment Replacement/Refurbishment | Less than $1M | Trenton Generating Station |  | 232592 |  | 232592 | Business Sustainability | 4 | 4
C0080725 |  | Steam | PHB - Trancel Screw Refurbishment 2026 | Generation |  | Thermal | Equipment Replacement/Refurbishment | Less than $1M | Port Hawkesbury Biomass | 0 | 232080.9901 | 0 | 232080.9901 | Business Sustainability | 4 | 4
43646 | S001 | Steam | PHB - Routine Equipment Replacement | Generation | S001-THERMAL EQUIPMENT REPLACEMENT | Thermal | Equipment Replacement/Refurbishment | Routine | Port Hawkesbury Biomass | 0 | 230939.9515 | 0 | 230939.9515
C0080835 |  | Steam | TRE5 5-1/5-2 CW Screen | Generation |  | Thermal | Equipment Replacement/Refurbishment | Less than $1M | Trenton Generating Station |  | 229475 |  | 229475 | Business Sustainability | 4 | 4
35584 | H006 | Hydro | HYD Gate Refurbishment Routine | Generation | H006 - Gate Refurbishment | Hydro, Wind and Biomass |  | Routine | Hydro General | 0 | 227557.2 | 0 | 227557.2
C0080752 |  | Steam | POA LS Quarry Refurbishments 2026 | Generation |  | Thermal | Equipment Replacement/Refurbishment | Less than $1M | Point Aconi Generating Station | 0 | 226517.9594 | 0 | 226517.9594 | Reliability | 4 | 5
C0082196 |  | Steam | PHB - Asbestos Abatement | Generation |  | Health & Safety |  | Less than $1M | Port Hawkesbury Biomass | 0 | 225000 | 0 | 225000 | Environment | 5 | 3
C0080242 |  | Distribution | 4S-332 George St Single Circuit Reconductor | Distribution |  | Distribution System |  | Less than $1M | Distribution Property | 0 | 207685.6175 | 17000 | 224685.6175 | Business Sustainability | 4 | 5
16365 | P025 | General Plant | Mobile Radio Routine | General Plant | P025-MOBILE RADIO ROUTINE | Work Support Facilities | Telecontrol & Telecommunications | Routine | General Plant | 0 | 224549.92 | 0 | 224549.92
C0080812 |  | Steam | TRE 4Kv Motor Refurbishments | Generation |  | Thermal | Equipment Replacement/Refurbishment | Less than $1M | Trenton Generating Station |  | 224427 |  | 224427 | Business Sustainability | 3 | 5
11622 | H001 | Hydro | HYD Routine Equipment Replacement | Generation | H001-HYDRO EQUIPMENT REPLACE | Hydro, Wind and Biomass |  | Routine | Hydro General | 0 | 223356.28 | 0 | 223356.28
10645 | S001 | Steam | POT - Routine Equipment Replacements | Generation | S001-THERMAL EQUIPMENT REPLACEMENT | Thermal | Equipment Replacement/Refurbishment | Routine | Point Tupper Generating Station |  | 223261.92 |  | 223261.92
16551 | P027 | General Plant | TELECOMMUNICATION RADIO AND FIBRE OPTIC BLDG UPGRADE | General Plant | P027-TELECOM PROPERTY (BLDG/SITE) R | Work Support Facilities | Telecontrol & Telecommunications | Routine | General Plant | 0 | 222400 | 0 | 222400
C0080672 |  | Steam | LIN1 Miscellaneous Valve Refurbishment 2026 | Generation |  | Thermal | Equipment Replacement/Refurbishment | Less than $1M | Lingan Generating Station | 0 | 221796.7748 | 0 | 221796.7748 | Business Sustainability | 4 | 4
C0080693 |  | Steam | LIN3 Miscellaneous Valve Refurbishment 2026 | Generation |  | Thermal | Equipment Replacement/Refurbishment | Less than $1M | Lingan Generating Station | 0 | 220164.235 | 0 | 220164.235 | Business Sustainability | 4 | 4
C0080706 |  | Steam | LIN4 Miscellaneous Valve Refurbishment 2026 | Generation |  | Thermal | Equipment Replacement/Refurbishment | Less than $1M | Lingan Generating Station | 0 | 220164.235 | 0 | 220164.235 | Business Sustainability | 4 | 4
C0080745 |  | Steam | POA Expansion Joint Refurbishment 2026 | Generation |  | Thermal | Equipment Replacement/Refurbishment | Less than $1M | Point Aconi Generating Station | 0 | 219356.3756 | 0 | 219356.3756 | Reliability | 4 | 4
C0080645 |  | Steam | LIN Coal Plant Structural Refurbishment 2026 | Generation |  | Thermal | Equipment Replacement/Refurbishment | Less than $1M | Lingan Generating Station | 0 | 217175.1144 | 0 | 217175.1144 | Business Sustainability | 4 | 4
C0072648 |  | General Plant | IT - Customer Enrollment Automation | General Plant |  | Information Technology Application and Hardware System | Technical | Less than $1M | 1100 Nova Scotia | 138801 | 75000 | 0 | 213801 | Operational Sustainability | 4 | 5
C0080875 |  | Transmission | Battery Monitoring | Transmission |  | Transmission Plant |  | Less than $1M | Transmission Plant General | 8344.25 | 205154.07 |  | 213498.32 | Business Sustainability | 4 | 4
C0080638 |  | Steam | LIN 34 GSCW Small Bore Piping Replacement 2026 | Generation |  | Thermal | Equipment Replacement/Refurbishment | Less than $1M | Lingan Generating Station | 0 | 212435.54 | 0 | 212435.54 | Business Sustainability | 4 | 5
C0080796 |  | Steam | PTMT Shuttle Fire & Irrigation Refurb | Generation |  | Thermal | Equipment Replacement/Refurbishment | Less than $1M | Strait Marine Terminal |  | 212222 |  | 212222 | Compliance | 5 | 4
C0080855 |  | Steam | TRE6 6A BFP Refurbishment (volute) | Generation |  | Thermal | Equipment Replacement/Refurbishment | Less than $1M | Trenton Generating Station |  | 211460 |  | 211460 | Business Sustainability | 4 | 4
C0080295 |  | Gas Turbine | LM6000 LM4/5 Roof Access Improvements | Generation |  | Thermal | Equipment Replacement/Refurbishment | Less than $1M | LM6000 |  | 209648.7552 |  | 209648.7552 | Health & Safety | 3 | 3
38243 | P814 | General Plant | Telecom Spare Routine | General Plant | P814-TELECOM SPARES | Work Support Facilities | Telecontrol & Telecommunications | Routine | General Plant | 0 | 208260.56 | 0 | 208260.56
C0080609 |  | Distribution | 2026 Manhole Cover Replacements | Distribution |  | Distribution System |  | Less than $1M | Distribution Property | 0 | 207587.3126 | 0 | 207587.3126 | Business Sustainability | 4 | 5
C0080881 |  | Transmission | Partial Discharge Monitoring - Inspection Pilot | Transmission |  | Transmission Plant |  | Less than $1M | Transmission Plant General | 0 | 205337.6575 |  | 205337.6575 | Business Sustainability | 4 | 4
C0080866 |  | Steam | TUC1 Enhanced Monitoring | Generation |  | Hydro, Wind and Biomass |  | Less than $1M | Tufts Cove Generating Station | 0 | 204442.5494 |  | 204442.5494 | Business Sustainability | 4 | 4
C0080737 |  | Steam | POA Coal Feeder Refurbishments | Generation |  | Thermal | Equipment Replacement/Refurbishment | Less than $1M | Point Aconi Generating Station | 0 | 202661.95 | 0 | 202661.95 | Business Sustainability | 4 | 4
C0080741 |  | Steam | POA DCMS Upgrades 2026 | Generation |  | Thermal | Equipment Replacement/Refurbishment | Less than $1M | Point Aconi Generating Station | 0 | 202661.9458 | 0 | 202661.9458 | Business Sustainability | 4 | 3
C0080743 |  | Steam | POA Drag Chains Upgrades | Generation |  | Thermal | Equipment Replacement/Refurbishment | Less than $1M | Point Aconi Generating Station | 0 | 202374.6662 | 0 | 202374.6662 | Operational Sustainability | 4 | 4
C0080834 |  | Steam | TRE5 - UPS Inverter and Line Conditioner Replacement | Generation |  | Thermal | Equipment Replacement/Refurbishment | Less than $1M | Trenton Generating Station |  | 201791 |  | 201791 | Business Sustainability | 3 | 5
C0080758 |  | Steam | POA Turbine MSVs | Generation |  | Thermal | Equipment Replacement/Refurbishment | Less than $1M | Point Aconi Generating Station | 0 | 201703.9145 | 0 | 201703.9145 | Reliability | 4 | 4
C0080674 |  | Steam | LIN1 Turbine Supervisory | Generation |  | Hydro, Wind and Biomass |  | Less than $1M | Lingan Generating Station | 0 | 201059.4316 |  | 201059.4316 | Business Sustainability | 5 | 3
C0080369 |  | Steam | TUC3 DW Cooler Structure Refurbishment | Generation |  | Thermal | Equipment Replacement/Refurbishment | Less than $1M | Tufts Cove Generating Station |  | 200901.7217 |  | 200901.7217 | Health & Safety | 4 | 4
C0080292 |  | Gas Turbine | CT 600v Local Disconnect Installations | Generation |  | Thermal | Equipment Replacement/Refurbishment | Less than $1M | Gas Turbine General | 0 | 200842.1042 |  | 200842.1042 | Reliability | 2 | 3
C0082190 |  | Steam | LIN D1 Conveyor Belt Replacement 2026 | Generation |  | Thermal | Equipment Replacement/Refurbishment | Less than $1M | Lingan Generating Station | 0 | 200000 | 0 | 200000 | Business Sustainability | 5 | 3
C0080311 |  | Steam | TUC Mechanical Storage Improvements | Generation |  | Thermal | Equipment Replacement/Refurbishment | Less than $1M | Tufts Cove Generating Station |  | 199931.5306 |  | 199931.5306 | Business Sustainability | 2 | 3
C0080339 |  | Steam | TUC1 Feedwater MCC Replacement | Generation |  | Thermal | Equipment Replacement/Refurbishment | Less than $1M | Tufts Cove Generating Station |  | 199693.2465 |  | 199693.2465 | Reliability | 4 | 4
C0080865 |  | Steam | TUC WTP4 Replace DCS to PLC | Generation |  | Thermal | Equipment Replacement/Refurbishment | Less than $1M | Tufts Cove Generating Station |  | 199668.9374 |  | 199668.9374 | Reliability | 4 | 4
C0060563 |  | Steam | TUC1 Steam Drum Refurbishment | Generation |  | Thermal | Equipment Replacement/Refurbishment | Less than $1M | Tufts Cove Generating Station |  | 199424.7894 |  | 199424.7894 | Business Sustainability | 4 | 4
C0080830 |  | Steam | TRE5 - Mill Platform | Generation |  | Thermal | Equipment Replacement/Refurbishment | Less than $1M | Trenton Generating Station |  | 197537 |  | 197537 | Health & Safety | 4 | 5
C0080631 |  | Hydro | HYD SIS Grand Lake Telemetry | Generation |  | Hydro, Wind and Biomass |  | Less than $1M | Sissiboo | 0 | 196775.3027 | 0 | 196775.3027 | Health & Safety | 3 | 5
C0080813 |  | Steam | TRE Ash Site Haul Road | Generation |  | Thermal | Equipment Replacement/Refurbishment | Less than $1M | Trenton Generating Station |  | 194669 |  | 194669 | Environment | 4 | 4
14973 | T018 | Transmission | Primary Equipment Spares | Transmission | T018-PRIMARY EQUIP.SPARES-ROUTINES | Transmission Plant |  | Routine | Transmission Plant General | 0 | 192432.8 | 0 | 192432.8
C0041511 |  | Steam | POT Enhanced Monitoring | Generation |  | Thermal | Equipment Replacement/Refurbishment | Less than $1M | Point Tupper Generating Station | 10213.25 | 181745.6471 |  | 191958.8971 | Business Sustainability | 4 | 4
C0060757 |  | Distribution | 4C-432G Loch Katrine Build to Roadside | Distribution |  | Distribution System |  | Less than $1M | Distribution Property | 0 | 191768.9481 | 0 | 191768.9481 | Business Sustainability | 3 | 5
C0080859 |  | Steam | TRE6 Burner Impeller Replacement | Generation |  | Thermal | Equipment Replacement/Refurbishment | Less than $1M | Trenton Generating Station |  | 191704 |  | 191704 | Business Sustainability | 4 | 4
27857 | S004 | Steam | LIN-ROOFING ROUTINE | Generation | S004-Roofing Routine | Thermal | Equipment Replacement/Refurbishment | Routine | Lingan Generating Station | 0 | 189111.075 | 0 | 189111.075
C0068691 |  | Steam | TRE6 - Main Boiler Stop Valve | Generation |  | Thermal | Equipment Replacement/Refurbishment | Less than $1M | Trenton Generating Station |  | 189067 |  | 189067 | Business Sustainability | 4 | 4
C0082189 |  | Steam | LIN GSCW Pump Replacement 2026 | Generation |  | Thermal | Equipment Replacement/Refurbishment | Less than $1M | Lingan Generating Station | 0 | 184500 | 0 | 184500 | Business Sustainability | 4 | 4
C0080701 |  | Steam | LIN4 Air Preheater Seal Refurbishment 2026 | Generation |  | Thermal | Equipment Replacement/Refurbishment | Less than $1M | Lingan Generating Station | 0 | 183108.5014 | 0 | 183108.5014 | Business Sustainability | 3 | 5
C0080647 |  | Steam | LIN Emergency Flyte Pump Replacement | Generation |  | Thermal | Equipment Replacement/Refurbishment | Less than $1M | Lingan Generating Station | 0 | 182728.2669 | 0 | 182728.2669 | Reliability | 4 | 3
C0068228 |  | Steam | LIN3 Air Preheater Seal Refurbishment 2026 | Generation |  | Thermal | Equipment Replacement/Refurbishment | Less than $1M | Lingan Generating Station | 0 | 182648.1041 | 0 | 182648.1041 | Business Sustainability | 3 | 5
C0080820 |  | Steam | TRE5 - 5-2 FD Fan Refurbishment | Generation |  | Thermal | Equipment Replacement/Refurbishment | Less than $1M | Trenton Generating Station |  | 182065 |  | 182065 | Business Sustainability | 4 | 4
C0080799 |  | Steam | TRE - 4kV Breaker Replacements 2026 | Generation |  | Thermal | Equipment Replacement/Refurbishment | Less than $1M | Trenton Generating Station |  | 180707 |  | 180707 | Business Sustainability | 3 | 5
C0080640 |  | Steam | LIN Ash Site Winter Cover 2026 | Generation |  | Environment |  | Less than $1M | Lingan Generating Station | 0 | 177450.7757 | 0 | 177450.7757 | Environment | 3 | 5
C0080831 |  | Steam | TRE5 - Misc. Valves Refurbishment 2026 | Generation |  | Thermal | Equipment Replacement/Refurbishment | Less than $1M | Trenton Generating Station |  | 176468 |  | 176468 | Business Sustainability | 4 | 4
C0037747 |  | Wind | WIN - South Canoe CMS Upgrade | Generation |  | Hydro, Wind and Biomass |  | Less than $1M | Wind General | 0 | 176210.2381 |  | 176210.2381 | Business Sustainability | 3 | 5
C0068195 |  | Steam | LIN Substation Transformer Cable Refurbishment | Generation |  | Thermal | Equipment Replacement/Refurbishment | Less than $1M | Lingan Generating Station | 0 | 175735.9936 | 0 | 175735.9936 | Business Sustainability | 3 | 5
C0080850 |  | Steam | TRE6 - Misc. Valves Refurbishment 2026 | Generation |  | Thermal | Equipment Replacement/Refurbishment | Less than $1M | Trenton Generating Station |  | 175346 |  | 175346 | Business Sustainability | 4 | 4
C0003678 | P002 | General Plant | NORTHEAST - (P002-722) TOOLS AND EQUIPMENT | General Plant | P002-TOOLS/EQUIPMENT | Work Support Facilities |  | Routine | General Plant | 0 | 175000 |  | 175000
16145 | P002 | General Plant | SACK. DEPOT - TOOLS & EQUIPMENT | General Plant | P002-TOOLS/EQUIPMENT | Work Support Facilities |  | Routine | General Plant | 0 | 175000 |  | 175000
12025 | P002 | General Plant | SYDNEY REGION - TOOLS AND EQUIPMENT | General Plant | P002-TOOLS/EQUIPMENT | Work Support Facilities |  | Routine | General Plant | 0 | 175000 |  | 175000
11541 | P002 | General Plant | Tools And Equipment - West | General Plant | P002-TOOLS/EQUIPMENT | Work Support Facilities |  | Routine | General Plant | 0 | 175000 |  | 175000
C0080717 |  | Steam | PHB - HVAC Refurbishment | Generation |  | Thermal | Equipment Replacement/Refurbishment | Less than $1M | Port Hawkesbury Biomass | 0 | 174305.5894 | 0 | 174305.5894 | Health & Safety | 3 | 5
C0080608 |  | Distribution | 2026 Manhole Automatic Pumps | Distribution |  | Distribution System |  | Less than $1M | Distribution Property | 0 | 173671.1399 | 0 | 173671.1399 | Business Sustainability | 4 | 5
C0065685 |  | General Plant | Enhanced Substation Analytics | General Plant |  | Work Support Facilities |  | Carryover | General Plant | 75555.49 | 95865.8683 |  | 171421.3583
C0080718 |  | Steam | PHB – Lighting Upgrades 2026 | Generation |  | Health & Safety |  | Less than $1M | Port Hawkesbury Biomass | 0 | 170771.0037 | 0 | 170771.0037 | Business Sustainability | 5 | 4
C0080694 |  | Steam | LIN3 Oil Gun Replacement 2026 | Generation |  | Thermal | Equipment Replacement/Refurbishment | Less than $1M | Lingan Generating Station | 0 | 170038.736 | 0 | 170038.736 | Reliability | 4 | 4
C0080707 |  | Steam | LIN4 Oil Gun Replacement 2026 | Generation |  | Thermal | Equipment Replacement/Refurbishment | Less than $1M | Lingan Generating Station | 0 | 170038.736 | 0 | 170038.736 | Reliability | 4 | 4
C0080802 |  | Steam | TRE - Ash Site Management | Generation |  | Thermal | Equipment Replacement/Refurbishment | Less than $1M | Trenton Generating Station |  | 169279 |  | 169279 | Environment | 4 | 4
C0080646 |  | Steam | LIN Electric Actuator Refurbishment | Generation |  | Thermal | Equipment Replacement/Refurbishment | Less than $1M | Lingan Generating Station | 0 | 168903.1018 | 0 | 168903.1018 | Business Sustainability | 4 | 4
C0082132 |  | Steam | TRE5 FAC 2026 | Generation |  | Thermal | Equipment Replacement/Refurbishment | Less than $1M | Trenton Generating Station |  | 168686 |  | 168686 | Business Sustainability | 4 | 4
C0082146 |  | Steam | TRE6 FAC 2026 | Generation |  | Thermal | Equipment Replacement/Refurbishment | Less than $1M | Trenton Generating Station |  | 168686 |  | 168686 | Business Sustainability | 4 | 4
C0080821 |  | Steam | TRE5 - 5-4 Feedwater Heater Refurbishment | Generation |  | Thermal | Equipment Replacement/Refurbishment | Less than $1M | Trenton Generating Station |  | 168353 |  | 168353 | Business Sustainability | 3 | 4
C0080858 |  | Steam | TRE6 Aux Cooling Water Oil Analyzer | Generation |  | Thermal | Equipment Replacement/Refurbishment | Less than $1M | Trenton Generating Station |  | 168035 |  | 168035 | Environment | 5 | 3
C0080808 |  | Steam | TRE - Roof Drain Replacements | Generation |  | Thermal | Equipment Replacement/Refurbishment | Less than $1M | Trenton Generating Station |  | 168035 |  | 168035 | Environment | 4 | 3
C0068934 | S004 | Steam | PHB – Roofing Routine | Generation | S004-Roofing Routine | Thermal | Equipment Replacement/Refurbishment | Routine | Port Hawkesbury Biomass | 0 | 167434.4583 | 0 | 167434.4583
C0049614 |  | General Plant | IT - Network Video Recorders | General Plant |  | Information Technology Application and Hardware System | Technical | Carryover | 1100 Nova Scotia | 139308 | 27713 | 0 | 167021
C0080844 |  | Steam | TRE6 - A and B CW Screens Refurbishment | Generation |  | Thermal | Equipment Replacement/Refurbishment | Less than $1M | Trenton Generating Station |  | 166481 |  | 166481 | Business Sustainability | 4 | 4
C0075753 |  | General Plant | BI Portal | General Plant |  | Hydro, Wind and Biomass |  | Carryover | Transmission Plant General | 57416.51 | 108494.5944 |  | 165911.1044
C0080771 |  | Steam | POT - Facility Upgrades | Generation |  | Thermal | Equipment Replacement/Refurbishment | Less than $1M | Point Tupper Generating Station |  | 164944.1449 |  | 164944.1449 | Business Sustainability | 4 | 4
C0080779 |  | Steam | POT - Overhead Doors Replacement | Generation |  | Health & Safety |  | Less than $1M | Point Tupper Generating Station |  | 164122.9921 |  | 164122.9921 | Business Sustainability | 5 | 3
C0080829 |  | Steam | TRE5 - ID Fan Expansion Joints | Generation |  | Thermal | Equipment Replacement/Refurbishment | Less than $1M | Trenton Generating Station |  | 162906 |  | 162906 | Business Sustainability | 4 | 4
23511 | D018 | Distribution | Primary Equipment Spares - Distribution | Distribution | D018-PRIMARY EQUIPMENT SPARES (DIST | Distribution System | Requirement to Serve | Routine | Distribution Property | 0 | 162390.84 |  | 162390.84
C0080670 |  | Steam | LIN1 GSCW Small Bore Piping Replacement 2026 | Generation |  | Thermal | Equipment Replacement/Refurbishment | Less than $1M | Lingan Generating Station | 0 | 161853.5026 | 0 | 161853.5026 | Business Sustainability | 4 | 5
C0080652 |  | Steam | LIN Grating Refurbishment 2026 | Generation |  | Thermal | Equipment Replacement/Refurbishment | Less than $1M | Lingan Generating Station | 0 | 161182.6933 | 0 | 161182.6933 | Business Sustainability | 5 | 3
C0068724 |  | General Plant | IT - Safety IRD Replacement | General Plant |  | Information Technology Application and Hardware System | Technical | Less than $1M | 1100 Nova Scotia | 40838 | 120000 | 0 | 160838 | Compliance | 5 | 5
C0082134 |  | General Plant | IT - Test Automation Tool Implementation | General Plant |  | Information Technology Application and Hardware System | Technical | Less than $1M | 1100 Nova Scotia | 0 | 160000 | 0 | 160000 | Operational Sustainability | 4 | 5
C0038876 |  | Hydro | HYD - HMS Veritcal Boring Mill Repl | Generation |  | Hydro, Wind and Biomass |  | Less than $1M | Hydro General | 0 | 159439.3112 | 0 | 159439.3112 | Business Sustainability | 3 | 4
10718 | S001 | Steam | POA - Routine Equipment Replacements | Generation | S001-THERMAL EQUIPMENT REPLACEMENT | Thermal | Equipment Replacement/Refurbishment | Routine | Point Aconi Generating Station | 0 | 159361.0433 | 0 | 159361.0433
C0010331 |  | Steam | TRE6 Precipitator Controls Upgrade | Generation |  | Thermal | Equipment Replacement/Refurbishment | Carryover | Trenton Generating Station | 116405 | 42915 |  | 159320
C0080792 |  | Steam | POT -Lighting Upgrades 2026 | Generation |  | Health & Safety |  | Less than $1M | Point Tupper Generating Station |  | 158121.7727 |  | 158121.7727 | Business Sustainability | 5 | 4
C0080736 |  | Steam | POA Building HVAC Refurbishments | Generation |  | Thermal | Equipment Replacement/Refurbishment | Less than $1M | Point Aconi Generating Station | 0 | 156504.89 | 0 | 156504.89 | Reliability | 4 | 3
C0068165 |  | Steam | LIN Electric Motor Refurbishment 2026 | Generation |  | Thermal | Equipment Replacement/Refurbishment | Less than $1M | Lingan Generating Station | 0 | 155475.246 | 0 | 155475.246 | Business Sustainability | 3 | 5
C0080606 |  | Distribution | 2025 Manhole Automatic Pumps | Distribution |  | Distribution System |  | Carryover | Distribution Property | 335 | 154527 | 0 | 154862
C0080756 |  | Steam | POA Plant Lighting Upgrades 2026 | Generation |  | Health & Safety |  | Less than $1M | Point Aconi Generating Station | 0 | 153114.1457 | 0 | 153114.1457 | Health & Safety | 4 | 4
C0080648 |  | Steam | LIN Facilities Upgrade 2026 | Generation |  | Thermal | Equipment Replacement/Refurbishment | Less than $1M | Lingan Generating Station | 0 | 152907.6597 | 0 | 152907.6597 | Business Sustainability | 5 | 3
C0061331 |  | Steam | TRE0 - 6A Service Air Compressor Replacement | Generation |  | Thermal | Equipment Replacement/Refurbishment | Less than $1M | Trenton Generating Station |  | 152758 |  | 152758 | Business Sustainability | 4 | 4
C0080699 |  | Steam | LIN3 TG Column Protection 2026 | Generation |  | Thermal | Equipment Replacement/Refurbishment | Less than $1M | Lingan Generating Station | 0 | 152364.6941 | 0 | 152364.6941 | Health & Safety | 3 | 5
C0080627 |  | Hydro | HYD Battery Bank Replacement | Generation |  | Hydro, Wind and Biomass |  | Less than $1M | Hydro General | 0 | 152097.9341 | 0 | 152097.9341 | Business Sustainability | 3 | 5
C0030122 |  | Steam | LIN4 HIP Insulation Replacement 2026 | Generation |  | Thermal | Equipment Replacement/Refurbishment | Less than $1M | Lingan Generating Station | 0 | 152083.2358 | 0 | 152083.2358 | Business Sustainability | 4 | 4
C0080786 |  | Steam | POT - Potable Water Carbon Sand Filter 2026 | Generation |  | Thermal | Equipment Replacement/Refurbishment | Less than $1M | Point Tupper Generating Station |  | 152015.204 |  | 152015.204 | Environment | 4 | 4
C0047930 |  | Wind | WIN - DIG Collector Circuit Switch Install | Generation |  | Hydro, Wind and Biomass |  | Carryover | Wind General | 88343 | 63563.2051 |  | 151906.2051
C0080624 |  | General Plant | Tableau to Power BI Translation for ED | General Plant |  | Hydro, Wind and Biomass |  | Less than $1M | Transmission Plant General | 0 | 51036.7963 | 100622.16 | 151658.9563 | Operational Sustainability | 4 | 4
C0080316 |  | Steam | TUC Oil Analysis Improvements | Generation |  | Thermal | Equipment Replacement/Refurbishment | Less than $1M | Tufts Cove Generating Station |  | 150633.874 |  | 150633.874 | Environment | 3 | 4
C0080651 |  | Steam | LIN Fly Ash Valve Replacement | Generation |  | Thermal | Equipment Replacement/Refurbishment | Less than $1M | Lingan Generating Station | 0 | 150617.6391 | 0 | 150617.6391 | Business Sustainability | 3 | 5
C0080277 |  | Gas Turbine | BGT1 Vibration System Upgrade | Generation |  | Thermal | Equipment Replacement/Refurbishment | Less than $1M | Burnside CT | 0 | 150421.2757 | 0 | 150421.2757 | Reliability | 3 | 4
C0080273 |  | Gas Turbine | BGT1 - AC/DC Fuel & Oil Pump Replacement | Generation |  | Thermal | Equipment Replacement/Refurbishment | Less than $1M | Burnside CT | 0 | 150273.1596 |  | 150273.1596 | Reliability | 3 | 3
C0080639 |  | Steam | LIN 4160 600V Breaker Refurbishment 2026 | Generation |  | Thermal | Equipment Replacement/Refurbishment | Less than $1M | Lingan Generating Station | 0 | 150268.2355 | 0 | 150268.2355 | Business Sustainability | 4 | 4
C0080378 |  | Steam | TUC3 Steam Drum Refurbishment | Generation |  | Thermal | Equipment Replacement/Refurbishment | Less than $1M | Tufts Cove Generating Station |  | 150057.9098 |  | 150057.9098 | Business Sustainability | 4 | 4
C0082194 |  | Steam | LIN 4160/600V Motor Refurbishment 2026 | Generation |  | Thermal | Equipment Replacement/Refurbishment | Less than $1M | Lingan Generating Station | 0 | 150000 | 0 | 150000 | Business Sustainability | 3 | 5
C0080302 |  | Steam | TUC DCS HMI Upgrade 2026 | Generation |  | Thermal | Equipment Replacement/Refurbishment | Less than $1M | Tufts Cove Generating Station |  | 149838.6179 |  | 149838.6179 | Reliability | 4 | 4
C0080298 |  | Steam | TUC Aux Boiler Condensate Recovery | Generation |  | Thermal | Equipment Replacement/Refurbishment | Less than $1M | Tufts Cove Generating Station |  | 149813.7771 |  | 149813.7771 | Business Sustainability | 4 | 4
C0038134 |  | Hydro | HYD LUM Crane Replacement | Generation |  | Hydro, Wind and Biomass |  | Less than $1M | Black River | 0 | 149630.3701 | 0 | 149630.3701 | Business Sustainability | 4 | 5
27858 | S004 | Steam | POA-ROOFING ROUTINE | Generation | S004-Roofing Routine | Thermal | Equipment Replacement/Refurbishment | Routine | Point Aconi Generating Station | 0 | 149596.3025 | 0 | 149596.3025
C0080353 |  | Steam | TUC2 DCS HMI Upgrade 2026 | Generation |  | Thermal | Equipment Replacement/Refurbishment | Less than $1M | Tufts Cove Generating Station |  | 149393.27 |  | 149393.27 | Reliability | 4 | 4
C0080333 |  | Steam | TUC1 4kV-600V Breaker Replacement 2026 | Generation |  | Thermal | Equipment Replacement/Refurbishment | Less than $1M | Tufts Cove Generating Station |  | 149113.9352 |  | 149113.9352 | Reliability | 4 | 4
C0080268 |  | Gas Turbine | BGT DC/AC Generator Lube Oil Pump Motor Replacement | Generation |  | Thermal | Equipment Replacement/Refurbishment | Less than $1M | Burnside CT | 0 | 149002.7544 | 0 | 149002.7544 | Reliability | 5 | 3
C0080337 |  | Steam | TUC1 DCS HMI Upgrades 2026 | Generation |  | Thermal | Equipment Replacement/Refurbishment | Less than $1M | Tufts Cove Generating Station |  | 148846.2 |  | 148846.2 | Reliability | 4 | 4
C0080869 |  | Steam | TUC2 4kV 600v Breaker Replacement 2026 | Generation |  | Thermal | Equipment Replacement/Refurbishment | Less than $1M | Tufts Cove Generating Station |  | 148744.525 |  | 148744.525 | Reliability | 4 | 4
C0080634 |  | Hydro | HYD WRC D6 D8 Rip Rap Replacement | Generation |  | Hydro, Wind and Biomass |  | Less than $1M | Hydro General | 0 | 148643.8952 | 0 | 148643.8952 | Health & Safety | 5 | 4
C0068692 |  | Steam | TRE6 - 6A BFP Discharge Valve Refurbishment | Generation |  | Thermal | Equipment Replacement/Refurbishment | Less than $1M | Trenton Generating Station |  | 148141 |  | 148141 | Business Sustainability | 4 | 4
C0080607 |  | Distribution | 2026 Feeder Exit Replacements | Distribution |  | Distribution System |  | Less than $1M | Distribution Property | 0 | 146447.5685 | 0 | 146447.5685 | Business Sustainability | 4 | 5
C0080804 |  | Steam | TRE - Lift Station Refurbishment | Generation |  | Thermal | Equipment Replacement/Refurbishment | Less than $1M | Trenton Generating Station |  | 143292 |  | 143292 | Business Sustainability | 4 | 4
C0080729 |  | Steam | POA Access Improvement 2026 | Generation |  | Health & Safety |  | Less than $1M | Point Aconi Generating Station | 0 | 143154.9 | 0 | 143154.9 | Health & Safety | 4 | 4
C0080790 |  | Steam | POT - Transmitter Refurbishment 2026 | Generation |  | Thermal | Equipment Replacement/Refurbishment | Less than $1M | Point Tupper Generating Station |  | 143146.7428 |  | 143146.7428 | Business Sustainability | 4 | 4
C0068726 |  | General Plant | IT - BlueCross Integration with PeopleSoft | General Plant |  | Information Technology Application and Hardware System | Technical | Less than $1M | 1100 Nova Scotia | 0 | 140000 | 0 | 140000 | Compliance | 3 | 4
C0080221 |  | Hydro | HYD BIF Powerhouse Leak Refurbishment | Generation |  | Hydro, Wind and Biomass |  | Less than $1M | Mersey River | 39130 | 79058 | 19260 | 137448 | Health & Safety | 4 | 5
C0080846 |  | Steam | TRE6 - Boiler Refurbishment | Generation |  | Thermal | Equipment Replacement/Refurbishment | Less than $1M | Trenton Generating Station |  | 137099 |  | 137099 | Business Sustainability | 4 | 4
C0080735 |  | Steam | POA Boiler Coal Chute Improvements | Generation |  | Thermal | Equipment Replacement/Refurbishment | Less than $1M | Point Aconi Generating Station | 0 | 136271.9379 | 0 | 136271.9379 | Operational Sustainability | 4 | 4
C0080794 |  | Steam | PTMT Hopper Wear Plate Refurb | Generation |  | Thermal | Equipment Replacement/Refurbishment | Less than $1M | Strait Marine Terminal |  | 132934 |  | 132934 | Business Sustainability | 5 | 4
27855 | S004 | Steam | POT- ROOFING ROUTINE | Generation | S004-Roofing Routine | Thermal | Equipment Replacement/Refurbishment | Routine | Point Tupper Generating Station |  | 132812.8845 |  | 132812.8845
C0080857 |  | Steam | TRE6 6D Conveyor Belt Refurbishment | Generation |  | Thermal | Equipment Replacement/Refurbishment | Less than $1M | Trenton Generating Station |  | 132704 |  | 132704 | Business Sustainability | 3 | 5
C0080761 |  | Steam | POA Water Treatment Valve Overhaul | Generation |  | Thermal | Equipment Replacement/Refurbishment | Less than $1M | Point Aconi Generating Station | 0 | 131884.9269 | 0 | 131884.9269 | Business Sustainability | 4 | 4
11611 | P015 | General Plant | Hydro Production Tools, Test Equip | General Plant | P015-TOOLS & TEST EQUIP.ROUTINE | Work Support Facilities |  | Routine | Hydro General | 0 | 131343 | 0 | 131343
C0080649 |  | Steam | LIN Flame Scanner Replacement 2026 | Generation |  | Thermal | Equipment Replacement/Refurbishment | Less than $1M | Lingan Generating Station | 0 | 130430.4987 | 0 | 130430.4987 | Business Sustainability | 4 | 4
C0050647 |  | Gas Turbine | VJ2 Air Hood Upgrades | Generation |  | Thermal | Equipment Replacement/Refurbishment | Less than $1M | Victoria Junction | 0 | 129178.615 | 0 | 129178.615 | Business Sustainability | 4 | 3
C0080294 |  | Gas Turbine | LM6000 Fuel Flow Valve Replacement | Generation |  | Thermal | Equipment Replacement/Refurbishment | Less than $1M | LM6000 | 0 | 128260.8868 |  | 128260.8868 | Business Sustainability | 3 | 3
C0080614 |  | Gas Turbine | Performance Monitoring LM60000 | Generation |  | Hydro, Wind and Biomass |  | Less than $1M | Transmission Plant General | 0 | 127526.9562 |  | 127526.9562 | Reliability | 4 | 4
C0080746 |  | Steam | POA Facilities Security Upgrades 2026 | Generation |  | Health & Safety |  | Less than $1M | Point Aconi Generating Station | 0 | 127110.4325 | 0 | 127110.4325 | Health & Safety | 4 | 4
C0068935 | S005 | Steam | PHB – Heat Rate Routine | Generation | S005 Heat Rate Routine | Thermal | Heat Rate | Routine | Port Hawkesbury Biomass | 0 | 126798.9925 | 0 | 126798.9925
C0080819 |  | Steam | TRE PAC System Refurbishments | Generation |  | Thermal | Equipment Replacement/Refurbishment | Less than $1M | Trenton Generating Station |  | 126689 |  | 126689 | Environment | 5 | 3
C0080653 |  | Steam | LIN Guarding and Railing Upgrade 2026 | Generation |  | Health & Safety |  | Less than $1M | Lingan Generating Station | 0 | 126315.2746 | 0 | 126315.2746 | Health & Safety | 5 | 3
C0080809 |  | Steam | TRE - Sootblower Refurbishment 2026 | Generation |  | Thermal | Equipment Replacement/Refurbishment | Less than $1M | Trenton Generating Station |  | 126027 |  | 126027 | Business Sustainability | 4 | 4
C0080390 |  | Steam | TUC6 Generator Monitor (IRIS PD) | Generation |  | Thermal | Equipment Replacement/Refurbishment | Less than $1M | Tufts Cove Generating Station |  | 125686.6179 |  | 125686.6179 | Reliability | 3 | 5
C0080385 |  | Steam | TUC6 B&K TSE | Generation |  | Thermal | Equipment Replacement/Refurbishment | Less than $1M | Tufts Cove Generating Station |  | 125686.6179 |  | 125686.6179 | Reliability | 4 | 3
C0080811 |  | Steam | TRE - Transmitters and Controls | Generation |  | Thermal | Equipment Replacement/Refurbishment | Less than $1M | Trenton Generating Station |  | 125238 |  | 125238 | Business Sustainability | 4 | 4
C0080377 |  | Steam | TUC3 Polisher Valve Replacements | Generation |  | Thermal | Equipment Replacement/Refurbishment | Less than $1M | Tufts Cove Generating Station |  | 124810.5377 |  | 124810.5377 | Reliability | 4 | 4
C0080327 |  | Steam | TUC Stack Lighting Ph 2 | Generation |  | Thermal | Equipment Replacement/Refurbishment | Less than $1M | Tufts Cove Generating Station |  | 124566.7676 |  | 124566.7676 | Health & Safety | 3 | 3
C0080324 |  | Steam | TUC Sensors and Alarms 2026 | Generation |  | Thermal | Equipment Replacement/Refurbishment | Less than $1M | Tufts Cove Generating Station |  | 124566.7676 |  | 124566.7676 | Reliability | 5 | 3
C0080778 |  | Steam | POT - New Skid Steer | Generation |  | Work Support Facilities |  | Less than $1M | Point Tupper Generating Station |  | 124338.5817 |  | 124338.5817 | Health & Safety | 5 | 5
C0080358 |  | Steam | TUC2 Motor Refurbishments 2026 | Generation |  | Thermal | Equipment Replacement/Refurbishment | Less than $1M | Tufts Cove Generating Station |  | 124250.95 |  | 124250.95 | Business Sustainability | 4 | 4
C0080837 |  | Steam | TRE5 Flamer scanner Upgrades | Generation |  | Thermal | Equipment Replacement/Refurbishment | Less than $1M | Trenton Generating Station |  | 123891 |  | 123891 | Business Sustainability | 4 | 4
C0080346 |  | Steam | TUC1 Polisher Resin Replacement | Generation |  | Thermal | Equipment Replacement/Refurbishment | Less than $1M | Tufts Cove Generating Station |  | 123846.2 |  | 123846.2 | Reliability | 4 | 4
C0080867 |  | Steam | TUC1 Iris Generator Monitor | Generation |  | Thermal | Equipment Replacement/Refurbishment | Less than $1M | Tufts Cove Generating Station |  | 123810.004 |  | 123810.004 | Reliability | 3 | 5
C0080347 |  | Steam | TUC1 Polisher Valve Upgrade 2026 | Generation |  | Thermal | Equipment Replacement/Refurbishment | Less than $1M | Tufts Cove Generating Station |  | 123608.1 |  | 123608.1 | Reliability | 4 | 4
C0080817 |  | Steam | TRE LED Upgrades 2026 | Generation |  | Thermal | Equipment Replacement/Refurbishment | Less than $1M | Trenton Generating Station |  | 123187 |  | 123187 | Business Sustainability | 3 | 5
27856 | S004 | Steam | TRE - Roofing Routine | Generation | S004-Roofing Routine | Thermal | Equipment Replacement/Refurbishment | Routine | Trenton Generating Station |  | 122842 |  | 122842
16073 | P010 | General Plant | SCADA Improvements Routine | General Plant | P010-SCADA IMPROVEMENTS ROUTINE | Information Technology Application and Hardware System | Technical | Routine | General Plant | 0 | 120427.64 |  | 120427.64
C0080310 |  | Steam | TUC Lighting Program 2026 | Generation |  | Health & Safety |  | Less than $1M | Tufts Cove Generating Station |  | 120399.6162 |  | 120399.6162 | Business Sustainability | 3 | 5
C0080309 |  | Steam | TUC Handrail Program 2026 | Generation |  | Thermal | Equipment Replacement/Refurbishment | Less than $1M | Tufts Cove Generating Station |  | 120086.0004 |  | 120086.0004 | Health & Safety | 4 | 4
C0080803 |  | Steam | TRE - Chemical Unloading Drain | Generation |  | Thermal | Equipment Replacement/Refurbishment | Less than $1M | Trenton Generating Station |  | 118651 |  | 118651 | Health & Safety | 4 | 4
C0080630 |  | Hydro | HYD Gaspereau Lake Telemetry | Generation |  | Hydro, Wind and Biomass |  | Less than $1M | Black River | 0 | 118620.6172 | 0 | 118620.6172 | Health & Safety | 3 | 5
C0080815 |  | Steam | TRE Electrical Panel Upgrades | Generation |  | Thermal | Equipment Replacement/Refurbishment | Less than $1M | Trenton Generating Station |  | 118243 |  | 118243 | Business Sustainability | 4 | 4
C0080828 |  | Steam | TRE5 - Conveyors Refurbishment 2026 | Generation |  | Thermal | Equipment Replacement/Refurbishment | Less than $1M | Trenton Generating Station |  | 115811 |  | 115811 | Business Sustainability | 3 | 5
C0080849 |  | Steam | TRE6 - Conveyors Refurbishment 2026 | Generation |  | Thermal | Equipment Replacement/Refurbishment | Less than $1M | Trenton Generating Station |  | 115011 |  | 115011 | Business Sustainability | 3 | 5
C0080854 |  | Steam | TRE6 600V Motor Starters | Generation |  | Thermal | Equipment Replacement/Refurbishment | Less than $1M | Trenton Generating Station |  | 114279 |  | 114279 | Business Sustainability | 4 | 4
C0080833 |  | Steam | TRE5 - Reclaim Refurbishment | Generation |  | Thermal | Equipment Replacement/Refurbishment | Less than $1M | Trenton Generating Station |  | 111973 |  | 111973 | Health & Safety | 4 | 5
C0080776 |  | Steam | POT - HVAC Refurbishment 2026 | Generation |  | Thermal | Equipment Replacement/Refurbishment | Less than $1M | Point Tupper Generating Station |  | 111746.0518 |  | 111746.0518 | Business Sustainability | 5 | 3
C0042927 |  | Distribution | 103C-314-Grand etang Water Crossing | Distribution |  | Distribution System |  | Less than $1M | Distribution Property | 3467.87 | 106352.5335 | 0 | 109820.4035 | Business Sustainability | 3 | 5
C0082128 |  | Hydro | HYD - FUN Smoke Detection | Generation |  | Hydro, Wind and Biomass |  | Less than $1M | Sissiboo | 0 | 99068.6686 | 10110 | 109178.6686 | Business Sustainability | 4 | 5
C0080836 |  | Steam | TRE5 5B Conveyor Belt Replacement | Generation |  | Thermal | Equipment Replacement/Refurbishment | Less than $1M | Trenton Generating Station |  | 106902 |  | 106902 | Business Sustainability | 3 | 5
C0080853 |  | Steam | TRE6 6 G Conveyor Belt Refurbishment | Generation |  | Thermal | Equipment Replacement/Refurbishment | Less than $1M | Trenton Generating Station |  | 106164 |  | 106164 | Business Sustainability | 3 | 5
C0064663 |  | General Plant | Rounds Pro Upgrade | General Plant |  | Work Support Facilities |  | Carryover | General Plant | 42139.9 | 63404.8902 |  | 105544.7902
33867 | S005 | Steam | POT - Heat Rate Routine | Generation | S005 Heat Rate Routine | Thermal | Heat Rate | Routine | Point Tupper Generating Station |  | 104394.57 |  | 104394.57
C0080744 |  | Steam | POA Equipment/Emission Monitoring Upgrades | Generation |  | Thermal | Equipment Replacement/Refurbishment | Less than $1M | Point Aconi Generating Station | 0 | 102141.518 | 0 | 102141.518 | Environment | 4 | 4
C0080814 |  | Steam | TRE Common Water Replacement | Generation |  | Thermal | Equipment Replacement/Refurbishment | Less than $1M | Trenton Generating Station |  | 100822 |  | 100822 | Business Sustainability | 3 | 4
C0080300 |  | Steam | TUC Concrete Floor Refurbishment | Generation |  | Thermal | Equipment Replacement/Refurbishment | Less than $1M | Tufts Cove Generating Station |  | 100382.155 |  | 100382.155 | Health & Safety | 3 | 3
C0080296 |  | Steam | TUC Auto Greaser Upgrade | Generation |  | Thermal | Equipment Replacement/Refurbishment | Less than $1M | Tufts Cove Generating Station |  | 100289.7134 |  | 100289.7134 | Reliability | 2 | 2
C0080384 |  | Steam | TUC6A Polisher Element Replacement | Generation |  | Thermal | Equipment Replacement/Refurbishment | Less than $1M | Tufts Cove Generating Station |  | 100198.1421 |  | 100198.1421 | Business Sustainability | 4 | 4
C0080818 |  | Steam | TRE Multilin Upgrades | Generation |  | Thermal | Equipment Replacement/Refurbishment | Less than $1M | Trenton Generating Station |  | 100191 |  | 100191 | Business Sustainability | 4 | 4
C0080305 |  | Steam | TUC Electrical Panel Replacements 2026 | Generation |  | Thermal | Equipment Replacement/Refurbishment | Less than $1M | Tufts Cove Generating Station |  | 100126.8875 |  | 100126.8875 | Reliability | 4 | 4
C0080365 |  | Steam | TUC3 Burner Valves Replacement 2026 | Generation |  | Thermal | Equipment Replacement/Refurbishment | Less than $1M | Tufts Cove Generating Station |  | 100063.8742 |  | 100063.8742 | Reliability | 3 | 3
C0080380 |  | Steam | TUC3 Furnace Camera | Generation |  | Thermal | Equipment Replacement/Refurbishment | Less than $1M | Tufts Cove Generating Station |  | 100032.0956 |  | 100032.0956 | Reliability | 2 | 2
C0080643 |  | Steam | LIN Cinder Block Support Refurbishment | Generation |  | Thermal | Equipment Replacement/Refurbishment | Less than $1M | Lingan Generating Station | 0 | 100000 | 0 | 100000 | Health & Safety | 4 | 4
48158 | P018 | General Plant | Environment Equipment Replacement Routine | General Plant | P018-Environmental Equip. Replace | Environment |  | Routine | General Plant | 0 | 100000 | 0 | 100000
38848 | P032 | General Plant | Purchasing Equipment Warehouse Routine | General Plant | P032-Purchasing Equip & Warehouse R | Work Support Facilities | Building Facilities/Furniture | Routine | General Plant | 0 | 100000 |  | 100000
C0080379 |  | Steam | TUC3 BFP Panel Upgrades | Generation |  | Thermal | Equipment Replacement/Refurbishment | Less than $1M | Tufts Cove Generating Station |  | 99859.951 |  | 99859.951 | Reliability | 4 | 3
C0080306 |  | Steam | TUC Facilities Upgrades | Generation |  | Thermal | Equipment Replacement/Refurbishment | Less than $1M | Tufts Cove Generating Station |  | 99832.0597 |  | 99832.0597 | Business Sustainability | 3 | 5
C0052937 |  | Wind | WIN Digby Roof Replacement | Generation |  | Hydro, Wind and Biomass |  | Less than $1M | Wind General | 0 | 99684.6847 |  | 99684.6847 | Business Sustainability | 3 | 5
C0080870 |  | Steam | TUC3 4kV 600V Breaker Replacements 2026 | Generation |  | Thermal | Equipment Replacement/Refurbishment | Less than $1M | Tufts Cove Generating Station |  | 99634.3685 |  | 99634.3685 | Reliability | 4 | 4
C0080299 |  | Steam | TUC Battery Bank Monitoring | Generation |  | Thermal | Equipment Replacement/Refurbishment | Less than $1M | Tufts Cove Generating Station |  | 99632.5211 |  | 99632.5211 | Reliability | 2 | 2
C0080328 |  | Steam | TUC Station Fuel Oil Upgrades Ph3 | Generation |  | Thermal | Equipment Replacement/Refurbishment | Less than $1M | Tufts Cove Generating Station |  | 99621.4868 |  | 99621.4868 | Environment | 4 | 4
C0080297 |  | Steam | TUC 600v Local Disconnect Installations | Generation |  | Thermal | Equipment Replacement/Refurbishment | Less than $1M | Tufts Cove Generating Station |  | 99589.371 |  | 99589.371 | Reliability | 3 | 3
C0080329 |  | Steam | TUC Turbine Bay Louver Refurbishment | Generation |  | Thermal | Equipment Replacement/Refurbishment | Less than $1M | Tufts Cove Generating Station |  | 99554.7876 |  | 99554.7876 | Business Sustainability | 2 | 2
C0080323 |  | Steam | TUC SEL Motor Protection Relays | Generation |  | Thermal | Equipment Replacement/Refurbishment | Less than $1M | Tufts Cove Generating Station |  | 99554.7876 |  | 99554.7876 | Reliability | 4 | 4
C0080322 |  | Steam | TUC SEL Generator Protection Relays | Generation |  | Thermal | Equipment Replacement/Refurbishment | Less than $1M | Tufts Cove Generating Station |  | 99554.7876 |  | 99554.7876 | Reliability | 4 | 4
C0080383 |  | Steam | TUC6 4kV 600v Breaker Replacements | Generation |  | Thermal | Equipment Replacement/Refurbishment | Less than $1M | Tufts Cove Generating Station |  | 99344.7443 |  | 99344.7443 | Reliability | 4 | 4
C0080355 |  | Steam | TUC2 Flame Scanner Replacement | Generation |  | Thermal | Equipment Replacement/Refurbishment | Less than $1M | Tufts Cove Generating Station |  | 99121.825 |  | 99121.825 | Reliability | 4 | 3
C0080301 |  | Steam | TUC Controls Shop Test Equipment | Generation |  | Thermal | Equipment Replacement/Refurbishment | Less than $1M | Tufts Cove Generating Station |  | 99000 |  | 99000 | Business Sustainability | 2 | 2
C0080321 |  | Steam | TUC Rotating Equipment Guards 2026 | Generation |  | Thermal | Equipment Replacement/Refurbishment | Less than $1M | Tufts Cove Generating Station |  | 98992.178 |  | 98992.178 | Health & Safety | 4 | 4
C0080318 |  | Steam | TUC Platform and Ladders 2026 | Generation |  | Thermal | Equipment Replacement/Refurbishment | Less than $1M | Tufts Cove Generating Station |  | 98992.178 |  | 98992.178 | Health & Safety | 4 | 4
C0080317 |  | Steam | TUC Plant Security Upgrades 2026 | Generation |  | Thermal | Equipment Replacement/Refurbishment | Less than $1M | Tufts Cove Generating Station |  | 98954.1392 |  | 98954.1392 | Security | 4 | 4
C0080313 |  | Steam | TUC Obsolete Instrumentation | Generation |  | Thermal | Equipment Replacement/Refurbishment | Less than $1M | Tufts Cove Generating Station |  | 98954.1392 |  | 98954.1392 | Reliability | 3 | 5
C0080270 |  | Gas Turbine | BGT Fuel Tank Refurbishment | Generation |  | Thermal | Equipment Replacement/Refurbishment | Less than $1M | Burnside CT | 0 | 98892.704 | 0 | 98892.704 | Environment | 2 | 3
C0080345 |  | Steam | TUC1 Online Oil Analyser | Generation |  | Thermal | Equipment Replacement/Refurbishment | Less than $1M | Tufts Cove Generating Station |  | 98870 |  | 98870 | Environment | 3 | 4
C0080698 |  | Steam | LIN3 TG Bearing and Lagging Sprinkler Upgrade | Generation |  | Thermal | Equipment Replacement/Refurbishment | Less than $1M | Lingan Generating Station | 0 | 97999.3369 | 0 | 97999.3369 | Health & Safety | 3 | 5
C0080659 |  | Steam | LIN Security Fencing Refurbishment 2026 | Generation |  | Health & Safety |  | Less than $1M | Lingan Generating Station | 0 | 96949.2612 | 0 | 96949.2612 | Health & Safety | 3 | 5
C0080690 |  | Steam | LIN3 DC SealLube Oil Motor Cable Wrap | Generation |  | Thermal | Equipment Replacement/Refurbishment | Less than $1M | Lingan Generating Station | 0 | 95524.7952 | 0 | 95524.7952 | Health & Safety | 3 | 5
C0068451 |  | Steam | LIN3 Diesel Generator Fire Protection | Generation |  | Thermal | Equipment Replacement/Refurbishment | Less than $1M | Lingan Generating Station | 0 | 93272.6017 | 0 | 93272.6017 | Health & Safety | 3 | 5
C0080754 |  | Steam | POA Machinery Guarding 2026 | Generation |  | Health & Safety |  | Less than $1M | Point Aconi Generating Station | 0 | 92719.9678 | 0 | 92719.9678 | Health & Safety | 4 | 4
C0080843 |  | Steam | TRE6 - 6A Seal Air Fan Replacement | Generation |  | Thermal | Equipment Replacement/Refurbishment | Less than $1M | Trenton Generating Station |  | 92093 |  | 92093 | Business Sustainability | 4 | 4
C0080308 |  | Steam | TUC Forklift Replacement | Generation |  | Thermal | Equipment Replacement/Refurbishment | Less than $1M | Tufts Cove Generating Station |  | 90498.87 |  | 90498.87 | Business Sustainability | 2 | 4
C0080805 |  | Steam | TRE - Overhead / Person Door Refurbishments | Generation |  | Thermal | Equipment Replacement/Refurbishment | Less than $1M | Trenton Generating Station |  | 90403 |  | 90403 | Health & Safety | 4 | 4
C0065731 |  | General Plant | GE APM Connect Interface | General Plant |  | Work Support Facilities |  | Carryover | General Plant | 35691.43 | 54678.3 |  | 90369.73
C0080797 |  | Steam | Rail Car & Truck Refurb 2026 | Generation |  | Thermal | Equipment Replacement/Refurbishment | Less than $1M | International Coal Pier | 0 | 90190 |  | 90190 | Business Sustainability | 5 | 4
C0081825 |  | Steam | LIN Acid/Caustic Strength Meter Installation 2026 | Generation |  | Thermal | Equipment Replacement/Refurbishment | Less than $1M | Lingan Generating Station | 0 | 90000 | 0 | 90000 | Business Sustainability | 4 | 4
C0068693 |  | Steam | TRE6 Instrument Air Dry Replacement | Generation |  | Thermal | Equipment Replacement/Refurbishment | Less than $1M | Trenton Generating Station |  | 89194 |  | 89194 | Business Sustainability | 3 | 5
33871 | S005 | Steam | TUC Heat Rate Routine | Generation | S005 Heat Rate Routine | Thermal | Heat Rate | Routine | Tufts Cove Generating Station |  | 87489.05 |  | 87489.05
C0080742 |  | Steam | POA Denim Tank Heater | Generation |  | Thermal | Equipment Replacement/Refurbishment | Less than $1M | Point Aconi Generating Station | 0 | 85103.4912 | 0 | 85103.4912 | Business Sustainability | 4 | 4
C0069050 |  | Steam | TUC EST3 Fire Panel Protection | Generation |  | Thermal | Equipment Replacement/Refurbishment | Less than $1M | Tufts Cove Generating Station |  | 81455.7572 |  | 81455.7572 | Health & Safety | 5 | 5
33863 | S005 | Steam | LIN - Heat Rate Routine | Generation | S005 Heat Rate Routine | Thermal | Heat Rate | Routine | Lingan Generating Station | 0 | 80705.136 | 0 | 80705.136
C0080331 |  | Steam | TUC WTP4 RO Caustic Injection and Meter Replacements | Generation |  | Thermal | Equipment Replacement/Refurbishment | Less than $1M | Tufts Cove Generating Station |  | 79544.525 |  | 79544.525 | Reliability | 4 | 4
C0080394 |  | Gas Turbine | TUS Fuel Piping Replacement | Generation |  | Thermal | Equipment Replacement/Refurbishment | Less than $1M | Tusket Combustion Turbine |  | 78892.704 |  | 78892.704 | Environment | 2 | 2
C0080267 |  | Gas Turbine | BGT Air House Clean Room Refurbishment | Generation |  | Thermal | Equipment Replacement/Refurbishment | Less than $1M | Burnside CT | 0 | 78892.704 | 0 | 78892.704 | Business Sustainability | 2 | 2
C0080290 |  | Gas Turbine | CT Fleet Oil Filter Upgrades | Generation |  | Thermal | Equipment Replacement/Refurbishment | Less than $1M | Gas Turbine General | 0 | 78892.704 |  | 78892.704 | Reliability | 2 | 2
C0080824 |  | Steam | TRE5 - Boiler Safety Valve Refurbishments 2026 | Generation |  | Thermal | Equipment Replacement/Refurbishment | Less than $1M | Trenton Generating Station |  | 76267 |  | 76267 | Business Sustainability | 4 | 4
C0080747 |  | Steam | POA Fire System Upgrade 2026 | Generation |  | Health & Safety |  | Less than $1M | Point Aconi Generating Station | 0 | 76243.5182 | 0 | 76243.5182 | Health & Safety | 4 | 4
C0080847 |  | Steam | TRE6 - Boiler Safety Valve Refurbishments 2026 | Generation |  | Thermal | Equipment Replacement/Refurbishment | Less than $1M | Trenton Generating Station |  | 75801 |  | 75801 | Business Sustainability | 4 | 4
11648 | P016 | General Plant | LIN - Tools and Equipment Routine | General Plant | P016-ALL PLANTS TOOLS INSTR. & EQUI | Work Support Facilities |  | Routine | Lingan Generating Station | 0 | 75000 | 0 | 75000
C0080361 |  | Steam | TUC3 BAS Upgrade | Generation |  | Thermal | Equipment Replacement/Refurbishment | Less than $1M | Tufts Cove Generating Station |  | 74951.271 |  | 74951.271 | Reliability | 3 | 5
C0080389 |  | Steam | TUC6 Electric Actuators 2026 | Generation |  | Thermal | Equipment Replacement/Refurbishment | Less than $1M | Tufts Cove Generating Station |  | 74922.8099 |  | 74922.8099 | Reliability | 4 | 4
C0080370 |  | Steam | TUC3 Electric Actuators 2026 | Generation |  | Thermal | Equipment Replacement/Refurbishment | Less than $1M | Tufts Cove Generating Station |  | 74920.9449 |  | 74920.9449 | Reliability | 4 | 4
C0080372 |  | Steam | TUC3 Misccellaneous Valve Replacement 2026 | Generation |  | Thermal | Equipment Replacement/Refurbishment | Less than $1M | Tufts Cove Generating Station |  | 74898.884 |  | 74898.884 | Reliability | 4 | 4
C0080349 |  | Steam | TUC1 South BFP Motor Refurbishment | Generation |  | Thermal | Equipment Replacement/Refurbishment | Less than $1M | Tufts Cove Generating Station |  | 74754.6 |  | 74754.6 | Reliability | 4 | 4
C0080388 |  | Steam | TUC6 DCS HMI Upgrade 2026 | Generation |  | Thermal | Equipment Replacement/Refurbishment | Less than $1M | Tufts Cove Generating Station |  | 74631.5975 |  | 74631.5975 | Reliability | 4 | 4
C0080381 |  | Steam | TUC3 Replace Stack Flowmeters | Generation |  | Thermal | Equipment Replacement/Refurbishment | Less than $1M | Tufts Cove Generating Station |  | 74630.4811 |  | 74630.4811 | Business Sustainability | 4 | 4
C0080368 |  | Steam | TUC3 DCS HMI Upgrade 2026 | Generation |  | Thermal | Equipment Replacement/Refurbishment | Less than $1M | Tufts Cove Generating Station |  | 74630.4811 |  | 74630.4811 | Reliability | 4 | 4
C0080348 |  | Steam | TUC1 2 Wire Ni RTDs Replacements | Generation |  | Thermal | Equipment Replacement/Refurbishment | Less than $1M | Tufts Cove Generating Station |  | 74370 |  | 74370 | Reliability | 3 | 3
C0080342 |  | Steam | TUC1 Misc Valve Replacement 2026 | Generation |  | Thermal | Equipment Replacement/Refurbishment | Less than $1M | Tufts Cove Generating Station |  | 74370 |  | 74370 | Reliability | 4 | 4
C0080357 |  | Steam | TUC2 Miscellaneous Valve Replacement 2026 | Generation |  | Thermal | Equipment Replacement/Refurbishment | Less than $1M | Tufts Cove Generating Station |  | 74370 |  | 74370 | Reliability | 4 | 4
C0080338 |  | Steam | TUC1 Electric Actuators 2026 | Generation |  | Thermal | Equipment Replacement/Refurbishment | Less than $1M | Tufts Cove Generating Station |  | 74368.16 |  | 74368.16 | Reliability | 4 | 4
C0080314 |  | Steam | TUC Offloading Waste Oil Tank Replacement | Generation |  | Thermal | Equipment Replacement/Refurbishment | Less than $1M | Tufts Cove Generating Station |  | 74317.8532 |  | 74317.8532 | Environment | 4 | 4
C0080237 |  | Distribution | 2026 Padmount Switch Replacement | Distribution |  | Distribution System |  | Less than $1M | Distribution Property | 0 | 74195 |  | 74195 | Business Sustainability | 5 | 4
C0080354 |  | Steam | TUC2 Electric Actuators 2026 | Generation |  | Thermal | Equipment Replacement/Refurbishment | Less than $1M | Tufts Cove Generating Station |  | 74180.43 |  | 74180.43 | Reliability | 4 | 4
C0080374 |  | Steam | TUC3 Natural Gas Valves Refurbishment 2026 | Generation |  | Thermal | Equipment Replacement/Refurbishment | Less than $1M | Tufts Cove Generating Station |  | 74080.9373 |  | 74080.9373 | Business Sustainability | 5 | 3
C0068103 |  | General Plant | Distribution Event data Quality Management System | General Plant |  | Work Support Facilities |  | Less than $1M | General Plant | 31069.09 | 42592.071 |  | 73661.161 | Business Sustainability | 4 | 4
C0080344 |  | Steam | TUC1 Natural Gas Valves Refurbishment 2026 | Generation |  | Thermal | Equipment Replacement/Refurbishment | Less than $1M | Tufts Cove Generating Station |  | 73617.24 |  | 73617.24 | Business Sustainability | 5 | 3
C0080359 |  | Steam | TUC2 Natural Gas Valves Refurbishments 2026 | Generation |  | Thermal | Equipment Replacement/Refurbishment | Less than $1M | Tufts Cove Generating Station |  | 73617.24 |  | 73617.24 | Business Sustainability | 5 | 3
C0080791 |  | Steam | POT - WTP Graver PLC & HMI Upgrades | Generation |  | Thermal | Equipment Replacement/Refurbishment | Less than $1M | Point Tupper Generating Station |  | 71673.9769 |  | 71673.9769 | Business Sustainability | 5 | 3
11621 | P016 | General Plant | TRE - Tools & Equipment Routine | General Plant | P016-ALL PLANTS TOOLS INSTR. & EQUI | Work Support Facilities |  | Routine | Trenton Generating Station |  | 70521 |  | 70521
C0080864 |  | Steam | TUC WTP12 Train Valve Replacements | Generation |  | Thermal | Equipment Replacement/Refurbishment | Less than $1M | Tufts Cove Generating Station |  | 70480.8911 |  | 70480.8911 | Reliability | 4 | 4
21484 | P016 | General Plant | P016 POA Tools & Equipment Routine | General Plant | P016-ALL PLANTS TOOLS INSTR. & EQUI | Work Support Facilities |  | Routine | Point Aconi Generating Station | 0 | 69426.0274 | 0 | 69426.0274
C0050648 |  | Gas Turbine | LM6000 Air Compressor Replacement | Generation |  | Thermal | Equipment Replacement/Refurbishment | Carryover | LM6000 | 6249.805 | 62544.7338 |  | 68794.5388
33869 | S005 | Steam | TRE - Heat Rate Routine | Generation | S005 Heat Rate Routine | Thermal | Heat Rate | Routine | Trenton Generating Station |  | 66212 |  | 66212
C0080728 |  | Steam | POA 4KV 600V Breaker Refurbishment 2026 | Generation |  | Thermal | Equipment Replacement/Refurbishment | Less than $1M | Point Aconi Generating Station | 0 | 66189.5645 | 0 | 66189.5645 | Business Sustainability | 3 | 4
C0052615 |  | Steam | ICP Locomotive Governor Refurb U&U | Generation |  | Thermal | Equipment Replacement/Refurbishment | Less than $1M | International Coal Pier | 22133.93 | 42255 |  | 64388.93 | Business Sustainability | 5 | 4
C0061347 |  | General Plant | IT - Wireless Video Solution | General Plant |  | Information Technology Application and Hardware System | Technical | Less than $1M | 1100 Nova Scotia | 0 | 61819 | 0 | 61819 | Operational Sustainability | 5 | 5
C0080730 |  | Steam | POA Acid Systems Polisher Upgrades | Generation |  | Thermal | Equipment Replacement/Refurbishment | Less than $1M | Point Aconi Generating Station | 0 | 61662.5 | 0 | 61662.5 | Operational Sustainability | 4 | 4
C0080749 |  | Steam | POA Ladder Upgrades 2026 | Generation |  | Thermal | Equipment Replacement/Refurbishment | Less than $1M | Point Aconi Generating Station | 0 | 61452.5 | 0 | 61452.5 | Health & Safety | 4 | 4
C0080863 |  | Steam | TRE6 WTP Silica Analyser | Generation |  | Thermal | Equipment Replacement/Refurbishment | Less than $1M | Trenton Generating Station |  | 60523 |  | 60523 | Business Sustainability | 3 | 4
C0080312 |  | Steam | TUC NERC Replacements | Generation |  | Thermal | Equipment Replacement/Refurbishment | Less than $1M | Tufts Cove Generating Station |  | 60108.5906 |  | 60108.5906 | Reliability | 4 | 3
C0080822 |  | Steam | TRE5 - 5-5 Bled Steam Valve | Generation |  | Thermal | Equipment Replacement/Refurbishment | Less than $1M | Trenton Generating Station |  | 59776 |  | 59776 | Business Sustainability | 4 | 4
C0080842 |  | Steam | TRE6 - 6-6 Bled Steam Valve | Generation |  | Thermal | Equipment Replacement/Refurbishment | Less than $1M | Trenton Generating Station |  | 59638 |  | 59638 | Business Sustainability | 4 | 4
C0080373 |  | Steam | TUC3 Motor Refurbishment 2026 | Generation |  | Thermal | Equipment Replacement/Refurbishment | Less than $1M | Tufts Cove Generating Station |  | 59530.25 |  | 59530.25 | Business Sustainability | 4 | 4
11589 | P016 | General Plant | TUC - Tools and Equipment Routine | General Plant | P016-ALL PLANTS TOOLS INSTR. & EQUI | Work Support Facilities |  | Routine | Tufts Cove Generating Station |  | 58750 |  | 58750
25646 | P040 | General Plant | TUC DCMS Equipment Replacement Routine | General Plant | P040 Replace DCMS Equipment Routine | Thermal | Equipment Replacement/Refurbishment | Routine | Tufts Cove Generating Station |  | 57000 |  | 57000
11627 | P016 | General Plant | POT - Tools and Equipment Routine | General Plant | P016-ALL PLANTS TOOLS INSTR. & EQUI | Work Support Facilities |  | Routine | Point Tupper Generating Station |  | 53500 |  | 53500
C0053517 |  | Distribution | 9H-221 University Ave and Morris St Conversion | Distribution |  | Distribution System |  | Carryover | Distribution Property | 15516.36 | 36642.5297 | 0 | 52158.8897
C0069587 |  | Gas Turbine | BGT4 Inverter Replacement | Generation |  | Thermal | Equipment Replacement/Refurbishment | Carryover | Burnside CT | 32000 | 19900.1888 |  | 51900.1888
C0068346 |  | General Plant | Oracle to DL Interface | General Plant |  | Information Technology Application and Hardware System | Technical | Less than $1M | General Plant | 1143 | 50118 | 0 | 51261 | Operational Sustainability | 3 | 5
C0080386 |  | Steam | TUC6 Breaker Refurbishments 2026 | Generation |  | Thermal | Equipment Replacement/Refurbishment | Less than $1M | Tufts Cove Generating Station |  | 50913.1177 |  | 50913.1177 | Reliability | 4 | 3
27854 | S004 | Steam | TUC - Roofing Routine | Generation | S004-Roofing Routine | Thermal | Equipment Replacement/Refurbishment | Routine | Tufts Cove Generating Station |  | 50708.872 |  | 50708.872
C0080382 |  | Steam | TUC6 4160V/600V Motor Refurbishment 2026 | Generation |  | Thermal | Equipment Replacement/Refurbishment | Less than $1M | Tufts Cove Generating Station |  | 50510.3018 |  | 50510.3018 | Reliability | 4 | 4
C0080343 |  | Steam | TUC1 Motor Refurbishments 2026 | Generation |  | Thermal | Equipment Replacement/Refurbishment | Less than $1M | Tufts Cove Generating Station |  | 50188.665 |  | 50188.665 | Business Sustainability | 4 | 4
C0080351 |  | Steam | TUC2 Control Valve Replacement 2026 | Generation |  | Thermal | Equipment Replacement/Refurbishment | Less than $1M | Tufts Cove Generating Station |  | 50130.06 |  | 50130.06 | Business Sustainability | 4 | 4
C0080307 |  | Steam | TUC Fire Protection Routine | Generation |  | Health & Safety |  | Less than $1M | Tufts Cove Generating Station |  | 50003.4982 |  | 50003.4982 | Health & Safety | 3 | 5
28430 | P041 | General Plant | FAC - Land Acquisition | General Plant | P041-Land Acquisition and Retiremen | Land and Right-of-Way |  | Routine | General Plant | 0 | 50000 |  | 50000
26526 | P002 | General Plant | Meter Shop - Tools and Equipment | General Plant | P002-TOOLS/EQUIPMENT | Work Support Facilities |  | Routine | General Plant | 0 | 50000 | 0 | 50000
C0080366 |  | Steam | TUC3 Control Valve Replacement 2026 | Generation |  | Thermal | Equipment Replacement/Refurbishment | Less than $1M | Tufts Cove Generating Station |  | 49944.4167 |  | 49944.4167 | Business Sustainability | 4 | 4
C0080315 |  | Steam | TUC Oil Additive Injection | Generation |  | Thermal | Equipment Replacement/Refurbishment | Less than $1M | Tufts Cove Generating Station |  | 49870 |  | 49870 | Environment | 3 | 4
25647 | P040 | General Plant | P040 POA DCMS Routine | General Plant | P040 Replace DCMS Equipment Routine | Thermal | Equipment Replacement/Refurbishment | Routine | Point Aconi Generating Station | 0 | 49785.1805 | 0 | 49785.1805
C0080326 |  | Steam | TUC Sprinkler Head Replacements | Generation |  | Thermal | Equipment Replacement/Refurbishment | Less than $1M | Tufts Cove Generating Station |  | 49603.5088 |  | 49603.5088 | Health & Safety | 4 | 3
C0080332 |  | Steam | TUC1 Air Heater Internal Refurbishment | Generation |  | Thermal | Equipment Replacement/Refurbishment | Less than $1M | Tufts Cove Generating Station |  | 49467.79 |  | 49467.79 | Reliability | 3 | 3
C0080335 |  | Steam | TUC1 Control Valve Replacement 2026 | Generation |  | Thermal | Equipment Replacement/Refurbishment | Less than $1M | Tufts Cove Generating Station |  | 49442.33 |  | 49442.33 | Business Sustainability | 4 | 4
43648 | P016 | General Plant | PHB - Tools and Equipment Routine | General Plant | P016-ALL PLANTS TOOLS INSTR. & EQUI | Work Support Facilities |  | Routine | Port Hawkesbury Biomass | 0 | 45000 | 0 | 45000
C0080276 |  | Gas Turbine | BGT1 Inverter Replacement | Generation |  | Thermal | Equipment Replacement/Refurbishment | Less than $1M | Burnside CT | 0 | 44903.312 | 0 | 44903.312 | Reliability | 4 | 4
C0080827 |  | Steam | TRE5 - Control Station Refurbishments | Generation |  | Thermal | Equipment Replacement/Refurbishment | Less than $1M | Trenton Generating Station |  | 44166 |  | 44166 | Business Sustainability | 4 | 4
C0080371 |  | Steam | TUC3 MCC Refurbishment 2026 | Generation |  | Thermal | Equipment Replacement/Refurbishment | Less than $1M | Tufts Cove Generating Station |  | 42530.25 |  | 42530.25 | Reliability | 4 | 4
C0080748 |  | Steam | POA Kubota RTV Replacement | Generation |  | Health & Safety |  | Less than $1M | Point Aconi Generating Station | 0 | 42383.9269 | 0 | 42383.9269 | Health & Safety | 4 | 5
C0080356 |  | Steam | TUC 2 MCC Refurbishment 2026 | Generation |  | Thermal | Equipment Replacement/Refurbishment | Less than $1M | Tufts Cove Generating Station |  | 40046.355 |  | 40046.355 | Reliability | 4 | 4
C0080293 |  | Gas Turbine | LM6000 Borescope Turning Tool | Generation |  | Thermal | Equipment Replacement/Refurbishment | Less than $1M | LM6000 | 0 | 40000.4 |  | 40000.4 | Business Sustainability | 2 | 3
25668 | P040 | General Plant | LIN - DCMS Equipment Replacement Routine | General Plant | P040 Replace DCMS Equipment Routine | Thermal | Equipment Replacement/Refurbishment | Routine | Lingan Generating Station | 0 | 39972.55 | 0 | 39972.55
C0080393 |  | Gas Turbine | TUS Fuel Actuator | Generation |  | Thermal | Equipment Replacement/Refurbishment | Less than $1M | Tusket Combustion Turbine |  | 39917.595 |  | 39917.595 | Reliability | 4 | 4
C0080272 |  | Gas Turbine | BGT Switch Gear Doors Replacement | Generation |  | Thermal | Equipment Replacement/Refurbishment | Less than $1M | Burnside CT | 0 | 39917.595 | 0 | 39917.595 | Health & Safety | 3 | 3
C0080271 |  | Gas Turbine | BGT Roof Refurbishment | Generation |  | Thermal | Equipment Replacement/Refurbishment | Less than $1M | Burnside CT | 0 | 39917.595 | 0 | 39917.595 | Business Sustainability | 3 | 5
C0080341 |  | Steam | TUC1 MCC Refurbishment 2026 | Generation |  | Thermal | Equipment Replacement/Refurbishment | Less than $1M | Tufts Cove Generating Station |  | 39621.996 |  | 39621.996 | Reliability | 3 | 5
C0041548 |  | Steam | TUC Relay Information Management | Generation |  | Thermal | Equipment Replacement/Refurbishment | Carryover | Tufts Cove Generating Station | 3264.99 | 36250.95 |  | 39515.94
C0050651 |  | Gas Turbine | VJ1 Vibration System Upgrade | Generation |  | Thermal | Equipment Replacement/Refurbishment | Carryover | Victoria Junction | 27253.685 | 9931.1105 |  | 37184.7955
C0050652 |  | Gas Turbine | VJ2 Vibration System Upgrade | Generation |  | Thermal | Equipment Replacement/Refurbishment | Carryover | Victoria Junction | 27253.68 | 9931.1105 |  | 37184.7905
C0080401 |  | Gas Turbine | VJ2 Bleed Valve Upgrades | Generation |  | Thermal | Equipment Replacement/Refurbishment | Less than $1M | Victoria Junction |  | 34814.11 |  | 34814.11 | Business Sustainability | 4 | 4
25626 | P040 | General Plant | TRE - DCMS Equipment Replacement Routine | General Plant | P040 Replace DCMS Equipment Routine | Thermal | Equipment Replacement/Refurbishment | Routine | Trenton Generating Station |  | 32551 |  | 32551
33865 | S005 | Steam | POA - Heat Rate Routine | Generation | S005 Heat Rate Routine | Thermal | Heat Rate | Routine | Point Aconi Generating Station | 0 | 30129.6542 | 0 | 30129.6542
C0080287 |  | Gas Turbine | BGT3/4 Battery Replacement | Generation |  | Thermal | Equipment Replacement/Refurbishment | Less than $1M | Burnside CT | 0 | 29814.11 | 0 | 29814.11 | Business Sustainability | 4 | 4
C0080400 |  | Gas Turbine | VJ1 Package Coating | Generation |  | Thermal | Equipment Replacement/Refurbishment | Less than $1M | Victoria Junction |  | 29791.77 |  | 29791.77 | Business Sustainability | 2 | 2
C0080404 |  | Gas Turbine | VJ2 Package Coating | Generation |  | Thermal | Equipment Replacement/Refurbishment | Less than $1M | Victoria Junction |  | 29791.77 |  | 29791.77 | Business Sustainability | 2 | 2
25667 | P040 | General Plant | POT - DCMS Equipment Replacement Routine | General Plant | P040 Replace DCMS Equipment Routine | Thermal | Equipment Replacement/Refurbishment | Routine | Point Tupper Generating Station |  | 29250 |  | 29250
C0080838 |  | Steam | TRE5 Lube Oil Replacement | Generation |  | Thermal | Equipment Replacement/Refurbishment | Less than $1M | Trenton Generating Station |  | 26885 |  | 26885 | Business Sustainability | 3 | 5
C0080387 |  | Steam | TUC6 Bypass Valves Replacement | Generation |  | Thermal | Equipment Replacement/Refurbishment | Less than $1M | Tufts Cove Generating Station |  | 25135.8758 |  | 25135.8758 | Business Sustainability | 3 | 3
50713 | P016 | General Plant | CT Tools and Equipment Routine | General Plant | P016-ALL PLANTS TOOLS INSTR. & EQUI | Work Support Facilities |  | Routine | Gas Turbine General | 0 | 25000 |  | 25000
C0080810 |  | Steam | TRE - TAMS Offsetting 2025 | Generation |  | Thermal | Equipment Replacement/Refurbishment | Less than $1M | Trenton Generating Station |  | 23066 |  | 23066 | Environment | 4 | 4
28522 | P040 | General Plant | CT DCMS Equipment Replacement | General Plant | P040 Replace DCMS Equipment Routine | Thermal | Equipment Replacement/Refurbishment | Routine | Burnside CT | 0 | 21177.48 |  | 21177.48
C0080269 |  | Gas Turbine | BGT Fence Replacement | Generation |  | Health & Safety |  | Less than $1M | Burnside CT | 0 | 19999.996 | 0 | 19999.996 | Security | 2 | 3
C0080402 |  | Gas Turbine | VJ2 Cooling Tube Replacement | Generation |  | Thermal | Equipment Replacement/Refurbishment | Less than $1M | Victoria Junction |  | 19872.715 |  | 19872.715 | Business Sustainability | 4 | 4
C0080274 |  | Gas Turbine | BGT1 Cooling Tube Replacement | Generation |  | Thermal | Equipment Replacement/Refurbishment | Less than $1M | Burnside CT | 0 | 19872.715 | 0 | 19872.715 | Business Sustainability | 4 | 4
C0080278 |  | Gas Turbine | BGT2 Cooling Tube Replacement | Generation |  | Thermal | Equipment Replacement/Refurbishment | Less than $1M | Burnside CT | 0 | 19872.715 | 0 | 19872.715 | Business Sustainability | 4 | 4
C0080282 |  | Gas Turbine | BGT3 Cooling Tube Replacement | Generation |  | Thermal | Equipment Replacement/Refurbishment | Less than $1M | Burnside CT | 0 | 19872.715 |  | 19872.715 | Business Sustainability | 4 | 4
C0080288 |  | Gas Turbine | BGT4 Cooling Tube Replacement | Generation |  | Thermal | Equipment Replacement/Refurbishment | Less than $1M | Burnside CT | 0 | 19872.715 | 0 | 19872.715 | Business Sustainability | 4 | 4
C0080403 |  | Gas Turbine | VJ2 Generator Meter Replacement | Generation |  | Thermal | Equipment Replacement/Refurbishment | Less than $1M | Victoria Junction |  | 10563.19 |  | 10563.19 | Reliability | 4 | 5
C0080395 |  | Gas Turbine | TUS Generator Meter Replacement | Generation |  | Thermal | Equipment Replacement/Refurbishment | Less than $1M | Tusket Combustion Turbine |  | 10063.19 |  | 10063.19 | Reliability | 4 | 5
C0080399 |  | Gas Turbine | VJ1 Generator Meter Replacement | Generation |  | Thermal | Equipment Replacement/Refurbishment | Less than $1M | Victoria Junction |  | 10063.19 |  | 10063.19 | Reliability | 4 | 5
C0080392 |  | Gas Turbine | TUS Fencing Replacement | Generation |  | Thermal | Equipment Replacement/Refurbishment | Less than $1M | Tusket Combustion Turbine |  | 10038.556 |  | 10038.556 | Security | 2 | 2
C0080397 |  | Gas Turbine | VJ Fence Replacement | Generation |  | Health & Safety |  | Less than $1M | Victoria Junction |  | 10038.556 |  | 10038.556 | Security | 3 | 3
C0080275 |  | Gas Turbine | BGT1 Generator Meter Replacement | Generation |  | Thermal | Equipment Replacement/Refurbishment | Less than $1M | Burnside CT | 0 | 10007.2409 | 0 | 10007.2409 | Reliability | 4 | 5
C0080280 |  | Gas Turbine | BGT2 Generator Meter Replacement | Generation |  | Thermal | Equipment Replacement/Refurbishment | Less than $1M | Burnside CT | 0 | 10007.2409 | 0 | 10007.2409 | Reliability | 4 | 5
C0080391 |  | Gas Turbine | TUS Battery Bank Relocation | Generation |  | Thermal | Equipment Replacement/Refurbishment | Less than $1M | Tusket Combustion Turbine |  | 9957.478 |  | 9957.478 | Business Sustainability | 3 | 3
C0080283 |  | Gas Turbine | BGT3 Generator Meter Replacement | Generation |  | Thermal | Equipment Replacement/Refurbishment | Less than $1M | Burnside CT | 0 | 9953.1532 | 0 | 9953.1532 | Reliability | 4 | 5
C0080289 |  | Gas Turbine | BGT4 Generator Meter Replacement | Generation |  | Thermal | Equipment Replacement/Refurbishment | Less than $1M | Burnside CT | 0 | 9953.1532 | 0 | 9953.1532 | Reliability | 4 | 5
C0080286 |  | Gas Turbine | BGT3 Vibration System Upgrade | Generation |  | Thermal | Equipment Replacement/Refurbishment | Less than $1M | Burnside CT | 0 | 9931.1105 | 0 | 9931.1105 | Reliability | 3 | 4
C0050654 |  | Gas Turbine | BGT3 Gen Relief Valve | Generation |  | Thermal | Equipment Replacement/Refurbishment | Less than $1M | Burnside CT | 0 | 9931.1105 |  | 9931.1105 | Business Sustainability | 2 | 3

## Less than $1M
CI# | Project # | Functional Class | Project Long Title | 2026 ACE | Project Total | Criticality | Condition
C0082245 |  | General Plant | Ambient Air Shelter Replacement | 117570.8314 | 117570.8314 | 4 | 3
C0080279 |  | Gas Turbine | BGT2 Free Turbine Refurbishment | 963769.1535 | 963769.1535 | 5 | 4
C0082277 |  | General Plant | Distribution Pole Brow Upgrades | 941214.06 | 941214.06 | 4 | 4
C0060574 |  | Steam | TUC1 Lube Oil Cooler Replacement | 925517.8457 | 925517.8457 | 3 | 5
C0080654 |  | Steam | LIN Mill Refurbishments 2026 | 913230.799 | 913230.799 | 4 | 4
C0080618 |  | General Plant | IT - Lifecycle: DR Hardware Refresh | 900000 | 900000 | 5 | 5
C0080823 |  | Steam | TRE5 - Boiler Refurbishment 2026 | 896954 | 896954 | 4 | 4
C0080825 |  | Steam | TRE5 - Boiler South WW Panel at Lower Header. | 892848 | 892848 | 4 | 4
C0082147 |  | Hydro | HYD Handrail Replacements | 169928 | 880122 | 4 | 5
C0080712 |  | Steam | PHB - Boiler Refurbishment 2026 | 850534.8633 | 850534.8633 | 4 | 4
C0061285 |  | General Plant | IT - Enterprise GRC | 596915 | 848825 | 4 | 4
C0080641 |  | Steam | LIN BFP Cartridge Critical Spare | 831652.7644 | 831652.7644 | 5 | 4
C0080763 |  | Steam | POT - Boiler Refurbishment 2026 | 829582.8106 | 829582.8106 | 4 | 4
C0047296 |  | General Plant | IT - Microsoft SQL Consolidation | 508318 | 824064 | 5 | 5
C0080704 |  | Steam | LIN4 Boiler Refurbishment 2026 | 805340.4768 | 805340.4768 | 5 | 3
C0080668 |  | Steam | LIN1 Boiler Refurbishment 2026 | 803535.3205 | 803535.3205 | 4 | 4
C0080688 |  | Steam | LIN3 Boiler Refurbishment 2026 | 803535.3205 | 803535.3205 | 5 | 3
C0082275 |  | Distribution | Single Phase Quick Cycle Reliability 2026 | 800048.08 | 800048.08 | 3 | 5
C0080724 |  | Steam | PHB - Precipitator Refurbishment 2026 | 788072.2709 | 788072.2709 | 4 | 4
C0071410 |  | Distribution | 25W-301 Welshtown Phase Additions | 770654.166 | 770654.166 | 4 | 4
C0080848 |  | Steam | TRE6 - Bottom Ash Refurbishment | 755126 | 755126 | 4 | 4
C0082135 |  | General Plant | IT - Virtual Wiring Inspection Portal | 750000.4 | 750000.4 | 4 | 5
C0058543 |  | Hydro | WRC D-11 By-Pass | 437593 | 741922.84 | 3 | 5
C0080760 |  | Steam | POA Water Treatment Trailer | 725736.59 | 725736.59 | 4 | 4
C0080255 |  | Transmission | 2026 Theft Prevention | 694077.144 | 724077.144 | 5 | 4
C0052798 |  | Distribution | 10C-211 Fleur De Lis Trail Conversion | 700168.3512 | 716153.6112 | 4 | 5
C0080254 |  | Transmission | 2026 Substation Fence Upgrades | 710229.2647 | 710229.2647 | 5 | 5
42050 |  | Gas Turbine | TUS Air System Upgrade | 699892.8953 | 699892.8953 | 4 | 4
C0074128 |  | Steam | ICP Storm Culvert Pipe Refurb U&U | 639861 | 698946.26 | 5 | 4
C0040686 |  | Steam | LIN 8th Stage Blade Replacement 2026 | 698515.807 | 698515.807 | 4 | 4
C0059602 |  | Wind | WIN - DIG Gearbox Repl WTG10 | 697398.7352 | 697398.7352 | 4 | 4
C0059533 |  | Wind | WIN - DIG Gearbox Repl WTG19 | 697398.7352 | 697398.7352 | 4 | 4
C0080710 |  | Steam | LIN4 West Waterwall Refurbishment 2026 | 694156.3875 | 694156.3875 | 4 | 4
C0068871 |  | Steam | Bear Head Erosion Management | 654048 | 690608.66 | 5 | 4
C0068966 |  | Transmission | 2026 Merlin Gerin Breaker Replacements | 688346.84 | 688346.84 | 4 | 4
C0080789 |  | Steam | POT - SOFA Duct Attachment Refurbishment 2026 | 686035.5066 | 686035.5066 | 5 | 3
C0080785 |  | Steam | POT - Polisher Caustic Skid Replacement 2026 | 684282.4586 | 684282.4586 | 4 | 4
C0080234 |  | Distribution | 57C-426H Country Harbour Cell Tower BTR | 431460.8763 | 681091.3663 | 4 | 5
C0080245 |  | Distribution | 88W-312 Albert St Reconductor | 673576.3501 | 673576.3501 | 4 | 5
C0080856 |  | Steam | TRE6 6B Mill Bullgear and Pinnion | 671040 | 671040 | 4 | 4
C0082186 |  | Steam | LIN3 A Hydrolox CW Screen Replacement 2026 | 650000 | 650000 | 4 | 4
C0082188 |  | Steam | LIN3 B Hydrolox CW Screen Replacement 2026 | 650000 | 650000 | 4 | 4
C0076351 |  | Steam | SCR Track Refurbishment Phase 1 | 648103 | 648103 | 5 | 4
C0080235 |  | Distribution | 74N-412 Sutherlands Lake Reconfiguration | 620053.8415 | 635848.1615 | 4 | 5
C0072488 |  | Hydro | HYD SIS Main Bridge Refurbishment | 368289.7805 | 632451.7805 | 4 | 4
C0080767 |  | Steam | POT - Crane Motor & Controls Upgrade 2026 | 611439.2377 | 611439.2377 | 5 | 5
C0080626 |  | Hydro | HYD - WHR Fish Ladder Bypass Modifications | 608292.5808 | 608292.5808 | 5 | 5
C0080788 |  | Steam | POT - Seal Oil Cooler Replacement 2026 | 606666.8353 | 606666.8353 | 5 | 3
C0080619 |  | General Plant | IT - Lifecycle: Network Devices 2026 | 601628 | 601628 | 5 | 5
C0080702 |  | Steam | LIN4 Aux Air Upgrades 2026 | 597032.7167 | 597032.7167 | 3 | 5
C0080700 |  | Steam | LIN3 Turbine Valve Refurbishment 2026 | 596010.8535 | 596010.8535 | 3 | 5
C0080666 |  | Steam | LIN1 Aux Air Upgrades 2026 | 595473.7552 | 595473.7552 | 4 | 4
C0080738 |  | Steam | POA Coal Gallery Refurbishments | 591665.9 | 591665.9 | 5 | 4
C0080852 |  | Steam | TRE6 - Turbine Valves | 567201 | 567201 | 4 | 4
C0080620 |  | General Plant | IT - Responsible AI foundations | 562596 | 562596 | 4 | 5
C0080249 |  | Distribution | Aerotech Connector Part 2 of 2 | 559765.262 | 559765.262 | 4 | 5
C0082328 |  | Wind | WIN NUT T14 T17 Bearing Replacements | 557012.4313 | 557012.4313 | 4 | 5
C0082131 |  | General Plant | IT - Customer Billing Enhancements | 517571 | 552000 | 4 | 5
C0080320 |  | Steam | TUC Roof Refurbishment | 549770.1469 | 549770.1469 | 3 | 5
C0067703 |  | General Plant | IT - Prov Community Solar | 411607 | 546745 | 4 | 5
C0080642 |  | Steam | LIN BFP Refurbishment 2026 | 546580.1503 | 546580.1503 | 4 | 4
C0082129 |  | General Plant | IT - Customer Self-Serve Enhancements | 540000 | 540000 | 4 | 5
C0082165 |  | Steam | TUC1 Governor Valve Replacement | 527492 | 527492 | 4 | 4
C0080769 |  | Steam | POT - CW Pump House Power Cable Replacement | 525753.0838 | 525753.0838 | 5 | 3
C0080248 |  | Distribution | Kentville UG Cable replacement | 517917.14 | 517917.14 | 4 | 5
C0080236 |  | Distribution | Subsea Cable Asset Management | 494281.68 | 514911.96 | 3 | 5
C0053076 |  | Distribution | 14C-211 Boudreauville Rd Conversion | 513673.3582 | 514532.5682 | 4 | 5
C0080240 |  | Distribution | 2026 Underground Switchgear replacement | 513917.7764 | 513917.7764 | 5 | 5
C0022002 |  | General Plant | IT - Storm Centre Upgrade | 434316 | 506957 | 5 | 5
C0080247 |  | Distribution | Halifax Conversion of Undersized Secondary Buses | 505260.892 | 505260.892 | 4 | 5
C0080740 |  | Steam | POA CW Building Refurbishments | 503477.0415 | 503477.0415 | 4 | 4
C0074110 |  | Steam | ICP - RC TRMC Roof Structure Refurbishment | 502449 | 502449 | 5 | 4
C0080375 |  | Steam | TUC3 North Boiler Feed Pump Refurbishment | 500539.3304 | 500539.3304 | 3 | 4
C0053594 |  | Steam | TUC2 Replace BAS | 500494.6653 | 500494.6653 | 3 | 5
C0060586 |  | Steam | TUC3 Condenser Waterbox Refurbishment | 500211.0938 | 500211.0938 | 4 | 4
C0080613 |  | Distribution | 9H-224 Chebucto Road Conversion | 500000 | 500000 | 5 | 5
C0080364 |  | Steam | TUC3 Boiler Safety Valves Replacement | 499799.9643 | 499799.9643 | 5 | 4
C0080303 |  | Steam | TUC Degas North & South | 499516.9585 | 499516.9585 | 5 | 3
C0080319 |  | Steam | TUC Roadway Refurbishment | 498161.2019 | 498161.2019 | 3 | 4
C0080340 |  | Steam | TUC1 Main Stream Y Replacement | 498045.0561 | 498045.0561 | 5 | 4
C0080716 |  | Steam | PHB - Fire Protection Upgrades 2026 | 496007.9431 | 496007.9431 | 3 | 5
C0080770 |  | Steam | POT - East CW Pump Refurbishment 2026 | 495955 | 495955 | 5 | 5
C0080715 |  | Steam | PHB - Dumpchute Replacement | 495233 | 495233 | 5 | 4
C0080623 |  | General Plant | Network Manager Replacement | 493651.0505 | 493651.0505 | 2 | 4
C0080611 |  | Distribution | 2026 Vault Upgrade Program | 474451.1892 | 474451.1892 | 4 | 5
C0061103 |  | Distribution | South Rawdon Rd Conversion | 467802.1744 | 471093.0544 | 3 | 5
C0070850 |  | Steam | TRE Shaker House Hoist Replacement | 468971 | 468971 | 4 | 5
C0068675 |  | Steam | TRE6 Parallel Slide HP heater isolations | 467809 | 467809 | 3 | 5
C0080841 |  | Steam | TRE5-3 Mill Refurbishment | 467496 | 467496 | 4 | 4
C0080840 |  | Steam | TRE5-1 Mill Refurbishment | 467496 | 467496 | 4 | 4
C0080705 |  | Steam | LIN4 Burner Front Refurbishment 2026 | 461160.5874 | 461160.5874 | 4 | 4
C0080689 |  | Steam | LIN3 Burner Front Refurbishment 2026 | 460079.5527 | 460079.5527 | 4 | 4
C0080605 |  | Distribution | 19C Canso Conversion Phase 1 (Union and Water) | 444005.1605 | 459008.1005 | 4 | 5
C0068236 |  | Steam | LIN4 North Waterwall Refurbishment 2026 | 455810.5854 | 455810.5854 | 4 | 4
C0080697 |  | Steam | LIN3 South Waterwall Refurbishment 2026 | 454771.7789 | 454771.7789 | 4 | 4
C0080726 |  | Steam | PHB - Wennberg Screw Replacement | 454445.594 | 454445.594 | 5 | 3
C0070306 |  | Steam | PP FW Valve Critical Spare | 423942.8588 | 453486.0288 | 4 | 5
C0080750 |  | Steam | POA LS Cyclone Relining | 451779.5663 | 451779.5663 | 4 | 4
C0082198 |  | General Plant | IT - Plant Phone System Upgrade | 450000 | 450000 | 5 | 5
C0080664 |  | Steam | LIN WTP Polisher Caustic Skid Replacement | 447743.4684 | 447743.4684 | 3 | 5
C0080291 |  | Gas Turbine | CT Gas Compressor Refubishment | 447731.75 | 447731.75 | 4 | 4
C0080334 |  | Steam | TUC1 Boiler Refurbishment 2026 | 446286.85 | 446286.85 | 4 | 4
C0080765 |  | Steam | POT - Coal Mill Refurbishment 2026 | 443455.2999 | 443455.2999 | 5 | 3
C0080862 |  | Steam | TRE6 Polisher Acid Skid | 430960 | 430960 | 3 | 5
C0080860 |  | Steam | TRE6 DCS Upgrade | 423497 | 423497 | 5 | 3
C0080711 |  | Steam | PHB - BAS Upgrade 2026 | 423233.4837 | 423233.4837 | 4 | 4
C0080751 |  | Steam | POA LS Quarry Reclamation 2026 | 417093.833 | 417093.833 | 4 | 4
C0080637 |  | Steam | ICP Walkways & Ladders Refurb | 413248 | 413248 | 5 | 4
C0080709 |  | Steam | LIN4 RH1 Boiler Tube Replacement 2026 | 411936.7353 | 411936.7353 | 3 | 5
C0080673 |  | Steam | LIN1 RH1 Boiler Tube Replacement 2026 | 411000.5215 | 411000.5215 | 3 | 5
C0080658 |  | Steam | LIN Roof Drain Replacement 2026 | 403513.4811 | 403513.4811 | 5 | 3
C0080376 |  | Steam | TUC3 North CW Pump and Motor | 400000.3407 | 400000.3407 | 4 | 4
C0058503 |  | Hydro | HYD LLF Crane Column Refurbishment | 290518.2923 | 399150.2923 | 4 | 5
C0080330 |  | Gas Turbine | TUC West Gas Compressor B | 397481.75 | 397481.75 | 3 | 5
C0080304 |  | Gas Turbine | TUC East Gas Compressor B | 397481.75 | 397481.75 | 3 | 5
C0030943 |  | Steam | ICP Pumphouse Refurbishment | 391280 | 391280 | 5 | 4
C0080832 |  | Steam | TRE5 - PF Elbow Replacement | 385903 | 385903 | 4 | 5
C0080251 |  | Distribution | 84W-302 Subsea Cable Removal | 383896.6219 | 383896.6219 | 4 | 5
C0080686 |  | Steam | LIN3 Aux Air Upgrades 2026 | 380720.3457 | 380720.3457 | 4 | 4
C0080703 |  | Steam | LIN4 Boiler Erosion Reduction System 2026 | 377001.6086 | 377001.6086 | 4 | 4
C0050892 |  | Steam | TUC No1 Elevator Upgrade | 376575.8535 | 376575.8535 | 3 | 5
C0080845 |  | Steam | TRE6 - Air Heater Seal Replacement | 376296 | 376296 | 4 | 4
C0080667 |  | Steam | LIN1 Boiler Erosion Reduction System 2026 | 376134.3855 | 376134.3855 | 4 | 4
C0080687 |  | Steam | LIN3 Boiler Erosion Reduction | 376134.3855 | 376134.3855 | 4 | 4
C0080363 |  | Steam | TUC3 Boiler Refurbishment 2026 | 375100.4163 | 375100.4163 | 4 | 4
C0080650 |  | Steam | LIN Fly Ash System Refurbishment | 366260.4428 | 366260.4428 | 4 | 4
C0080762 |  | Steam | POT - Asbestos Refurbishment 2026 | 363373.1764 | 363373.1764 | 5 | 3
C0080766 |  | Steam | POT - Conveyor & Fuel Handling Refurbishment 2026 | 354166.3796 | 354166.3796 | 4 | 4
C0080669 |  | Steam | LIN1 Crossover Bellows Replacement 2026 | 352858.0641 | 352858.0641 | 4 | 4
C0080780 |  | Steam | POT - PCB Lighting Replacement 2026 | 351491.1109 | 351491.1109 | 5 | 4
C0038806 |  | Steam | LIN1 Snout Ring Refurbishment 2026 | 350399.7008 | 350399.7008 | 4 | 4
C0080871 |  | Steam | TUC3 Turbine Valve Refurbishment | 349905.4696 | 349905.4696 | 4 | 4
C0080350 |  | Steam | TUC2 Boiler Refurbishment 2026 | 348522.15 | 348522.15 | 4 | 4
C0080787 |  | Steam | POT - Road Way Refurbishment 2026 | 348219.3114 | 348219.3114 | 5 | 5
C0080259 |  | Transmission | 67N Onslow Spare Reactors | 215427.0158 | 343188.0158 | 4 | 4
C0080661 |  | Steam | LIN Sootblower Refurbishment 2026 | 334471.3983 | 334471.3983 | 5 | 4
C0080774 |  | Steam | POT - Graver Carbon Filter Replacment 2026 | 325092.8951 | 325092.8951 | 4 | 4
C0080777 |  | Steam | POT - Miscellaneous Valve / Component | 317531.232 | 317531.232 | 5 | 3
C0080851 |  | Steam | TRE6 - Reclaim Refurbishment | 317309 | 317309 | 4 | 5
C0080800 |  | Steam | TRE - A Belt Structural Steel Refurbishment | 317309 | 317309 | 4 | 5
C0080635 |  | Hydro | HYD WRC South Lake Building and Electrical Upgrade | 316332.7069 | 316332.7069 | 4 | 4
C0080733 |  | Steam | POA Ash Reinjection Refurbishments | 313782.4002 | 313782.4002 | 4 | 4
C0080753 |  | Steam | POA LS System Refurbishment 2026 | 304136.7746 | 304136.7746 | 4 | 4
C0080739 |  | Steam | POA Coal System Refurbishment 2026 | 304136.7746 | 304136.7746 | 5 | 3
C0080734 |  | Steam | POA Ash System Refurbishment 2026 | 304136.7746 | 304136.7746 | 5 | 3
C0080757 |  | Steam | POA Sewage Lagoon Dredging | 303512.8938 | 303512.8938 | 3 | 5
C0068906 |  | Steam | TUC6 Boiler Feed Pump Refurbishment | 300628.874 | 300628.874 | 3 | 3
C0080238 |  | Distribution | 11S-301J Barrachois Phase Extension | 277019.869 | 300019.869 | 4 | 5
C0082191 |  | Steam | LIN Fly Ash Baghouse Replacement 2026 | 300000 | 300000 | 3 | 5
C0068869 |  | Gas Turbine | LM6000 Gas Cooler Structure Refurb | 299963.4 | 299963.4 | 4 | 3
C0080868 |  | Steam | TUC1 South CW Pump Refurbishment | 298426.825 | 298426.825 | 3 | 4
C0080662 |  | Steam | LIN Turbine Lube Oil Dehydrator Replacement | 294834.4412 | 294834.4412 | 3 | 5
C0080713 |  | Steam | PHB - Conveyors & Fuel Handling 2026 | 293867.4427 | 293867.4427 | 5 | 3
C0067783 |  | Steam | ICP - RC Locomotive Refurb 2026 | 293306 | 293306 | 5 | 4
C0080775 |  | Steam | POT - HFO Piping Insulation Refurbishment 2026 | 290267.3835 | 290267.3835 | 4 | 4
C0080773 |  | Steam | POT - Fuel Delivery Control & Instrumentation Refurbishment 2026 | 287039.1825 | 287039.1825 | 4 | 4
C0080801 |  | Steam | TRE - Asbestos Abatement 2026 | 283698 | 283698 | 4 | 4
C0080727 |  | Steam | POA VFD Upgrades | 277053.8427 | 277053.8427 | 3 | 4
C0080692 |  | Steam | LIN3 Fly Ash Hopper Vibration Replacement 2026 | 266336.6182 | 266336.6182 | 4 | 4
C0080764 |  | Steam | POT - Breaker Refurbishment 2026 | 264528.5231 | 264528.5231 | 5 | 3
C0080246 |  | Distribution | 99H-311 Windmill Rd Wyse Rd Reconductor | 264408.507 | 264408.507 | 4 | 4
C0080657 |  | Steam | LIN Precipitator Refurbishment 2026 | 257967.1121 | 257967.1121 | 4 | 4
C0080723 |  | Steam | PHB - Powerflex 7000 VFD Drives | 254446.6647 | 254446.6647 | 5 | 3
C0080731 |  | Steam | POA Arrowhead Refurbishment 2026 | 253223.879 | 253223.879 | 4 | 4
C0080714 |  | Steam | PHB – DCS Multivariable Transmitter Upgrade | 251682.9 | 251682.9 | 4 | 4
C0060560 |  | Steam | TUC Cooling Water Reduction | 250441.8531 | 250441.8531 | 3 | 4
C0027882 |  | Hydro | WRC Fire Line Replacement | 225178 | 250412.23 | 5 | 4
C0082197 |  | General Plant | IT - Phone Recording for Compliance | 250000 | 250000 | 5 | 5
C0080284 |  | Gas Turbine | BGT3 Generator Minor Refurbishment | 249155.2302 | 249155.2302 | 4 | 4
C0080759 |  | Steam | POA Valve Component Replacement 2026 | 248860.8934 | 248860.8934 | 4 | 4
C0080656 |  | Steam | LIN Plant Lighting Upgrade | 247805.4007 | 247805.4007 | 5 | 3
C0080644 |  | Steam | LIN Coal Crusher Refurbishment 2026 | 245899.1134 | 245899.1134 | 4 | 4
C0080663 |  | Steam | LIN Wastewater Piping Replacement 2026 | 245169.1281 | 245169.1281 | 3 | 5
C0080244 |  | Distribution | 85S-401 Cape Smokey BTR Removals | 221969.7044 | 243969.7044 | 4 | 5
C0080696 |  | Steam | LIN3 SCC Drive Replacement | 242371.5784 | 242371.5784 | 3 | 5
C0080772 |  | Steam | POT - Fire Protection Upgrades 2026 | 241587.6721 | 241587.6721 | 5 | 3
C0080660 |  | Steam | LIN Siding Refurbishment 2026 | 239001.792 | 239001.792 | 4 | 4
C0080826 |  | Steam | TRE5 - Bottom Ash Refractory Replacement | 235265 | 235265 | 3 | 4
C0080243 |  | Distribution | 62H-304 Woodland Ave Extend 3 Phase to Feeder Tie | 234398.5786 | 234398.5786 | 4 | 5
C0080755 |  | Steam | POA Motor Overhauls | 233891.59 | 233891.59 | 4 | 4
C0080816 |  | Steam | TRE HVAC Replacement | 232592 | 232592 | 4 | 4
C0080725 |  | Steam | PHB - Trancel Screw Refurbishment 2026 | 232080.9901 | 232080.9901 | 4 | 4
C0080835 |  | Steam | TRE5 5-1/5-2 CW Screen | 229475 | 229475 | 4 | 4
C0080752 |  | Steam | POA LS Quarry Refurbishments 2026 | 226517.9594 | 226517.9594 | 4 | 5
C0082196 |  | Steam | PHB - Asbestos Abatement | 225000 | 225000 | 5 | 3
C0080242 |  | Distribution | 4S-332 George St Single Circuit Reconductor | 207685.6175 | 224685.6175 | 4 | 5
C0080812 |  | Steam | TRE 4Kv Motor Refurbishments | 224427 | 224427 | 3 | 5
C0080672 |  | Steam | LIN1 Miscellaneous Valve Refurbishment 2026 | 221796.7748 | 221796.7748 | 4 | 4
C0080693 |  | Steam | LIN3 Miscellaneous Valve Refurbishment 2026 | 220164.235 | 220164.235 | 4 | 4
C0080706 |  | Steam | LIN4 Miscellaneous Valve Refurbishment 2026 | 220164.235 | 220164.235 | 4 | 4
C0080745 |  | Steam | POA Expansion Joint Refurbishment 2026 | 219356.3756 | 219356.3756 | 4 | 4
C0080645 |  | Steam | LIN Coal Plant Structural Refurbishment 2026 | 217175.1144 | 217175.1144 | 4 | 4
C0072648 |  | General Plant | IT - Customer Enrollment Automation | 75000 | 213801 | 4 | 5
C0080875 |  | Transmission | Battery Monitoring | 205154.07 | 213498.32 | 4 | 4
C0080638 |  | Steam | LIN 34 GSCW Small Bore Piping Replacement 2026 | 212435.54 | 212435.54 | 4 | 5
C0080796 |  | Steam | PTMT Shuttle Fire & Irrigation Refurb | 212222 | 212222 | 5 | 4
C0080855 |  | Steam | TRE6 6A BFP Refurbishment (volute) | 211460 | 211460 | 4 | 4
C0080295 |  | Gas Turbine | LM6000 LM4/5 Roof Access Improvements | 209648.7552 | 209648.7552 | 3 | 3
C0080609 |  | Distribution | 2026 Manhole Cover Replacements | 207587.3126 | 207587.3126 | 4 | 5
C0080881 |  | Transmission | Partial Discharge Monitoring - Inspection Pilot | 205337.6575 | 205337.6575 | 4 | 4
C0080866 |  | Steam | TUC1 Enhanced Monitoring | 204442.5494 | 204442.5494 | 4 | 4
C0080737 |  | Steam | POA Coal Feeder Refurbishments | 202661.95 | 202661.95 | 4 | 4
C0080741 |  | Steam | POA DCMS Upgrades 2026 | 202661.9458 | 202661.9458 | 4 | 3
C0080743 |  | Steam | POA Drag Chains Upgrades | 202374.6662 | 202374.6662 | 4 | 4
C0080834 |  | Steam | TRE5 - UPS Inverter and Line Conditioner Replacement | 201791 | 201791 | 3 | 5
C0080758 |  | Steam | POA Turbine MSVs | 201703.9145 | 201703.9145 | 4 | 4
C0080674 |  | Steam | LIN1 Turbine Supervisory | 201059.4316 | 201059.4316 | 5 | 3
C0080369 |  | Steam | TUC3 DW Cooler Structure Refurbishment | 200901.7217 | 200901.7217 | 4 | 4
C0080292 |  | Gas Turbine | CT 600v Local Disconnect Installations | 200842.1042 | 200842.1042 | 2 | 3
C0082190 |  | Steam | LIN D1 Conveyor Belt Replacement 2026 | 200000 | 200000 | 5 | 3
C0080311 |  | Steam | TUC Mechanical Storage Improvements | 199931.5306 | 199931.5306 | 2 | 3
C0080339 |  | Steam | TUC1 Feedwater MCC Replacement | 199693.2465 | 199693.2465 | 4 | 4
C0080865 |  | Steam | TUC WTP4 Replace DCS to PLC | 199668.9374 | 199668.9374 | 4 | 4
C0060563 |  | Steam | TUC1 Steam Drum Refurbishment | 199424.7894 | 199424.7894 | 4 | 4
C0080830 |  | Steam | TRE5 - Mill Platform | 197537 | 197537 | 4 | 5
C0080631 |  | Hydro | HYD SIS Grand Lake Telemetry | 196775.3027 | 196775.3027 | 3 | 5
C0080813 |  | Steam | TRE Ash Site Haul Road | 194669 | 194669 | 4 | 4
C0041511 |  | Steam | POT Enhanced Monitoring | 181745.6471 | 191958.8971 | 4 | 4
C0060757 |  | Distribution | 4C-432G Loch Katrine Build to Roadside | 191768.9481 | 191768.9481 | 3 | 5
C0080859 |  | Steam | TRE6 Burner Impeller Replacement | 191704 | 191704 | 4 | 4
C0068691 |  | Steam | TRE6 - Main Boiler Stop Valve | 189067 | 189067 | 4 | 4
C0082189 |  | Steam | LIN GSCW Pump Replacement 2026 | 184500 | 184500 | 4 | 4
C0080701 |  | Steam | LIN4 Air Preheater Seal Refurbishment 2026 | 183108.5014 | 183108.5014 | 3 | 5
C0080647 |  | Steam | LIN Emergency Flyte Pump Replacement | 182728.2669 | 182728.2669 | 4 | 3
C0068228 |  | Steam | LIN3 Air Preheater Seal Refurbishment 2026 | 182648.1041 | 182648.1041 | 3 | 5
C0080820 |  | Steam | TRE5 - 5-2 FD Fan Refurbishment | 182065 | 182065 | 4 | 4
C0080799 |  | Steam | TRE - 4kV Breaker Replacements 2026 | 180707 | 180707 | 3 | 5
C0080640 |  | Steam | LIN Ash Site Winter Cover 2026 | 177450.7757 | 177450.7757 | 3 | 5
C0080831 |  | Steam | TRE5 - Misc. Valves Refurbishment 2026 | 176468 | 176468 | 4 | 4
C0037747 |  | Wind | WIN - South Canoe CMS Upgrade | 176210.2381 | 176210.2381 | 3 | 5
C0068195 |  | Steam | LIN Substation Transformer Cable Refurbishment | 175735.9936 | 175735.9936 | 3 | 5
C0080850 |  | Steam | TRE6 - Misc. Valves Refurbishment 2026 | 175346 | 175346 | 4 | 4
C0080717 |  | Steam | PHB - HVAC Refurbishment | 174305.5894 | 174305.5894 | 3 | 5
C0080608 |  | Distribution | 2026 Manhole Automatic Pumps | 173671.1399 | 173671.1399 | 4 | 5
C0080718 |  | Steam | PHB – Lighting Upgrades 2026 | 170771.0037 | 170771.0037 | 5 | 4
C0080694 |  | Steam | LIN3 Oil Gun Replacement 2026 | 170038.736 | 170038.736 | 4 | 4
C0080707 |  | Steam | LIN4 Oil Gun Replacement 2026 | 170038.736 | 170038.736 | 4 | 4
C0080802 |  | Steam | TRE - Ash Site Management | 169279 | 169279 | 4 | 4
C0080646 |  | Steam | LIN Electric Actuator Refurbishment | 168903.1018 | 168903.1018 | 4 | 4
C0082132 |  | Steam | TRE5 FAC 2026 | 168686 | 168686 | 4 | 4
C0082146 |  | Steam | TRE6 FAC 2026 | 168686 | 168686 | 4 | 4
C0080821 |  | Steam | TRE5 - 5-4 Feedwater Heater Refurbishment | 168353 | 168353 | 3 | 4
C0080858 |  | Steam | TRE6 Aux Cooling Water Oil Analyzer | 168035 | 168035 | 5 | 3
C0080808 |  | Steam | TRE - Roof Drain Replacements | 168035 | 168035 | 4 | 3
C0080844 |  | Steam | TRE6 - A and B CW Screens Refurbishment | 166481 | 166481 | 4 | 4
C0080771 |  | Steam | POT - Facility Upgrades | 164944.1449 | 164944.1449 | 4 | 4
C0080779 |  | Steam | POT - Overhead Doors Replacement | 164122.9921 | 164122.9921 | 5 | 3
C0080829 |  | Steam | TRE5 - ID Fan Expansion Joints | 162906 | 162906 | 4 | 4
C0080670 |  | Steam | LIN1 GSCW Small Bore Piping Replacement 2026 | 161853.5026 | 161853.5026 | 4 | 5
C0080652 |  | Steam | LIN Grating Refurbishment 2026 | 161182.6933 | 161182.6933 | 5 | 3
C0068724 |  | General Plant | IT - Safety IRD Replacement | 120000 | 160838 | 5 | 5
C0082134 |  | General Plant | IT - Test Automation Tool Implementation | 160000 | 160000 | 4 | 5
C0038876 |  | Hydro | HYD - HMS Veritcal Boring Mill Repl | 159439.3112 | 159439.3112 | 3 | 4
C0080792 |  | Steam | POT -Lighting Upgrades 2026 | 158121.7727 | 158121.7727 | 5 | 4
C0080736 |  | Steam | POA Building HVAC Refurbishments | 156504.89 | 156504.89 | 4 | 3
C0068165 |  | Steam | LIN Electric Motor Refurbishment 2026 | 155475.246 | 155475.246 | 3 | 5
C0080756 |  | Steam | POA Plant Lighting Upgrades 2026 | 153114.1457 | 153114.1457 | 4 | 4
C0080648 |  | Steam | LIN Facilities Upgrade 2026 | 152907.6597 | 152907.6597 | 5 | 3
C0061331 |  | Steam | TRE0 - 6A Service Air Compressor Replacement | 152758 | 152758 | 4 | 4
C0080699 |  | Steam | LIN3 TG Column Protection 2026 | 152364.6941 | 152364.6941 | 3 | 5
C0080627 |  | Hydro | HYD Battery Bank Replacement | 152097.9341 | 152097.9341 | 3 | 5
C0030122 |  | Steam | LIN4 HIP Insulation Replacement 2026 | 152083.2358 | 152083.2358 | 4 | 4
C0080786 |  | Steam | POT - Potable Water Carbon Sand Filter 2026 | 152015.204 | 152015.204 | 4 | 4
C0080624 |  | General Plant | Tableau to Power BI Translation for ED | 51036.7963 | 151658.9563 | 4 | 4
C0080316 |  | Steam | TUC Oil Analysis Improvements | 150633.874 | 150633.874 | 3 | 4
C0080651 |  | Steam | LIN Fly Ash Valve Replacement | 150617.6391 | 150617.6391 | 3 | 5
C0080277 |  | Gas Turbine | BGT1 Vibration System Upgrade | 150421.2757 | 150421.2757 | 3 | 4
C0080273 |  | Gas Turbine | BGT1 - AC/DC Fuel & Oil Pump Replacement | 150273.1596 | 150273.1596 | 3 | 3
C0080639 |  | Steam | LIN 4160 600V Breaker Refurbishment 2026 | 150268.2355 | 150268.2355 | 4 | 4
C0080378 |  | Steam | TUC3 Steam Drum Refurbishment | 150057.9098 | 150057.9098 | 4 | 4
C0082194 |  | Steam | LIN 4160/600V Motor Refurbishment 2026 | 150000 | 150000 | 3 | 5
C0080302 |  | Steam | TUC DCS HMI Upgrade 2026 | 149838.6179 | 149838.6179 | 4 | 4
C0080298 |  | Steam | TUC Aux Boiler Condensate Recovery | 149813.7771 | 149813.7771 | 4 | 4
C0038134 |  | Hydro | HYD LUM Crane Replacement | 149630.3701 | 149630.3701 | 4 | 5
C0080353 |  | Steam | TUC2 DCS HMI Upgrade 2026 | 149393.27 | 149393.27 | 4 | 4
C0080333 |  | Steam | TUC1 4kV-600V Breaker Replacement 2026 | 149113.9352 | 149113.9352 | 4 | 4
C0080268 |  | Gas Turbine | BGT DC/AC Generator Lube Oil Pump Motor Replacement | 149002.7544 | 149002.7544 | 5 | 3
C0080337 |  | Steam | TUC1 DCS HMI Upgrades 2026 | 148846.2 | 148846.2 | 4 | 4
C0080869 |  | Steam | TUC2 4kV 600v Breaker Replacement 2026 | 148744.525 | 148744.525 | 4 | 4
C0080634 |  | Hydro | HYD WRC D6 D8 Rip Rap Replacement | 148643.8952 | 148643.8952 | 5 | 4
C0068692 |  | Steam | TRE6 - 6A BFP Discharge Valve Refurbishment | 148141 | 148141 | 4 | 4
C0080607 |  | Distribution | 2026 Feeder Exit Replacements | 146447.5685 | 146447.5685 | 4 | 5
C0080804 |  | Steam | TRE - Lift Station Refurbishment | 143292 | 143292 | 4 | 4
C0080729 |  | Steam | POA Access Improvement 2026 | 143154.9 | 143154.9 | 4 | 4
C0080790 |  | Steam | POT - Transmitter Refurbishment 2026 | 143146.7428 | 143146.7428 | 4 | 4
C0068726 |  | General Plant | IT - BlueCross Integration with PeopleSoft | 140000 | 140000 | 3 | 4
C0080221 |  | Hydro | HYD BIF Powerhouse Leak Refurbishment | 79058 | 137448 | 4 | 5
C0080846 |  | Steam | TRE6 - Boiler Refurbishment | 137099 | 137099 | 4 | 4
C0080735 |  | Steam | POA Boiler Coal Chute Improvements | 136271.9379 | 136271.9379 | 4 | 4
C0080794 |  | Steam | PTMT Hopper Wear Plate Refurb | 132934 | 132934 | 5 | 4
C0080857 |  | Steam | TRE6 6D Conveyor Belt Refurbishment | 132704 | 132704 | 3 | 5
C0080761 |  | Steam | POA Water Treatment Valve Overhaul | 131884.9269 | 131884.9269 | 4 | 4
C0080649 |  | Steam | LIN Flame Scanner Replacement 2026 | 130430.4987 | 130430.4987 | 4 | 4
C0050647 |  | Gas Turbine | VJ2 Air Hood Upgrades | 129178.615 | 129178.615 | 4 | 3
C0080294 |  | Gas Turbine | LM6000 Fuel Flow Valve Replacement | 128260.8868 | 128260.8868 | 3 | 3
C0080614 |  | Gas Turbine | Performance Monitoring LM60000 | 127526.9562 | 127526.9562 | 4 | 4
C0080746 |  | Steam | POA Facilities Security Upgrades 2026 | 127110.4325 | 127110.4325 | 4 | 4
C0080819 |  | Steam | TRE PAC System Refurbishments | 126689 | 126689 | 5 | 3
C0080653 |  | Steam | LIN Guarding and Railing Upgrade 2026 | 126315.2746 | 126315.2746 | 5 | 3
C0080809 |  | Steam | TRE - Sootblower Refurbishment 2026 | 126027 | 126027 | 4 | 4
C0080390 |  | Steam | TUC6 Generator Monitor (IRIS PD) | 125686.6179 | 125686.6179 | 3 | 5
C0080385 |  | Steam | TUC6 B&K TSE | 125686.6179 | 125686.6179 | 4 | 3
C0080811 |  | Steam | TRE - Transmitters and Controls | 125238 | 125238 | 4 | 4
C0080377 |  | Steam | TUC3 Polisher Valve Replacements | 124810.5377 | 124810.5377 | 4 | 4
C0080327 |  | Steam | TUC Stack Lighting Ph 2 | 124566.7676 | 124566.7676 | 3 | 3
C0080324 |  | Steam | TUC Sensors and Alarms 2026 | 124566.7676 | 124566.7676 | 5 | 3
C0080778 |  | Steam | POT - New Skid Steer | 124338.5817 | 124338.5817 | 5 | 5
C0080358 |  | Steam | TUC2 Motor Refurbishments 2026 | 124250.95 | 124250.95 | 4 | 4
C0080837 |  | Steam | TRE5 Flamer scanner Upgrades | 123891 | 123891 | 4 | 4
C0080346 |  | Steam | TUC1 Polisher Resin Replacement | 123846.2 | 123846.2 | 4 | 4
C0080867 |  | Steam | TUC1 Iris Generator Monitor | 123810.004 | 123810.004 | 3 | 5
C0080347 |  | Steam | TUC1 Polisher Valve Upgrade 2026 | 123608.1 | 123608.1 | 4 | 4
C0080817 |  | Steam | TRE LED Upgrades 2026 | 123187 | 123187 | 3 | 5
C0080310 |  | Steam | TUC Lighting Program 2026 | 120399.6162 | 120399.6162 | 3 | 5
C0080309 |  | Steam | TUC Handrail Program 2026 | 120086.0004 | 120086.0004 | 4 | 4
C0080803 |  | Steam | TRE - Chemical Unloading Drain | 118651 | 118651 | 4 | 4
C0080630 |  | Hydro | HYD Gaspereau Lake Telemetry | 118620.6172 | 118620.6172 | 3 | 5
C0080815 |  | Steam | TRE Electrical Panel Upgrades | 118243 | 118243 | 4 | 4
C0080828 |  | Steam | TRE5 - Conveyors Refurbishment 2026 | 115811 | 115811 | 3 | 5
C0080849 |  | Steam | TRE6 - Conveyors Refurbishment 2026 | 115011 | 115011 | 3 | 5
C0080854 |  | Steam | TRE6 600V Motor Starters | 114279 | 114279 | 4 | 4
C0080833 |  | Steam | TRE5 - Reclaim Refurbishment | 111973 | 111973 | 4 | 5
C0080776 |  | Steam | POT - HVAC Refurbishment 2026 | 111746.0518 | 111746.0518 | 5 | 3
C0042927 |  | Distribution | 103C-314-Grand etang Water Crossing | 106352.5335 | 109820.4035 | 3 | 5
C0082128 |  | Hydro | HYD - FUN Smoke Detection | 99068.6686 | 109178.6686 | 4 | 5
C0080836 |  | Steam | TRE5 5B Conveyor Belt Replacement | 106902 | 106902 | 3 | 5
C0080853 |  | Steam | TRE6 6 G Conveyor Belt Refurbishment | 106164 | 106164 | 3 | 5
C0080744 |  | Steam | POA Equipment/Emission Monitoring Upgrades | 102141.518 | 102141.518 | 4 | 4
C0080814 |  | Steam | TRE Common Water Replacement | 100822 | 100822 | 3 | 4
C0080300 |  | Steam | TUC Concrete Floor Refurbishment | 100382.155 | 100382.155 | 3 | 3
C0080296 |  | Steam | TUC Auto Greaser Upgrade | 100289.7134 | 100289.7134 | 2 | 2
C0080384 |  | Steam | TUC6A Polisher Element Replacement | 100198.1421 | 100198.1421 | 4 | 4
C0080818 |  | Steam | TRE Multilin Upgrades | 100191 | 100191 | 4 | 4
C0080305 |  | Steam | TUC Electrical Panel Replacements 2026 | 100126.8875 | 100126.8875 | 4 | 4
C0080365 |  | Steam | TUC3 Burner Valves Replacement 2026 | 100063.8742 | 100063.8742 | 3 | 3
C0080380 |  | Steam | TUC3 Furnace Camera | 100032.0956 | 100032.0956 | 2 | 2
C0080643 |  | Steam | LIN Cinder Block Support Refurbishment | 100000 | 100000 | 4 | 4
C0080379 |  | Steam | TUC3 BFP Panel Upgrades | 99859.951 | 99859.951 | 4 | 3
C0080306 |  | Steam | TUC Facilities Upgrades | 99832.0597 | 99832.0597 | 3 | 5
C0052937 |  | Wind | WIN Digby Roof Replacement | 99684.6847 | 99684.6847 | 3 | 5
C0080870 |  | Steam | TUC3 4kV 600V Breaker Replacements 2026 | 99634.3685 | 99634.3685 | 4 | 4
C0080299 |  | Steam | TUC Battery Bank Monitoring | 99632.5211 | 99632.5211 | 2 | 2
C0080328 |  | Steam | TUC Station Fuel Oil Upgrades Ph3 | 99621.4868 | 99621.4868 | 4 | 4
C0080297 |  | Steam | TUC 600v Local Disconnect Installations | 99589.371 | 99589.371 | 3 | 3
C0080329 |  | Steam | TUC Turbine Bay Louver Refurbishment | 99554.7876 | 99554.7876 | 2 | 2
C0080323 |  | Steam | TUC SEL Motor Protection Relays | 99554.7876 | 99554.7876 | 4 | 4
C0080322 |  | Steam | TUC SEL Generator Protection Relays | 99554.7876 | 99554.7876 | 4 | 4
C0080383 |  | Steam | TUC6 4kV 600v Breaker Replacements | 99344.7443 | 99344.7443 | 4 | 4
C0080355 |  | Steam | TUC2 Flame Scanner Replacement | 99121.825 | 99121.825 | 4 | 3
C0080301 |  | Steam | TUC Controls Shop Test Equipment | 99000 | 99000 | 2 | 2
C0080321 |  | Steam | TUC Rotating Equipment Guards 2026 | 98992.178 | 98992.178 | 4 | 4
C0080318 |  | Steam | TUC Platform and Ladders 2026 | 98992.178 | 98992.178 | 4 | 4
C0080317 |  | Steam | TUC Plant Security Upgrades 2026 | 98954.1392 | 98954.1392 | 4 | 4
C0080313 |  | Steam | TUC Obsolete Instrumentation | 98954.1392 | 98954.1392 | 3 | 5
C0080270 |  | Gas Turbine | BGT Fuel Tank Refurbishment | 98892.704 | 98892.704 | 2 | 3
C0080345 |  | Steam | TUC1 Online Oil Analyser | 98870 | 98870 | 3 | 4
C0080698 |  | Steam | LIN3 TG Bearing and Lagging Sprinkler Upgrade | 97999.3369 | 97999.3369 | 3 | 5
C0080659 |  | Steam | LIN Security Fencing Refurbishment 2026 | 96949.2612 | 96949.2612 | 3 | 5
C0080690 |  | Steam | LIN3 DC SealLube Oil Motor Cable Wrap | 95524.7952 | 95524.7952 | 3 | 5
C0068451 |  | Steam | LIN3 Diesel Generator Fire Protection | 93272.6017 | 93272.6017 | 3 | 5
C0080754 |  | Steam | POA Machinery Guarding 2026 | 92719.9678 | 92719.9678 | 4 | 4
C0080843 |  | Steam | TRE6 - 6A Seal Air Fan Replacement | 92093 | 92093 | 4 | 4
C0080308 |  | Steam | TUC Forklift Replacement | 90498.87 | 90498.87 | 2 | 4
C0080805 |  | Steam | TRE - Overhead / Person Door Refurbishments | 90403 | 90403 | 4 | 4
C0080797 |  | Steam | Rail Car & Truck Refurb 2026 | 90190 | 90190 | 5 | 4
C0081825 |  | Steam | LIN Acid/Caustic Strength Meter Installation 2026 | 90000 | 90000 | 4 | 4
C0068693 |  | Steam | TRE6 Instrument Air Dry Replacement | 89194 | 89194 | 3 | 5
C0080742 |  | Steam | POA Denim Tank Heater | 85103.4912 | 85103.4912 | 4 | 4
C0069050 |  | Steam | TUC EST3 Fire Panel Protection | 81455.7572 | 81455.7572 | 5 | 5
C0080331 |  | Steam | TUC WTP4 RO Caustic Injection and Meter Replacements | 79544.525 | 79544.525 | 4 | 4
C0080394 |  | Gas Turbine | TUS Fuel Piping Replacement | 78892.704 | 78892.704 | 2 | 2
C0080267 |  | Gas Turbine | BGT Air House Clean Room Refurbishment | 78892.704 | 78892.704 | 2 | 2
C0080290 |  | Gas Turbine | CT Fleet Oil Filter Upgrades | 78892.704 | 78892.704 | 2 | 2
C0080824 |  | Steam | TRE5 - Boiler Safety Valve Refurbishments 2026 | 76267 | 76267 | 4 | 4
C0080747 |  | Steam | POA Fire System Upgrade 2026 | 76243.5182 | 76243.5182 | 4 | 4
C0080847 |  | Steam | TRE6 - Boiler Safety Valve Refurbishments 2026 | 75801 | 75801 | 4 | 4
C0080361 |  | Steam | TUC3 BAS Upgrade | 74951.271 | 74951.271 | 3 | 5
C0080389 |  | Steam | TUC6 Electric Actuators 2026 | 74922.8099 | 74922.8099 | 4 | 4
C0080370 |  | Steam | TUC3 Electric Actuators 2026 | 74920.9449 | 74920.9449 | 4 | 4
C0080372 |  | Steam | TUC3 Misccellaneous Valve Replacement 2026 | 74898.884 | 74898.884 | 4 | 4
C0080349 |  | Steam | TUC1 South BFP Motor Refurbishment | 74754.6 | 74754.6 | 4 | 4
C0080388 |  | Steam | TUC6 DCS HMI Upgrade 2026 | 74631.5975 | 74631.5975 | 4 | 4
C0080381 |  | Steam | TUC3 Replace Stack Flowmeters | 74630.4811 | 74630.4811 | 4 | 4
C0080368 |  | Steam | TUC3 DCS HMI Upgrade 2026 | 74630.4811 | 74630.4811 | 4 | 4
C0080348 |  | Steam | TUC1 2 Wire Ni RTDs Replacements | 74370 | 74370 | 3 | 3
C0080342 |  | Steam | TUC1 Misc Valve Replacement 2026 | 74370 | 74370 | 4 | 4
C0080357 |  | Steam | TUC2 Miscellaneous Valve Replacement 2026 | 74370 | 74370 | 4 | 4
C0080338 |  | Steam | TUC1 Electric Actuators 2026 | 74368.16 | 74368.16 | 4 | 4
C0080314 |  | Steam | TUC Offloading Waste Oil Tank Replacement | 74317.8532 | 74317.8532 | 4 | 4
C0080237 |  | Distribution | 2026 Padmount Switch Replacement | 74195 | 74195 | 5 | 4
C0080354 |  | Steam | TUC2 Electric Actuators 2026 | 74180.43 | 74180.43 | 4 | 4
C0080374 |  | Steam | TUC3 Natural Gas Valves Refurbishment 2026 | 74080.9373 | 74080.9373 | 5 | 3
C0068103 |  | General Plant | Distribution Event data Quality Management System | 42592.071 | 73661.161 | 4 | 4
C0080344 |  | Steam | TUC1 Natural Gas Valves Refurbishment 2026 | 73617.24 | 73617.24 | 5 | 3
C0080359 |  | Steam | TUC2 Natural Gas Valves Refurbishments 2026 | 73617.24 | 73617.24 | 5 | 3
C0080791 |  | Steam | POT - WTP Graver PLC & HMI Upgrades | 71673.9769 | 71673.9769 | 5 | 3
C0080864 |  | Steam | TUC WTP12 Train Valve Replacements | 70480.8911 | 70480.8911 | 4 | 4
C0080728 |  | Steam | POA 4KV 600V Breaker Refurbishment 2026 | 66189.5645 | 66189.5645 | 3 | 4
C0052615 |  | Steam | ICP Locomotive Governor Refurb U&U | 42255 | 64388.93 | 5 | 4
C0061347 |  | General Plant | IT - Wireless Video Solution | 61819 | 61819 | 5 | 5
C0080730 |  | Steam | POA Acid Systems Polisher Upgrades | 61662.5 | 61662.5 | 4 | 4
C0080749 |  | Steam | POA Ladder Upgrades 2026 | 61452.5 | 61452.5 | 4 | 4
C0080863 |  | Steam | TRE6 WTP Silica Analyser | 60523 | 60523 | 3 | 4
C0080312 |  | Steam | TUC NERC Replacements | 60108.5906 | 60108.5906 | 4 | 3
C0080822 |  | Steam | TRE5 - 5-5 Bled Steam Valve | 59776 | 59776 | 4 | 4
C0080842 |  | Steam | TRE6 - 6-6 Bled Steam Valve | 59638 | 59638 | 4 | 4
C0080373 |  | Steam | TUC3 Motor Refurbishment 2026 | 59530.25 | 59530.25 | 4 | 4
C0068346 |  | General Plant | Oracle to DL Interface | 50118 | 51261 | 3 | 5
C0080386 |  | Steam | TUC6 Breaker Refurbishments 2026 | 50913.1177 | 50913.1177 | 4 | 3
C0080382 |  | Steam | TUC6 4160V/600V Motor Refurbishment 2026 | 50510.3018 | 50510.3018 | 4 | 4
C0080343 |  | Steam | TUC1 Motor Refurbishments 2026 | 50188.665 | 50188.665 | 4 | 4
C0080351 |  | Steam | TUC2 Control Valve Replacement 2026 | 50130.06 | 50130.06 | 4 | 4
C0080307 |  | Steam | TUC Fire Protection Routine | 50003.4982 | 50003.4982 | 3 | 5
C0080366 |  | Steam | TUC3 Control Valve Replacement 2026 | 49944.4167 | 49944.4167 | 4 | 4
C0080315 |  | Steam | TUC Oil Additive Injection | 49870 | 49870 | 3 | 4
C0080326 |  | Steam | TUC Sprinkler Head Replacements | 49603.5088 | 49603.5088 | 4 | 3
C0080332 |  | Steam | TUC1 Air Heater Internal Refurbishment | 49467.79 | 49467.79 | 3 | 3
C0080335 |  | Steam | TUC1 Control Valve Replacement 2026 | 49442.33 | 49442.33 | 4 | 4
C0080276 |  | Gas Turbine | BGT1 Inverter Replacement | 44903.312 | 44903.312 | 4 | 4
C0080827 |  | Steam | TRE5 - Control Station Refurbishments | 44166 | 44166 | 4 | 4
C0080371 |  | Steam | TUC3 MCC Refurbishment 2026 | 42530.25 | 42530.25 | 4 | 4
C0080748 |  | Steam | POA Kubota RTV Replacement | 42383.9269 | 42383.9269 | 4 | 5
C0080356 |  | Steam | TUC 2 MCC Refurbishment 2026 | 40046.355 | 40046.355 | 4 | 4
C0080293 |  | Gas Turbine | LM6000 Borescope Turning Tool | 40000.4 | 40000.4 | 2 | 3
C0080393 |  | Gas Turbine | TUS Fuel Actuator | 39917.595 | 39917.595 | 4 | 4
C0080272 |  | Gas Turbine | BGT Switch Gear Doors Replacement | 39917.595 | 39917.595 | 3 | 3
C0080271 |  | Gas Turbine | BGT Roof Refurbishment | 39917.595 | 39917.595 | 3 | 5
C0080341 |  | Steam | TUC1 MCC Refurbishment 2026 | 39621.996 | 39621.996 | 3 | 5
C0080401 |  | Gas Turbine | VJ2 Bleed Valve Upgrades | 34814.11 | 34814.11 | 4 | 4
C0080287 |  | Gas Turbine | BGT3/4 Battery Replacement | 29814.11 | 29814.11 | 4 | 4
C0080400 |  | Gas Turbine | VJ1 Package Coating | 29791.77 | 29791.77 | 2 | 2
C0080404 |  | Gas Turbine | VJ2 Package Coating | 29791.77 | 29791.77 | 2 | 2
C0080838 |  | Steam | TRE5 Lube Oil Replacement | 26885 | 26885 | 3 | 5
C0080387 |  | Steam | TUC6 Bypass Valves Replacement | 25135.8758 | 25135.8758 | 3 | 3
C0080810 |  | Steam | TRE - TAMS Offsetting 2025 | 23066 | 23066 | 4 | 4
C0080269 |  | Gas Turbine | BGT Fence Replacement | 19999.996 | 19999.996 | 2 | 3
C0080402 |  | Gas Turbine | VJ2 Cooling Tube Replacement | 19872.715 | 19872.715 | 4 | 4
C0080274 |  | Gas Turbine | BGT1 Cooling Tube Replacement | 19872.715 | 19872.715 | 4 | 4
C0080278 |  | Gas Turbine | BGT2 Cooling Tube Replacement | 19872.715 | 19872.715 | 4 | 4
C0080282 |  | Gas Turbine | BGT3 Cooling Tube Replacement | 19872.715 | 19872.715 | 4 | 4
C0080288 |  | Gas Turbine | BGT4 Cooling Tube Replacement | 19872.715 | 19872.715 | 4 | 4
C0080403 |  | Gas Turbine | VJ2 Generator Meter Replacement | 10563.19 | 10563.19 | 4 | 5
C0080395 |  | Gas Turbine | TUS Generator Meter Replacement | 10063.19 | 10063.19 | 4 | 5
C0080399 |  | Gas Turbine | VJ1 Generator Meter Replacement | 10063.19 | 10063.19 | 4 | 5
C0080392 |  | Gas Turbine | TUS Fencing Replacement | 10038.556 | 10038.556 | 2 | 2
C0080397 |  | Gas Turbine | VJ Fence Replacement | 10038.556 | 10038.556 | 3 | 3
C0080275 |  | Gas Turbine | BGT1 Generator Meter Replacement | 10007.2409 | 10007.2409 | 4 | 5
C0080280 |  | Gas Turbine | BGT2 Generator Meter Replacement | 10007.2409 | 10007.2409 | 4 | 5
C0080391 |  | Gas Turbine | TUS Battery Bank Relocation | 9957.478 | 9957.478 | 3 | 3
C0080283 |  | Gas Turbine | BGT3 Generator Meter Replacement | 9953.1532 | 9953.1532 | 4 | 5
C0080289 |  | Gas Turbine | BGT4 Generator Meter Replacement | 9953.1532 | 9953.1532 | 4 | 5
C0080286 |  | Gas Turbine | BGT3 Vibration System Upgrade | 9931.1105 | 9931.1105 | 3 | 4
C0050654 |  | Gas Turbine | BGT3 Gen Relief Valve | 9931.1105 | 9931.1105 | 2 | 3

## Risk Ratings
CI# | ACE Category | Functional Class | Project Long Title | 2026 ACE | Rating Category | Criticality | Condition | Rating
47649 | Generation | Hydro | HYD Salmontail Gate Pedestal and Main Dam Refurbishment | 463325 | Health & Safety | 5 | 4 | 20
47650 | Generation | Hydro | HYD - Annapolis Decision Analysis | 1264569 | Business Sustainability | 4 | 2 | 8
49595 | Generation | Hydro | HYD - TUS 1 Overhaul | 3411894 | Business Sustainability | 4 | 5 | 20
51098 | Transmission | Transmission | L-6014 Shannon Park Transmission Towers | 4532569 | Business Sustainability | 5 | 3 | 15
C0080266 | Distribution | Distribution | New Distribution Right of Way Phase 11 | 18551713 | Business Sustainability | 3 | 5 | 15
C0021835 | General Plant | General Plant | IT - CIS Replacement | 3199578 | Customer | 5 | 5 | 25
C0022247 | Transmission | Transmission | 1N Onslow Transformer Addition (1N-T66) | 2055586.94 | Business Sustainability | 5 | 5 | 25
C0023802 | Transmission | Transmission | L-6515 Canso Causeway Rebuild | 477049.37 | Business Sustainability | 4 | 5 | 20
C0032202 | General Plant | General Plant | Sydney Depot Improvements | 1200000 | Business Sustainability | 4 | 4 | 16
C0080111 | General Plant | General Plant | 2026 RTU Deployment Project | 901513 | Business Sustainability | 4 | 4 | 16
C0032382 | Transmission | Transmission | 142H - Susie Lake Substation | 624824 | Business Sustainability | 5 | 5 | 25
C0047278 | General Plant | General Plant | IT - Oracle MDM Upgrade | 4684089 | Operational Sustainability | 5 | 5 | 25
C0047301 | General Plant | General Plant | IT - Cloud Integration Platform | 1775710 | Operational Sustainability | 5 | 5 | 25
C0047973 | Generation | Hydro | HYD ANN Sluice Gates and Check Refurbishment | 950246 | Environment | 3 | 3 | 9
C0021608 | Generation | Steam | TUC Shoreline Sheetpile Refurbishment | 4727595 | Environment | 3 | 5 | 15
C0052514 | Generation | Hydro | HYD MacDonald Dam Access Improvements | 963078 | Health & Safety | 4 | 5 | 20
C0057361 | Generation | Hydro | HYD ANN Facility Isolation | 685354 | Business Sustainability | 5 | 4 | 20
C0080110 | Transmission | Transmission | L7012 Replacements and Upgrades Phase 1 | 2195904.53 | Business Sustainability | 5 | 4 | 20
C0068898 | Generation | Steam | TUC1 IP LP Last Stage Blade Replacement | 2756010.59 | Reliability | 5 | 5 | 25
C0059483 | Transmission | Transmission | 83V L-5017 and L-5046 Rebuild Tap | 927125.53 | Business Sustainability | 4 | 5 | 20
C0080134 | Generation | Steam | TUC2 Stack Coating and Structural Refurbishment | 3593719 | Business Sustainability | 4 | 4 | 16
C0061552 | Transmission | Transmission | L-6043 Replacements and Upgrades | 1626537 | Business Sustainability | 5 | 4 | 20
C0062043 | General Plant | General Plant | IT - SharePoint Technical Migration | 1990219 | Compliance | 4 | 5 | 20
C0070909 | Transmission | Transmission | 70W-T52 Transformer Addition | 3474286 | Business Sustainability | 5 | 5 | 25
C0064966 | Generation | Hydro | Tusket Powerhouse Tidal Pool Fish Passage | 377048 | Environment | 5 | 4 | 20
C0067686 | Generation | Hydro | HYD Lumsden Rubber Dam Replacement | 729149 | Health & Safety | 5 | 4 | 20
C0067863 | General Plant | General Plant | IT - Managed Detect & Respond | 2349927 | Compliance | 5 | 4 | 20
C0068714 | General Plant | General Plant | IT - Identity & Access Management | 2561279 | Compliance | 5 | 5 | 25
C0068718 | General Plant | General Plant | IT - DERMS Solution Project | 857294 | Operational Sustainability | 5 | 5 | 25
C0068719 | General Plant | General Plant | IT - Distributed Intelligence Apps | 1312110 | Operational Sustainability | 5 | 5 | 25
C0068721 | General Plant | General Plant | IT - ADMS Upgrade 2026 | 3500000 | Operational Sustainability | 5 | 5 | 25
C0069534 | Transmission | Transmission | IR 669 Network Upgrade Higgins Mountain Wind | 4497188 | Business Sustainability | 5 | 3 | 15
C0080109 | Transmission | Transmission | L7001 Replacements and Upgrades Phase 1 | 1019910 | Business Sustainability | 5 | 4 | 20
C0070086 | Transmission | Transmission | 10H-T2 Transformer Replacement | 2508965.65 | Business Sustainability | 5 | 5 | 25
C0070327 | Transmission | Transmission | IR 673 Network Upgrade Benjamins Mill Wind | 265000 | Business Sustainability | 5 | 3 | 15
C0070367 | Transmission | Transmission | IR 618 Network Upgrade Goose Harbour Lake Wind | 2591925.65 | Business Sustainability | 5 | 3 | 15
C0071888 | Transmission | Transmission | New Tidewater Substation | 4119741 | Business Sustainability | 5 | 5 | 25
C0053214 | Transmission | Transmission | 76W-T1 Transformer Replacement | 614732 | Business Sustainability | 5 | 5 | 25
C0071889 | Transmission | Transmission | 77V-T1 Transformer Replacement | 3486795.71 | Business Sustainability | 5 | 5 | 25
C0072808 | Transmission | Transmission | ECEI Synchronous Condensers | 84693670 | Business Sustainability | 5 | 5 | 25
C0080133 | Generation | Steam | TUC3 IP Turbine Refurbishment | 13621 | Business Sustainability | 5 | 4 | 20
C0073368 | Generation | Hydro | HYD Malay Falls Rubber Dam | 350817 | Health & Safety | 5 | 4 | 20
C0076273 | Generation | Steam | Bear Head Ash Management Site - Life Extension | 691259.9779 | Business Sustainability | 5 | 5 | 25
C0080135 | Generation | Gas Turbine | CT - BGT2 Engine Refurbishment | 2147663 | Reliability | 5 | 4 | 20
C0076672 | Generation | Steam | ICP - RC SCR Bridge 10.10 Refurbishment | 1102575 | Compliance | 5 | 4 | 20
C0080101 | Distribution | Distribution | 539N-210 Big Island Sub-Sea Cable Replacement | 1112927 | Business Sustainability | 4 | 5 | 20
C0080102 | Distribution | Distribution | 92H-331 Double Circuit Peggys Cove Rd | 1704973 | Business Sustainability | 5 | 5 | 25
C0080107 | Transmission | Transmission | L-5532 Reliability Upgrade - 91W Middle Field Substation | 2537039.39 | Business Sustainability | 4 | 4 | 16
C0070586 | Transmission | Transmission | L6536 Switch Replacements | 1626611.35 | Business Sustainability | 4 | 5 | 20
C0053234 | Transmission | Transmission | 96H-T1 Transformer Replacement | 1794354 | Business Sustainability | 5 | 5 | 25
C0080108 | Transmission | Transmission | L-5532 Replacements and Upgrades Phase 1 | 908755 | Business Sustainability | 5 | 5 | 25
C0080219 | Generation | Hydro | HYD Deep Brook Spillway & Intake Refurbishment | 2907557 | Business Sustainability | 4 | 4 | 16
C0080671 | Generation | Steam | LIN1 HIP Turbine Refurbishment 2026 | 2780967.0949 | Reliability | 4 | 4 | 16
C0068969 | Transmission | Transmission | 2026 Pennsylvania Breaker Replacements | 398876 | Business Sustainability | 4 | 4 | 16
C0080691 | Generation | Steam | LIN3 DCS Migration 2026 | 700000 | Reliability | 5 | 4 | 20
C0068888 | Generation | Steam | TUC3 Continuous Ash Hauling System | 1192814 | Health & Safety | 3 | 3 | 9
C0080732 | Generation | Steam | POA Ash Cell Capping/ Cell Development 2026 | 2212545.7541 | Environment | 4 | 4 | 16
C0080768 | Generation | Steam | POT - CW Pump & Motor Replacement | 2615777 | Business Sustainability | 5 | 5 | 25
C0081985 | Transmission | Transmission | Michelin DVR Phase 2 | 6000000 | Business Sustainability | 5 | 5 | 25
C0080206 | Generation | Steam | POA Boiler Refurbishment 2026 | 1195706 | Business Sustainability | 4 | 4 | 16
C0082133 | General Plant | General Plant | IT - Renew Microsoft Enterprise Agreement | 1800000 | Operational Sustainability | 5 | 5 | 25
C0080612 | Distribution | Distribution | 57C-426 Melrose Reconductor and Line Extension Phase 1 | 629267.65 | Business Sustainability | 4 | 5 | 20
C0082195 | Generation | Steam | LIN2 2025/26 Capacity Requirement | 299478 | Business Sustainability | 5 | 5 | 25
C0080104 | Distribution | Distribution | 36V-303 Baxter's Harbour Rd Reconductor Phase 1 | 979830.34 | Business Sustainability | 3 | 5 | 15
C0080205 | Generation | Steam | POA Boiler Refractory Replacement 2026 | 936645.45 | Reliability | 4 | 4 | 16
C0080279 | Generation | Gas Turbine | BGT2 Free Turbine Refurbishment | 963769.1535 | Business Sustainability | 5 | 4 | 20
C0082277 | General Plant | General Plant | Distribution Pole Brow Upgrades | 941214.06 | Business Sustainability | 4 | 4 | 16
C0060574 | Generation | Steam | TUC1 Lube Oil Cooler Replacement | 925517.8457 | Environment | 3 | 5 | 15
C0080654 | Generation | Steam | LIN Mill Refurbishments 2026 | 913230.799 | Business Sustainability | 4 | 4 | 16
C0080618 | General Plant | General Plant | IT - Lifecycle: DR Hardware Refresh | 900000 | Operational Sustainability | 5 | 5 | 25
C0080823 | Generation | Steam | TRE5 - Boiler Refurbishment 2026 | 896954 | Business Sustainability | 4 | 4 | 16
C0080825 | Generation | Steam | TRE5 - Boiler South WW Panel at Lower Header. | 892848 | Business Sustainability | 4 | 4 | 16
C0082147 | Generation | Hydro | HYD Handrail Replacements | 169928 | Health & Safety | 4 | 5 | 20
C0080712 | Generation | Steam | PHB - Boiler Refurbishment 2026 | 850534.8633 | Business Sustainability | 4 | 4 | 16
C0061285 | General Plant | General Plant | IT - Enterprise GRC | 596915 | Compliance | 4 | 4 | 16
C0080641 | Generation | Steam | LIN BFP Cartridge Critical Spare | 831652.7644 | Reliability | 5 | 4 | 20
C0080763 | Generation | Steam | POT - Boiler Refurbishment 2026 | 829582.8106 | Business Sustainability | 4 | 4 | 16
C0047296 | General Plant | General Plant | IT - Microsoft SQL Consolidation | 508318 | Operational Sustainability | 5 | 5 | 25
C0080704 | Generation | Steam | LIN4 Boiler Refurbishment 2026 | 805340.4768 | Business Sustainability | 5 | 3 | 15
C0080668 | Generation | Steam | LIN1 Boiler Refurbishment 2026 | 803535.3205 | Business Sustainability | 4 | 4 | 16
C0080688 | Generation | Steam | LIN3 Boiler Refurbishment 2026 | 803535.3205 | Business Sustainability | 5 | 3 | 15
C0082275 | Distribution | Distribution | Single Phase Quick Cycle Reliability 2026 | 800048.08 | Business Sustainability | 3 | 5 | 15
C0080724 | Generation | Steam | PHB - Precipitator Refurbishment 2026 | 788072.2709 | Environment | 4 | 4 | 16
C0071410 | Distribution | Distribution | 25W-301 Welshtown Phase Additions | 770654.166 | Business Sustainability | 4 | 4 | 16
C0080848 | Generation | Steam | TRE6 - Bottom Ash Refurbishment | 755126 | Business Sustainability | 4 | 4 | 16
C0082135 | General Plant | General Plant | IT - Virtual Wiring Inspection Portal | 750000.4 | Operational Sustainability | 4 | 5 | 20
C0058543 | Generation | Hydro | WRC D-11 By-Pass | 437593 | Health & Safety | 3 | 5 | 15
C0080760 | Generation | Steam | POA Water Treatment Trailer | 725736.59 | Environment | 4 | 4 | 16
C0080255 | Transmission | Transmission | 2026 Theft Prevention | 694077.144 | Health & Safety | 5 | 4 | 20
C0052798 | Distribution | Distribution | 10C-211 Fleur De Lis Trail Conversion | 700168.3512 | Business Sustainability | 4 | 5 | 20
C0080254 | Transmission | Transmission | 2026 Substation Fence Upgrades | 710229.2647 | Health & Safety | 5 | 5 | 25
42050 | Generation | Gas Turbine | TUS Air System Upgrade | 699892.8953 | Business Sustainability | 4 | 4 | 16
C0074128 | Generation | Steam | ICP Storm Culvert Pipe Refurb U&U | 639861 | Compliance | 5 | 4 | 20
C0040686 | Generation | Steam | LIN 8th Stage Blade Replacement 2026 | 698515.807 | Reliability | 4 | 4 | 16
C0059602 | Generation | Wind | WIN - DIG Gearbox Repl WTG10 | 697398.7352 | Business Sustainability | 4 | 4 | 16
C0059533 | Generation | Wind | WIN - DIG Gearbox Repl WTG19 | 697398.7352 | Business Sustainability | 4 | 4 | 16
C0080710 | Generation | Steam | LIN4 West Waterwall Refurbishment 2026 | 694156.3875 | Business Sustainability | 4 | 4 | 16
C0068871 | Generation | Steam | Bear Head Erosion Management | 654048 | Compliance | 5 | 4 | 20
C0068966 | Transmission | Transmission | 2026 Merlin Gerin Breaker Replacements | 688346.84 | Business Sustainability | 4 | 4 | 16
C0080789 | Generation | Steam | POT - SOFA Duct Attachment Refurbishment 2026 | 686035.5066 | Business Sustainability | 5 | 3 | 15
C0080785 | Generation | Steam | POT - Polisher Caustic Skid Replacement 2026 | 684282.4586 | Business Sustainability | 4 | 4 | 16
C0080234 | Distribution | Distribution | 57C-426H Country Harbour Cell Tower BTR | 431460.8763 | Business Sustainability | 4 | 5 | 20
C0080245 | Distribution | Distribution | 88W-312 Albert St Reconductor | 673576.3501 | Business Sustainability | 4 | 5 | 20
C0080856 | Generation | Steam | TRE6 6B Mill Bullgear and Pinnion | 671040 | Business Sustainability | 4 | 4 | 16
C0082186 | Generation | Steam | LIN3 A Hydrolox CW Screen Replacement 2026 | 650000 | Reliability | 4 | 4 | 16
C0082188 | Generation | Steam | LIN3 B Hydrolox CW Screen Replacement 2026 | 650000 | Reliability | 4 | 4 | 16
C0076351 | Generation | Steam | SCR Track Refurbishment Phase 1 | 648103 | Compliance | 5 | 4 | 20
C0080235 | Distribution | Distribution | 74N-412 Sutherlands Lake Reconfiguration | 620053.8415 | Business Sustainability | 4 | 5 | 20
C0072488 | Generation | Hydro | HYD SIS Main Bridge Refurbishment | 368289.7805 | Health & Safety | 4 | 4 | 16
C0080767 | Generation | Steam | POT - Crane Motor & Controls Upgrade 2026 | 611439.2377 | Business Sustainability | 5 | 5 | 25
C0080626 | Generation | Hydro | HYD - WHR Fish Ladder Bypass Modifications | 608292.5808 | Environment | 5 | 5 | 25
C0080788 | Generation | Steam | POT - Seal Oil Cooler Replacement 2026 | 606666.8353 | Business Sustainability | 5 | 3 | 15
C0080619 | General Plant | General Plant | IT - Lifecycle: Network Devices 2026 | 601628 | Operational Sustainability | 5 | 5 | 25
C0080702 | Generation | Steam | LIN4 Aux Air Upgrades 2026 | 597032.7167 | Business Sustainability | 3 | 5 | 15
C0080700 | Generation | Steam | LIN3 Turbine Valve Refurbishment 2026 | 596010.8535 | Business Sustainability | 3 | 5 | 15
C0080666 | Generation | Steam | LIN1 Aux Air Upgrades 2026 | 595473.7552 | Business Sustainability | 4 | 4 | 16
C0080738 | Generation | Steam | POA Coal Gallery Refurbishments | 591665.9 | Health & Safety | 5 | 4 | 20
C0080852 | Generation | Steam | TRE6 - Turbine Valves | 567201 | Business Sustainability | 4 | 4 | 16
C0080620 | General Plant | General Plant | IT - Responsible AI foundations | 562596 | Operational Sustainability | 4 | 5 | 20
C0080249 | Distribution | Distribution | Aerotech Connector Part 2 of 2 | 559765.262 | Business Sustainability | 4 | 5 | 20
C0082328 | Generation | Wind | WIN NUT T14 T17 Bearing Replacements | 557012.4313 | Business Sustainability | 4 | 5 | 20
C0082131 | General Plant | General Plant | IT - Customer Billing Enhancements | 517571 | Customer | 4 | 5 | 20
C0080320 | Generation | Steam | TUC Roof Refurbishment | 549770.1469 | Business Sustainability | 3 | 5 | 15
C0067703 | General Plant | General Plant | IT - Prov Community Solar | 411607 | Compliance | 4 | 5 | 20
C0080642 | Generation | Steam | LIN BFP Refurbishment 2026 | 546580.1503 | Reliability | 4 | 4 | 16
C0082129 | General Plant | General Plant | IT - Customer Self-Serve Enhancements | 540000 | Customer | 4 | 5 | 20
C0082165 | Generation | Steam | TUC1 Governor Valve Replacement | 527492 | Reliability | 4 | 4 | 16
C0080769 | Generation | Steam | POT - CW Pump House Power Cable Replacement | 525753.0838 | Business Sustainability | 5 | 3 | 15
C0080248 | Distribution | Distribution | Kentville UG Cable replacement | 517917.14 | Business Sustainability | 4 | 5 | 20
C0080236 | Distribution | Distribution | Subsea Cable Asset Management | 494281.68 | Business Sustainability | 3 | 5 | 15
C0053076 | Distribution | Distribution | 14C-211 Boudreauville Rd Conversion | 513673.3582 | Business Sustainability | 4 | 5 | 20
C0080240 | Distribution | Distribution | 2026 Underground Switchgear replacement | 513917.7764 | Business Sustainability | 5 | 5 | 25
C0022002 | General Plant | General Plant | IT - Storm Centre Upgrade | 434316 | Customer | 5 | 5 | 25
C0080247 | Distribution | Distribution | Halifax Conversion of Undersized Secondary Buses | 505260.892 | Business Sustainability | 4 | 5 | 20
C0080740 | Generation | Steam | POA CW Building Refurbishments | 503477.0415 | Health & Safety | 4 | 4 | 16
C0074110 | Generation | Steam | ICP - RC TRMC Roof Structure Refurbishment | 502449 | Health & Safety | 5 | 4 | 20
C0080375 | Generation | Steam | TUC3 North Boiler Feed Pump Refurbishment | 500539.3304 | Reliability | 3 | 4 | 12
C0053594 | Generation | Steam | TUC2 Replace BAS | 500494.6653 | Reliability | 3 | 5 | 15
C0060586 | Generation | Steam | TUC3 Condenser Waterbox Refurbishment | 500211.0938 | Reliability | 4 | 4 | 16
C0080613 | Distribution | Distribution | 9H-224 Chebucto Road Conversion | 500000 | Business Sustainability | 5 | 5 | 25
C0080364 | Generation | Steam | TUC3 Boiler Safety Valves Replacement | 499799.9643 | Reliability | 5 | 4 | 20
C0080303 | Generation | Steam | TUC Degas North & South | 499516.9585 | Health & Safety | 5 | 3 | 15
C0080319 | Generation | Steam | TUC Roadway Refurbishment | 498161.2019 | Business Sustainability | 3 | 4 | 12
C0080340 | Generation | Steam | TUC1 Main Stream Y Replacement | 498045.0561 | Health & Safety | 5 | 4 | 20
C0080716 | Generation | Steam | PHB - Fire Protection Upgrades 2026 | 496007.9431 | Health & Safety | 3 | 5 | 15
C0080770 | Generation | Steam | POT - East CW Pump Refurbishment 2026 | 495955 | Business Sustainability | 5 | 5 | 25
C0080715 | Generation | Steam | PHB - Dumpchute Replacement | 495233 | Business Sustainability | 5 | 4 | 20
C0080623 | General Plant | General Plant | Network Manager Replacement | 493651.0505 | Business Sustainability | 2 | 4 | 8
C0080611 | Distribution | Distribution | 2026 Vault Upgrade Program | 474451.1892 | Business Sustainability | 4 | 5 | 20
C0061103 | Distribution | Distribution | South Rawdon Rd Conversion | 467802.1744 | Business Sustainability | 3 | 5 | 15
C0070850 | Generation | Steam | TRE Shaker House Hoist Replacement | 468971 | Business Sustainability | 4 | 5 | 20
C0068675 | Generation | Steam | TRE6 Parallel Slide HP heater isolations | 467809 | Business Sustainability | 3 | 5 | 15
C0080841 | Generation | Steam | TRE5-3 Mill Refurbishment | 467496 | Business Sustainability | 4 | 4 | 16
C0080840 | Generation | Steam | TRE5-1 Mill Refurbishment | 467496 | Business Sustainability | 4 | 4 | 16
C0080705 | Generation | Steam | LIN4 Burner Front Refurbishment 2026 | 461160.5874 | Business Sustainability | 4 | 4 | 16
C0080689 | Generation | Steam | LIN3 Burner Front Refurbishment 2026 | 460079.5527 | Business Sustainability | 4 | 4 | 16
C0080605 | Distribution | Distribution | 19C Canso Conversion Phase 1 (Union and Water) | 444005.1605 | Business Sustainability | 4 | 5 | 20
C0068236 | Generation | Steam | LIN4 North Waterwall Refurbishment 2026 | 455810.5854 | Business Sustainability | 4 | 4 | 16
C0080697 | Generation | Steam | LIN3 South Waterwall Refurbishment 2026 | 454771.7789 | Business Sustainability | 4 | 4 | 16
C0080726 | Generation | Steam | PHB - Wennberg Screw Replacement | 454445.594 | Business Sustainability | 5 | 3 | 15
C0070306 | Generation | Steam | PP FW Valve Critical Spare | 423942.8588 | Reliability | 4 | 5 | 20
C0080750 | Generation | Steam | POA LS Cyclone Relining | 451779.5663 | Operational Sustainability | 4 | 4 | 16
C0082198 | General Plant | General Plant | IT - Plant Phone System Upgrade | 450000 | Operational Sustainability | 5 | 5 | 25
C0080664 | Generation | Steam | LIN WTP Polisher Caustic Skid Replacement | 447743.4684 | Business Sustainability | 3 | 5 | 15
C0080291 | Generation | Gas Turbine | CT Gas Compressor Refubishment | 447731.75 | Reliability | 4 | 4 | 16
C0080334 | Generation | Steam | TUC1 Boiler Refurbishment 2026 | 446286.85 | Reliability | 4 | 4 | 16
C0080765 | Generation | Steam | POT - Coal Mill Refurbishment 2026 | 443455.2999 | Business Sustainability | 5 | 3 | 15
C0080862 | Generation | Steam | TRE6 Polisher Acid Skid | 430960 | Business Sustainability | 3 | 5 | 15
C0080860 | Generation | Steam | TRE6 DCS Upgrade | 423497 | Business Sustainability | 5 | 3 | 15
C0080711 | Generation | Steam | PHB - BAS Upgrade 2026 | 423233.4837 | Business Sustainability | 4 | 4 | 16
C0080751 | Generation | Steam | POA LS Quarry Reclamation 2026 | 417093.833 | Business Sustainability | 4 | 4 | 16
C0080637 | Generation | Steam | ICP Walkways & Ladders Refurb | 413248 | Health & Safety | 5 | 4 | 20
C0080709 | Generation | Steam | LIN4 RH1 Boiler Tube Replacement 2026 | 411936.7353 | Business Sustainability | 3 | 5 | 15
C0080673 | Generation | Steam | LIN1 RH1 Boiler Tube Replacement 2026 | 411000.5215 | Business Sustainability | 3 | 5 | 15
C0080658 | Generation | Steam | LIN Roof Drain Replacement 2026 | 403513.4811 | Business Sustainability | 5 | 3 | 15
C0080376 | Generation | Steam | TUC3 North CW Pump and Motor | 400000.3407 | Reliability | 4 | 4 | 16
C0058503 | Generation | Hydro | HYD LLF Crane Column Refurbishment | 290518.2923 | Business Sustainability | 4 | 5 | 20
C0080330 | Generation | Gas Turbine | TUC West Gas Compressor B | 397481.75 | Business Sustainability | 3 | 5 | 15
C0080304 | Generation | Gas Turbine | TUC East Gas Compressor B | 397481.75 | Business Sustainability | 3 | 5 | 15
C0030943 | Generation | Steam | ICP Pumphouse Refurbishment | 391280 | Business Sustainability | 5 | 4 | 20
C0080832 | Generation | Steam | TRE5 - PF Elbow Replacement | 385903 | Health & Safety | 4 | 5 | 20
C0080251 | Distribution | Distribution | 84W-302 Subsea Cable Removal | 383896.6219 | Business Sustainability | 4 | 5 | 20
C0080686 | Generation | Steam | LIN3 Aux Air Upgrades 2026 | 380720.3457 | Business Sustainability | 4 | 4 | 16
C0080703 | Generation | Steam | LIN4 Boiler Erosion Reduction System 2026 | 377001.6086 | Business Sustainability | 4 | 4 | 16
C0050892 | Generation | Steam | TUC No1 Elevator Upgrade | 376575.8535 | Health & Safety | 3 | 5 | 15
C0080845 | Generation | Steam | TRE6 - Air Heater Seal Replacement | 376296 | Business Sustainability | 4 | 4 | 16
C0080667 | Generation | Steam | LIN1 Boiler Erosion Reduction System 2026 | 376134.3855 | Business Sustainability | 4 | 4 | 16
C0080687 | Generation | Steam | LIN3 Boiler Erosion Reduction | 376134.3855 | Business Sustainability | 4 | 4 | 16
C0080363 | Generation | Steam | TUC3 Boiler Refurbishment 2026 | 375100.4163 | Reliability | 4 | 4 | 16
C0080650 | Generation | Steam | LIN Fly Ash System Refurbishment | 366260.4428 | Business Sustainability | 4 | 4 | 16
C0080762 | Generation | Steam | POT - Asbestos Refurbishment 2026 | 363373.1764 | Health & Safety | 5 | 3 | 15
C0080766 | Generation | Steam | POT - Conveyor & Fuel Handling Refurbishment 2026 | 354166.3796 | Business Sustainability | 4 | 4 | 16
C0080669 | Generation | Steam | LIN1 Crossover Bellows Replacement 2026 | 352858.0641 | Health & Safety | 4 | 4 | 16
C0080780 | Generation | Steam | POT - PCB Lighting Replacement 2026 | 351491.1109 | Health & Safety | 5 | 4 | 20
C0038806 | Generation | Steam | LIN1 Snout Ring Refurbishment 2026 | 350399.7008 | Reliability | 4 | 4 | 16
C0080871 | Generation | Steam | TUC3 Turbine Valve Refurbishment | 349905.4696 | Business Sustainability | 4 | 4 | 16
C0080350 | Generation | Steam | TUC2 Boiler Refurbishment 2026 | 348522.15 | Reliability | 4 | 4 | 16
C0080787 | Generation | Steam | POT - Road Way Refurbishment 2026 | 348219.3114 | Health & Safety | 5 | 5 | 25
C0080259 | Transmission | Transmission | 67N Onslow Spare Reactors | 215427.0158 | Business Sustainability | 4 | 4 | 16
C0080661 | Generation | Steam | LIN Sootblower Refurbishment 2026 | 334471.3983 | Business Sustainability | 5 | 4 | 20
C0080774 | Generation | Steam | POT - Graver Carbon Filter Replacment 2026 | 325092.8951 | Business Sustainability | 4 | 4 | 16
C0080777 | Generation | Steam | POT - Miscellaneous Valve / Component | 317531.232 | Business Sustainability | 5 | 3 | 15
C0080851 | Generation | Steam | TRE6 - Reclaim Refurbishment | 317309 | Health & Safety | 4 | 5 | 20
C0080800 | Generation | Steam | TRE - A Belt Structural Steel Refurbishment | 317309 | Health & Safety | 4 | 5 | 20
C0080635 | Generation | Hydro | HYD WRC South Lake Building and Electrical Upgrade | 316332.7069 | Business Sustainability | 4 | 4 | 16
C0080733 | Generation | Steam | POA Ash Reinjection Refurbishments | 313782.4002 | Operational Sustainability | 4 | 4 | 16
C0080753 | Generation | Steam | POA LS System Refurbishment 2026 | 304136.7746 | Business Sustainability | 4 | 4 | 16
C0080739 | Generation | Steam | POA Coal System Refurbishment 2026 | 304136.7746 | Business Sustainability | 5 | 3 | 15
C0080734 | Generation | Steam | POA Ash System Refurbishment 2026 | 304136.7746 | Business Sustainability | 5 | 3 | 15
C0080757 | Generation | Steam | POA Sewage Lagoon Dredging | 303512.8938 | Business Sustainability | 3 | 5 | 15
C0068906 | Generation | Steam | TUC6 Boiler Feed Pump Refurbishment | 300628.874 | Reliability | 3 | 3 | 9
C0080238 | Distribution | Distribution | 11S-301J Barrachois Phase Extension | 277019.869 | Business Sustainability | 4 | 5 | 20
C0082191 | Generation | Steam | LIN Fly Ash Baghouse Replacement 2026 | 300000 | Business Sustainability | 3 | 5 | 15
C0068869 | Generation | Gas Turbine | LM6000 Gas Cooler Structure Refurb | 299963.4 | Business Sustainability | 4 | 3 | 12
C0080868 | Generation | Steam | TUC1 South CW Pump Refurbishment | 298426.825 | Reliability | 3 | 4 | 12
C0080662 | Generation | Steam | LIN Turbine Lube Oil Dehydrator Replacement | 294834.4412 | Reliability | 3 | 5 | 15
C0080713 | Generation | Steam | PHB - Conveyors & Fuel Handling 2026 | 293867.4427 | Business Sustainability | 5 | 3 | 15
C0067783 | Generation | Steam | ICP - RC Locomotive Refurb 2026 | 293306 | Business Sustainability | 5 | 4 | 20
C0080775 | Generation | Steam | POT - HFO Piping Insulation Refurbishment 2026 | 290267.3835 | Business Sustainability | 4 | 4 | 16
C0080773 | Generation | Steam | POT - Fuel Delivery Control & Instrumentation Refurbishment 2026 | 287039.1825 | Business Sustainability | 4 | 4 | 16
C0080801 | Generation | Steam | TRE - Asbestos Abatement 2026 | 283698 | Health & Safety | 4 | 4 | 16
C0080727 | Generation | Steam | POA VFD Upgrades | 277053.8427 | Business Sustainability | 3 | 4 | 12
C0080252 | General Plant | General Plant | Intelligent Asset Data Capture & Integration Platform | 251719 | Business Sustainability | 3 | 3 | 9
C0080692 | Generation | Steam | LIN3 Fly Ash Hopper Vibration Replacement 2026 | 266336.6182 | Business Sustainability | 4 | 4 | 16
C0082274 | General Plant | General Plant | Storm Management Software Implementation | 2142280.36 | Business Sustainability | 3 | 4 | 12
C0080764 | Generation | Steam | POT - Breaker Refurbishment 2026 | 264528.5231 | Business Sustainability | 5 | 3 | 15
C0080246 | Distribution | Distribution | 99H-311 Windmill Rd Wyse Rd Reconductor | 264408.507 | Business Sustainability | 4 | 4 | 16
C0080657 | Generation | Steam | LIN Precipitator Refurbishment 2026 | 257967.1121 | Environment | 4 | 4 | 16
C0080723 | Generation | Steam | PHB - Powerflex 7000 VFD Drives | 254446.6647 | Business Sustainability | 5 | 3 | 15
C0080731 | Generation | Steam | POA Arrowhead Refurbishment 2026 | 253223.879 | Reliability | 4 | 4 | 16
C0080714 | Generation | Steam | PHB – DCS Multivariable Transmitter Upgrade | 251682.9 | Business Sustainability | 4 | 4 | 16
C0060560 | Generation | Steam | TUC Cooling Water Reduction | 250441.8531 | Business Sustainability | 3 | 4 | 12
C0027882 | Generation | Hydro | WRC Fire Line Replacement | 225178 | Health & Safety | 5 | 4 | 20
C0082197 | General Plant | General Plant | IT - Phone Recording for Compliance | 250000 | Compliance | 5 | 5 | 25
C0080284 | Generation | Gas Turbine | BGT3 Generator Minor Refurbishment | 249155.2302 | Business Sustainability | 4 | 4 | 16
C0080759 | Generation | Steam | POA Valve Component Replacement 2026 | 248860.8934 | Health & Safety | 4 | 4 | 16
C0080656 | Generation | Steam | LIN Plant Lighting Upgrade | 247805.4007 | Health & Safety | 5 | 3 | 15
C0080644 | Generation | Steam | LIN Coal Crusher Refurbishment 2026 | 245899.1134 | Business Sustainability | 4 | 4 | 16
C0080663 | Generation | Steam | LIN Wastewater Piping Replacement 2026 | 245169.1281 | Environment | 3 | 5 | 15
C0080244 | Distribution | Distribution | 85S-401 Cape Smokey BTR Removals | 221969.7044 | Business Sustainability | 4 | 5 | 20
C0080696 | Generation | Steam | LIN3 SCC Drive Replacement | 242371.5784 | Reliability | 3 | 5 | 15
C0080772 | Generation | Steam | POT - Fire Protection Upgrades 2026 | 241587.6721 | Health & Safety | 5 | 3 | 15
C0080660 | Generation | Steam | LIN Siding Refurbishment 2026 | 239001.792 | Business Sustainability | 4 | 4 | 16
C0080826 | Generation | Steam | TRE5 - Bottom Ash Refractory Replacement | 235265 | Business Sustainability | 3 | 4 | 12
C0080243 | Distribution | Distribution | 62H-304 Woodland Ave Extend 3 Phase to Feeder Tie | 234398.5786 | Business Sustainability | 4 | 5 | 20
C0080755 | Generation | Steam | POA Motor Overhauls | 233891.59 | Operational Sustainability | 4 | 4 | 16
C0080816 | Generation | Steam | TRE HVAC Replacement | 232592 | Business Sustainability | 4 | 4 | 16
C0080725 | Generation | Steam | PHB - Trancel Screw Refurbishment 2026 | 232080.9901 | Business Sustainability | 4 | 4 | 16
C0080835 | Generation | Steam | TRE5 5-1/5-2 CW Screen | 229475 | Business Sustainability | 4 | 4 | 16
C0080752 | Generation | Steam | POA LS Quarry Refurbishments 2026 | 226517.9594 | Reliability | 4 | 5 | 20
C0082196 | Generation | Steam | PHB - Asbestos Abatement | 225000 | Environment | 5 | 3 | 15
C0080242 | Distribution | Distribution | 4S-332 George St Single Circuit Reconductor | 207685.6175 | Business Sustainability | 4 | 5 | 20
C0080812 | Generation | Steam | TRE 4Kv Motor Refurbishments | 224427 | Business Sustainability | 3 | 5 | 15
C0080672 | Generation | Steam | LIN1 Miscellaneous Valve Refurbishment 2026 | 221796.7748 | Business Sustainability | 4 | 4 | 16
C0080693 | Generation | Steam | LIN3 Miscellaneous Valve Refurbishment 2026 | 220164.235 | Business Sustainability | 4 | 4 | 16
C0080706 | Generation | Steam | LIN4 Miscellaneous Valve Refurbishment 2026 | 220164.235 | Business Sustainability | 4 | 4 | 16
C0080745 | Generation | Steam | POA Expansion Joint Refurbishment 2026 | 219356.3756 | Reliability | 4 | 4 | 16
C0080645 | Generation | Steam | LIN Coal Plant Structural Refurbishment 2026 | 217175.1144 | Business Sustainability | 4 | 4 | 16
C0072648 | General Plant | General Plant | IT - Customer Enrollment Automation | 75000 | Operational Sustainability | 4 | 5 | 20
C0080875 | Transmission | Transmission | Battery Monitoring | 205154.07 | Business Sustainability | 4 | 4 | 16
C0080638 | Generation | Steam | LIN 34 GSCW Small Bore Piping Replacement 2026 | 212435.54 | Business Sustainability | 4 | 5 | 20
C0080796 | Generation | Steam | PTMT Shuttle Fire & Irrigation Refurb | 212222 | Compliance | 5 | 4 | 20
C0080855 | Generation | Steam | TRE6 6A BFP Refurbishment (volute) | 211460 | Business Sustainability | 4 | 4 | 16
C0080295 | Generation | Gas Turbine | LM6000 LM4/5 Roof Access Improvements | 209648.7552 | Health & Safety | 3 | 3 | 9
C0080609 | Distribution | Distribution | 2026 Manhole Cover Replacements | 207587.3126 | Business Sustainability | 4 | 5 | 20
C0080881 | Transmission | Transmission | Partial Discharge Monitoring - Inspection Pilot | 205337.6575 | Business Sustainability | 4 | 4 | 16
C0080866 | Generation | Steam | TUC1 Enhanced Monitoring | 204442.5494 | Business Sustainability | 4 | 4 | 16
C0080737 | Generation | Steam | POA Coal Feeder Refurbishments | 202661.95 | Business Sustainability | 4 | 4 | 16
C0080741 | Generation | Steam | POA DCMS Upgrades 2026 | 202661.9458 | Business Sustainability | 4 | 3 | 12
C0080743 | Generation | Steam | POA Drag Chains Upgrades | 202374.6662 | Operational Sustainability | 4 | 4 | 16
C0080834 | Generation | Steam | TRE5 - UPS Inverter and Line Conditioner Replacement | 201791 | Business Sustainability | 3 | 5 | 15
C0080758 | Generation | Steam | POA Turbine MSVs | 201703.9145 | Reliability | 4 | 4 | 16
C0080674 | Generation | Steam | LIN1 Turbine Supervisory | 201059.4316 | Business Sustainability | 5 | 3 | 15
C0080369 | Generation | Steam | TUC3 DW Cooler Structure Refurbishment | 200901.7217 | Health & Safety | 4 | 4 | 16
C0080292 | Generation | Gas Turbine | CT 600v Local Disconnect Installations | 200842.1042 | Reliability | 2 | 3 | 6
C0082190 | Generation | Steam | LIN D1 Conveyor Belt Replacement 2026 | 200000 | Business Sustainability | 5 | 3 | 15
C0080311 | Generation | Steam | TUC Mechanical Storage Improvements | 199931.5306 | Business Sustainability | 2 | 3 | 6
C0080339 | Generation | Steam | TUC1 Feedwater MCC Replacement | 199693.2465 | Reliability | 4 | 4 | 16
C0080865 | Generation | Steam | TUC WTP4 Replace DCS to PLC | 199668.9374 | Reliability | 4 | 4 | 16
C0060563 | Generation | Steam | TUC1 Steam Drum Refurbishment | 199424.7894 | Business Sustainability | 4 | 4 | 16
C0080830 | Generation | Steam | TRE5 - Mill Platform | 197537 | Health & Safety | 4 | 5 | 20
C0080631 | Generation | Hydro | HYD SIS Grand Lake Telemetry | 196775.3027 | Health & Safety | 3 | 5 | 15
C0080813 | Generation | Steam | TRE Ash Site Haul Road | 194669 | Environment | 4 | 4 | 16
C0041511 | Generation | Steam | POT Enhanced Monitoring | 181745.6471 | Business Sustainability | 4 | 4 | 16
C0060757 | Distribution | Distribution | 4C-432G Loch Katrine Build to Roadside | 191768.9481 | Business Sustainability | 3 | 5 | 15
C0080859 | Generation | Steam | TRE6 Burner Impeller Replacement | 191704 | Business Sustainability | 4 | 4 | 16
C0068691 | Generation | Steam | TRE6 - Main Boiler Stop Valve | 189067 | Business Sustainability | 4 | 4 | 16
C0082189 | Generation | Steam | LIN GSCW Pump Replacement 2026 | 184500 | Business Sustainability | 4 | 4 | 16
C0080701 | Generation | Steam | LIN4 Air Preheater Seal Refurbishment 2026 | 183108.5014 | Business Sustainability | 3 | 5 | 15
C0080647 | Generation | Steam | LIN Emergency Flyte Pump Replacement | 182728.2669 | Reliability | 4 | 3 | 12
C0068228 | Generation | Steam | LIN3 Air Preheater Seal Refurbishment 2026 | 182648.1041 | Business Sustainability | 3 | 5 | 15
C0080820 | Generation | Steam | TRE5 - 5-2 FD Fan Refurbishment | 182065 | Business Sustainability | 4 | 4 | 16
C0080799 | Generation | Steam | TRE - 4kV Breaker Replacements 2026 | 180707 | Business Sustainability | 3 | 5 | 15
C0080640 | Generation | Steam | LIN Ash Site Winter Cover 2026 | 177450.7757 | Environment | 3 | 5 | 15
C0080831 | Generation | Steam | TRE5 - Misc. Valves Refurbishment 2026 | 176468 | Business Sustainability | 4 | 4 | 16
C0037747 | Generation | Wind | WIN - South Canoe CMS Upgrade | 176210.2381 | Business Sustainability | 3 | 5 | 15
C0068195 | Generation | Steam | LIN Substation Transformer Cable Refurbishment | 175735.9936 | Business Sustainability | 3 | 5 | 15
C0080850 | Generation | Steam | TRE6 - Misc. Valves Refurbishment 2026 | 175346 | Business Sustainability | 4 | 4 | 16
C0080717 | Generation | Steam | PHB - HVAC Refurbishment | 174305.5894 | Health & Safety | 3 | 5 | 15
C0080608 | Distribution | Distribution | 2026 Manhole Automatic Pumps | 173671.1399 | Business Sustainability | 4 | 5 | 20
C0080718 | Generation | Steam | PHB – Lighting Upgrades 2026 | 170771.0037 | Business Sustainability | 5 | 4 | 20
C0080694 | Generation | Steam | LIN3 Oil Gun Replacement 2026 | 170038.736 | Reliability | 4 | 4 | 16
C0080707 | Generation | Steam | LIN4 Oil Gun Replacement 2026 | 170038.736 | Reliability | 4 | 4 | 16
C0080802 | Generation | Steam | TRE - Ash Site Management | 169279 | Environment | 4 | 4 | 16
C0080646 | Generation | Steam | LIN Electric Actuator Refurbishment | 168903.1018 | Business Sustainability | 4 | 4 | 16
C0082132 | Generation | Steam | TRE5 FAC 2026 | 168686 | Business Sustainability | 4 | 4 | 16
C0082146 | Generation | Steam | TRE6 FAC 2026 | 168686 | Business Sustainability | 4 | 4 | 16
C0080821 | Generation | Steam | TRE5 - 5-4 Feedwater Heater Refurbishment | 168353 | Business Sustainability | 3 | 4 | 12
C0080858 | Generation | Steam | TRE6 Aux Cooling Water Oil Analyzer | 168035 | Environment | 5 | 3 | 15
C0080808 | Generation | Steam | TRE - Roof Drain Replacements | 168035 | Environment | 4 | 3 | 12
C0080844 | Generation | Steam | TRE6 - A and B CW Screens Refurbishment | 166481 | Business Sustainability | 4 | 4 | 16
C0080771 | Generation | Steam | POT - Facility Upgrades | 164944.1449 | Business Sustainability | 4 | 4 | 16
C0080779 | Generation | Steam | POT - Overhead Doors Replacement | 164122.9921 | Business Sustainability | 5 | 3 | 15
C0080829 | Generation | Steam | TRE5 - ID Fan Expansion Joints | 162906 | Business Sustainability | 4 | 4 | 16
C0080670 | Generation | Steam | LIN1 GSCW Small Bore Piping Replacement 2026 | 161853.5026 | Business Sustainability | 4 | 5 | 20
C0080652 | Generation | Steam | LIN Grating Refurbishment 2026 | 161182.6933 | Business Sustainability | 5 | 3 | 15
C0068724 | General Plant | General Plant | IT - Safety IRD Replacement | 120000 | Compliance | 5 | 5 | 25
C0082134 | General Plant | General Plant | IT - Test Automation Tool Implementation | 160000 | Operational Sustainability | 4 | 5 | 20
C0038876 | Generation | Hydro | HYD - HMS Veritcal Boring Mill Repl | 159439.3112 | Business Sustainability | 3 | 4 | 12
C0080792 | Generation | Steam | POT -Lighting Upgrades 2026 | 158121.7727 | Business Sustainability | 5 | 4 | 20
C0080736 | Generation | Steam | POA Building HVAC Refurbishments | 156504.89 | Reliability | 4 | 3 | 12
C0068165 | Generation | Steam | LIN Electric Motor Refurbishment 2026 | 155475.246 | Business Sustainability | 3 | 5 | 15
C0080756 | Generation | Steam | POA Plant Lighting Upgrades 2026 | 153114.1457 | Health & Safety | 4 | 4 | 16
C0080648 | Generation | Steam | LIN Facilities Upgrade 2026 | 152907.6597 | Business Sustainability | 5 | 3 | 15
C0061331 | Generation | Steam | TRE0 - 6A Service Air Compressor Replacement | 152758 | Business Sustainability | 4 | 4 | 16
C0080699 | Generation | Steam | LIN3 TG Column Protection 2026 | 152364.6941 | Health & Safety | 3 | 5 | 15
C0080627 | Generation | Hydro | HYD Battery Bank Replacement | 152097.9341 | Business Sustainability | 3 | 5 | 15
C0030122 | Generation | Steam | LIN4 HIP Insulation Replacement 2026 | 152083.2358 | Business Sustainability | 4 | 4 | 16
C0080786 | Generation | Steam | POT - Potable Water Carbon Sand Filter 2026 | 152015.204 | Environment | 4 | 4 | 16
C0080624 | General Plant | General Plant | Tableau to Power BI Translation for ED | 51036.7963 | Operational Sustainability | 4 | 4 | 16
C0080316 | Generation | Steam | TUC Oil Analysis Improvements | 150633.874 | Environment | 3 | 4 | 12
C0080651 | Generation | Steam | LIN Fly Ash Valve Replacement | 150617.6391 | Business Sustainability | 3 | 5 | 15
C0080277 | Generation | Gas Turbine | BGT1 Vibration System Upgrade | 150421.2757 | Reliability | 3 | 4 | 12
C0080273 | Generation | Gas Turbine | BGT1 - AC/DC Fuel & Oil Pump Replacement | 150273.1596 | Reliability | 3 | 3 | 9
C0080639 | Generation | Steam | LIN 4160 600V Breaker Refurbishment 2026 | 150268.2355 | Business Sustainability | 4 | 4 | 16
C0080378 | Generation | Steam | TUC3 Steam Drum Refurbishment | 150057.9098 | Business Sustainability | 4 | 4 | 16
C0082194 | Generation | Steam | LIN 4160/600V Motor Refurbishment 2026 | 150000 | Business Sustainability | 3 | 5 | 15
C0080302 | Generation | Steam | TUC DCS HMI Upgrade 2026 | 149838.6179 | Reliability | 4 | 4 | 16
C0080298 | Generation | Steam | TUC Aux Boiler Condensate Recovery | 149813.7771 | Business Sustainability | 4 | 4 | 16
C0038134 | Generation | Hydro | HYD LUM Crane Replacement | 149630.3701 | Business Sustainability | 4 | 5 | 20
C0080353 | Generation | Steam | TUC2 DCS HMI Upgrade 2026 | 149393.27 | Reliability | 4 | 4 | 16
C0080333 | Generation | Steam | TUC1 4kV-600V Breaker Replacement 2026 | 149113.9352 | Reliability | 4 | 4 | 16
C0080268 | Generation | Gas Turbine | BGT DC/AC Generator Lube Oil Pump Motor Replacement | 149002.7544 | Reliability | 5 | 3 | 15
C0080337 | Generation | Steam | TUC1 DCS HMI Upgrades 2026 | 148846.2 | Reliability | 4 | 4 | 16
C0080869 | Generation | Steam | TUC2 4kV 600v Breaker Replacement 2026 | 148744.525 | Reliability | 4 | 4 | 16
C0080634 | Generation | Hydro | HYD WRC D6 D8 Rip Rap Replacement | 148643.8952 | Health & Safety | 5 | 4 | 20
C0068692 | Generation | Steam | TRE6 - 6A BFP Discharge Valve Refurbishment | 148141 | Business Sustainability | 4 | 4 | 16
C0080607 | Distribution | Distribution | 2026 Feeder Exit Replacements | 146447.5685 | Business Sustainability | 4 | 5 | 20
C0080804 | Generation | Steam | TRE - Lift Station Refurbishment | 143292 | Business Sustainability | 4 | 4 | 16
C0080729 | Generation | Steam | POA Access Improvement 2026 | 143154.9 | Health & Safety | 4 | 4 | 16
C0080790 | Generation | Steam | POT - Transmitter Refurbishment 2026 | 143146.7428 | Business Sustainability | 4 | 4 | 16
C0068726 | General Plant | General Plant | IT - BlueCross Integration with PeopleSoft | 140000 | Compliance | 3 | 4 | 12
C0080221 | Generation | Hydro | HYD BIF Powerhouse Leak Refurbishment | 79058 | Health & Safety | 4 | 5 | 20
C0080846 | Generation | Steam | TRE6 - Boiler Refurbishment | 137099 | Business Sustainability | 4 | 4 | 16
C0080735 | Generation | Steam | POA Boiler Coal Chute Improvements | 136271.9379 | Operational Sustainability | 4 | 4 | 16
C0080794 | Generation | Steam | PTMT Hopper Wear Plate Refurb | 132934 | Business Sustainability | 5 | 4 | 20
C0080857 | Generation | Steam | TRE6 6D Conveyor Belt Refurbishment | 132704 | Business Sustainability | 3 | 5 | 15
C0080761 | Generation | Steam | POA Water Treatment Valve Overhaul | 131884.9269 | Business Sustainability | 4 | 4 | 16
C0080649 | Generation | Steam | LIN Flame Scanner Replacement 2026 | 130430.4987 | Business Sustainability | 4 | 4 | 16
C0050647 | Generation | Gas Turbine | VJ2 Air Hood Upgrades | 129178.615 | Business Sustainability | 4 | 3 | 12
C0080294 | Generation | Gas Turbine | LM6000 Fuel Flow Valve Replacement | 128260.8868 | Business Sustainability | 3 | 3 | 9
C0080614 | Generation | Gas Turbine | Performance Monitoring LM60000 | 127526.9562 | Reliability | 4 | 4 | 16
C0080746 | Generation | Steam | POA Facilities Security Upgrades 2026 | 127110.4325 | Health & Safety | 4 | 4 | 16
C0080819 | Generation | Steam | TRE PAC System Refurbishments | 126689 | Environment | 5 | 3 | 15
C0080653 | Generation | Steam | LIN Guarding and Railing Upgrade 2026 | 126315.2746 | Health & Safety | 5 | 3 | 15
C0080809 | Generation | Steam | TRE - Sootblower Refurbishment 2026 | 126027 | Business Sustainability | 4 | 4 | 16
C0080390 | Generation | Steam | TUC6 Generator Monitor (IRIS PD) | 125686.6179 | Reliability | 3 | 5 | 15
C0080385 | Generation | Steam | TUC6 B&K TSE | 125686.6179 | Reliability | 4 | 3 | 12
C0080811 | Generation | Steam | TRE - Transmitters and Controls | 125238 | Business Sustainability | 4 | 4 | 16
C0080377 | Generation | Steam | TUC3 Polisher Valve Replacements | 124810.5377 | Reliability | 4 | 4 | 16
C0080327 | Generation | Steam | TUC Stack Lighting Ph 2 | 124566.7676 | Health & Safety | 3 | 3 | 9
C0080324 | Generation | Steam | TUC Sensors and Alarms 2026 | 124566.7676 | Reliability | 5 | 3 | 15
C0080778 | Generation | Steam | POT - New Skid Steer | 124338.5817 | Health & Safety | 5 | 5 | 25
C0080358 | Generation | Steam | TUC2 Motor Refurbishments 2026 | 124250.95 | Business Sustainability | 4 | 4 | 16
C0080837 | Generation | Steam | TRE5 Flamer scanner Upgrades | 123891 | Business Sustainability | 4 | 4 | 16
C0080346 | Generation | Steam | TUC1 Polisher Resin Replacement | 123846.2 | Reliability | 4 | 4 | 16
C0080867 | Generation | Steam | TUC1 Iris Generator Monitor | 123810.004 | Reliability | 3 | 5 | 15
C0080347 | Generation | Steam | TUC1 Polisher Valve Upgrade 2026 | 123608.1 | Reliability | 4 | 4 | 16
C0080817 | Generation | Steam | TRE LED Upgrades 2026 | 123187 | Business Sustainability | 3 | 5 | 15
C0080310 | Generation | Steam | TUC Lighting Program 2026 | 120399.6162 | Business Sustainability | 3 | 5 | 15
C0080309 | Generation | Steam | TUC Handrail Program 2026 | 120086.0004 | Health & Safety | 4 | 4 | 16
C0080803 | Generation | Steam | TRE - Chemical Unloading Drain | 118651 | Health & Safety | 4 | 4 | 16
C0080630 | Generation | Hydro | HYD Gaspereau Lake Telemetry | 118620.6172 | Health & Safety | 3 | 5 | 15
C0080815 | Generation | Steam | TRE Electrical Panel Upgrades | 118243 | Business Sustainability | 4 | 4 | 16
C0082245 | General Plant | General Plant | Ambient Air Shelter Replacement | 117570.8314 | Environment | 4 | 3 | 12
C0080828 | Generation | Steam | TRE5 - Conveyors Refurbishment 2026 | 115811 | Business Sustainability | 3 | 5 | 15
C0080849 | Generation | Steam | TRE6 - Conveyors Refurbishment 2026 | 115011 | Business Sustainability | 3 | 5 | 15
C0080854 | Generation | Steam | TRE6 600V Motor Starters | 114279 | Business Sustainability | 4 | 4 | 16
C0080833 | Generation | Steam | TRE5 - Reclaim Refurbishment | 111973 | Health & Safety | 4 | 5 | 20
C0080776 | Generation | Steam | POT - HVAC Refurbishment 2026 | 111746.0518 | Business Sustainability | 5 | 3 | 15
C0042927 | Distribution | Distribution | 103C-314-Grand etang Water Crossing | 106352.5335 | Business Sustainability | 3 | 5 | 15
C0082128 | Generation | Hydro | HYD - FUN Smoke Detection | 99068.6686 | Business Sustainability | 4 | 5 | 20
C0080836 | Generation | Steam | TRE5 5B Conveyor Belt Replacement | 106902 | Business Sustainability | 3 | 5 | 15
C0080853 | Generation | Steam | TRE6 6 G Conveyor Belt Refurbishment | 106164 | Business Sustainability | 3 | 5 | 15
C0080744 | Generation | Steam | POA Equipment/Emission Monitoring Upgrades | 102141.518 | Environment | 4 | 4 | 16
C0080814 | Generation | Steam | TRE Common Water Replacement | 100822 | Business Sustainability | 3 | 4 | 12
C0080300 | Generation | Steam | TUC Concrete Floor Refurbishment | 100382.155 | Health & Safety | 3 | 3 | 9
C0080296 | Generation | Steam | TUC Auto Greaser Upgrade | 100289.7134 | Reliability | 2 | 2 | 4
C0080384 | Generation | Steam | TUC6A Polisher Element Replacement | 100198.1421 | Business Sustainability | 4 | 4 | 16
C0080818 | Generation | Steam | TRE Multilin Upgrades | 100191 | Business Sustainability | 4 | 4 | 16
C0080305 | Generation | Steam | TUC Electrical Panel Replacements 2026 | 100126.8875 | Reliability | 4 | 4 | 16
C0080365 | Generation | Steam | TUC3 Burner Valves Replacement 2026 | 100063.8742 | Reliability | 3 | 3 | 9
C0080380 | Generation | Steam | TUC3 Furnace Camera | 100032.0956 | Reliability | 2 | 2 | 4
C0080643 | Generation | Steam | LIN Cinder Block Support Refurbishment | 100000 | Health & Safety | 4 | 4 | 16
C0080379 | Generation | Steam | TUC3 BFP Panel Upgrades | 99859.951 | Reliability | 4 | 3 | 12
C0080306 | Generation | Steam | TUC Facilities Upgrades | 99832.0597 | Business Sustainability | 3 | 5 | 15
C0052937 | Generation | Wind | WIN Digby Roof Replacement | 99684.6847 | Business Sustainability | 3 | 5 | 15
C0080870 | Generation | Steam | TUC3 4kV 600V Breaker Replacements 2026 | 99634.3685 | Reliability | 4 | 4 | 16
C0080299 | Generation | Steam | TUC Battery Bank Monitoring | 99632.5211 | Reliability | 2 | 2 | 4
C0080328 | Generation | Steam | TUC Station Fuel Oil Upgrades Ph3 | 99621.4868 | Environment | 4 | 4 | 16
C0080297 | Generation | Steam | TUC 600v Local Disconnect Installations | 99589.371 | Reliability | 3 | 3 | 9
C0080329 | Generation | Steam | TUC Turbine Bay Louver Refurbishment | 99554.7876 | Business Sustainability | 2 | 2 | 4
C0080323 | Generation | Steam | TUC SEL Motor Protection Relays | 99554.7876 | Reliability | 4 | 4 | 16
C0080322 | Generation | Steam | TUC SEL Generator Protection Relays | 99554.7876 | Reliability | 4 | 4 | 16
C0080383 | Generation | Steam | TUC6 4kV 600v Breaker Replacements | 99344.7443 | Reliability | 4 | 4 | 16
C0080355 | Generation | Steam | TUC2 Flame Scanner Replacement | 99121.825 | Reliability | 4 | 3 | 12
C0080301 | Generation | Steam | TUC Controls Shop Test Equipment | 99000 | Business Sustainability | 2 | 2 | 4
C0080321 | Generation | Steam | TUC Rotating Equipment Guards 2026 | 98992.178 | Health & Safety | 4 | 4 | 16
C0080318 | Generation | Steam | TUC Platform and Ladders 2026 | 98992.178 | Health & Safety | 4 | 4 | 16
C0080317 | Generation | Steam | TUC Plant Security Upgrades 2026 | 98954.1392 | Security | 4 | 4 | 16
C0080313 | Generation | Steam | TUC Obsolete Instrumentation | 98954.1392 | Reliability | 3 | 5 | 15
C0080270 | Generation | Gas Turbine | BGT Fuel Tank Refurbishment | 98892.704 | Environment | 2 | 3 | 6
C0080345 | Generation | Steam | TUC1 Online Oil Analyser | 98870 | Environment | 3 | 4 | 12
C0080698 | Generation | Steam | LIN3 TG Bearing and Lagging Sprinkler Upgrade | 97999.3369 | Health & Safety | 3 | 5 | 15
C0080659 | Generation | Steam | LIN Security Fencing Refurbishment 2026 | 96949.2612 | Health & Safety | 3 | 5 | 15
C0080690 | Generation | Steam | LIN3 DC SealLube Oil Motor Cable Wrap | 95524.7952 | Health & Safety | 3 | 5 | 15
C0068451 | Generation | Steam | LIN3 Diesel Generator Fire Protection | 93272.6017 | Health & Safety | 3 | 5 | 15
C0080754 | Generation | Steam | POA Machinery Guarding 2026 | 92719.9678 | Health & Safety | 4 | 4 | 16
C0080843 | Generation | Steam | TRE6 - 6A Seal Air Fan Replacement | 92093 | Business Sustainability | 4 | 4 | 16
C0080308 | Generation | Steam | TUC Forklift Replacement | 90498.87 | Business Sustainability | 2 | 4 | 8
C0080805 | Generation | Steam | TRE - Overhead / Person Door Refurbishments | 90403 | Health & Safety | 4 | 4 | 16
C0080797 | Generation | Steam | Rail Car & Truck Refurb 2026 | 90190 | Business Sustainability | 5 | 4 | 20
C0081825 | Generation | Steam | LIN Acid/Caustic Strength Meter Installation 2026 | 90000 | Business Sustainability | 4 | 4 | 16
C0068693 | Generation | Steam | TRE6 Instrument Air Dry Replacement | 89194 | Business Sustainability | 3 | 5 | 15
C0080742 | Generation | Steam | POA Denim Tank Heater | 85103.4912 | Business Sustainability | 4 | 4 | 16
C0069050 | Generation | Steam | TUC EST3 Fire Panel Protection | 81455.7572 | Health & Safety | 5 | 5 | 25
C0080331 | Generation | Steam | TUC WTP4 RO Caustic Injection and Meter Replacements | 79544.525 | Reliability | 4 | 4 | 16
C0080394 | Generation | Gas Turbine | TUS Fuel Piping Replacement | 78892.704 | Environment | 2 | 2 | 4
C0080267 | Generation | Gas Turbine | BGT Air House Clean Room Refurbishment | 78892.704 | Business Sustainability | 2 | 2 | 4
C0080290 | Generation | Gas Turbine | CT Fleet Oil Filter Upgrades | 78892.704 | Reliability | 2 | 2 | 4
C0080824 | Generation | Steam | TRE5 - Boiler Safety Valve Refurbishments 2026 | 76267 | Business Sustainability | 4 | 4 | 16
C0080747 | Generation | Steam | POA Fire System Upgrade 2026 | 76243.5182 | Health & Safety | 4 | 4 | 16
C0080847 | Generation | Steam | TRE6 - Boiler Safety Valve Refurbishments 2026 | 75801 | Business Sustainability | 4 | 4 | 16
C0080361 | Generation | Steam | TUC3 BAS Upgrade | 74951.271 | Reliability | 3 | 5 | 15
C0080389 | Generation | Steam | TUC6 Electric Actuators 2026 | 74922.8099 | Reliability | 4 | 4 | 16
C0080370 | Generation | Steam | TUC3 Electric Actuators 2026 | 74920.9449 | Reliability | 4 | 4 | 16
C0080372 | Generation | Steam | TUC3 Misccellaneous Valve Replacement 2026 | 74898.884 | Reliability | 4 | 4 | 16
C0080349 | Generation | Steam | TUC1 South BFP Motor Refurbishment | 74754.6 | Reliability | 4 | 4 | 16
C0080388 | Generation | Steam | TUC6 DCS HMI Upgrade 2026 | 74631.5975 | Reliability | 4 | 4 | 16
C0080381 | Generation | Steam | TUC3 Replace Stack Flowmeters | 74630.4811 | Business Sustainability | 4 | 4 | 16
C0080368 | Generation | Steam | TUC3 DCS HMI Upgrade 2026 | 74630.4811 | Reliability | 4 | 4 | 16
C0080348 | Generation | Steam | TUC1 2 Wire Ni RTDs Replacements | 74370 | Reliability | 3 | 3 | 9
C0080342 | Generation | Steam | TUC1 Misc Valve Replacement 2026 | 74370 | Reliability | 4 | 4 | 16
C0080357 | Generation | Steam | TUC2 Miscellaneous Valve Replacement 2026 | 74370 | Reliability | 4 | 4 | 16
C0080338 | Generation | Steam | TUC1 Electric Actuators 2026 | 74368.16 | Reliability | 4 | 4 | 16
C0080314 | Generation | Steam | TUC Offloading Waste Oil Tank Replacement | 74317.8532 | Environment | 4 | 4 | 16
C0080237 | Distribution | Distribution | 2026 Padmount Switch Replacement | 74195 | Business Sustainability | 5 | 4 | 20
C0080354 | Generation | Steam | TUC2 Electric Actuators 2026 | 74180.43 | Reliability | 4 | 4 | 16
C0080374 | Generation | Steam | TUC3 Natural Gas Valves Refurbishment 2026 | 74080.9373 | Business Sustainability | 5 | 3 | 15
C0068103 | General Plant | General Plant | Distribution Event data Quality Management System | 42592.071 | Business Sustainability | 4 | 4 | 16
C0080344 | Generation | Steam | TUC1 Natural Gas Valves Refurbishment 2026 | 73617.24 | Business Sustainability | 5 | 3 | 15
C0080359 | Generation | Steam | TUC2 Natural Gas Valves Refurbishments 2026 | 73617.24 | Business Sustainability | 5 | 3 | 15
C0080791 | Generation | Steam | POT - WTP Graver PLC & HMI Upgrades | 71673.9769 | Business Sustainability | 5 | 3 | 15
C0080864 | Generation | Steam | TUC WTP12 Train Valve Replacements | 70480.8911 | Reliability | 4 | 4 | 16
C0080728 | Generation | Steam | POA 4KV 600V Breaker Refurbishment 2026 | 66189.5645 | Business Sustainability | 3 | 4 | 12
C0052615 | Generation | Steam | ICP Locomotive Governor Refurb U&U | 42255 | Business Sustainability | 5 | 4 | 20
C0061347 | General Plant | General Plant | IT - Wireless Video Solution | 61819 | Operational Sustainability | 5 | 5 | 25
C0080730 | Generation | Steam | POA Acid Systems Polisher Upgrades | 61662.5 | Operational Sustainability | 4 | 4 | 16
C0080749 | Generation | Steam | POA Ladder Upgrades 2026 | 61452.5 | Health & Safety | 4 | 4 | 16
C0080863 | Generation | Steam | TRE6 WTP Silica Analyser | 60523 | Business Sustainability | 3 | 4 | 12
C0080312 | Generation | Steam | TUC NERC Replacements | 60108.5906 | Reliability | 4 | 3 | 12
C0080822 | Generation | Steam | TRE5 - 5-5 Bled Steam Valve | 59776 | Business Sustainability | 4 | 4 | 16
C0080842 | Generation | Steam | TRE6 - 6-6 Bled Steam Valve | 59638 | Business Sustainability | 4 | 4 | 16
C0080373 | Generation | Steam | TUC3 Motor Refurbishment 2026 | 59530.25 | Business Sustainability | 4 | 4 | 16
C0068346 | General Plant | General Plant | Oracle to DL Interface | 50118 | Operational Sustainability | 3 | 5 | 15
C0080386 | Generation | Steam | TUC6 Breaker Refurbishments 2026 | 50913.1177 | Reliability | 4 | 3 | 12
C0080382 | Generation | Steam | TUC6 4160V/600V Motor Refurbishment 2026 | 50510.3018 | Reliability | 4 | 4 | 16
C0080343 | Generation | Steam | TUC1 Motor Refurbishments 2026 | 50188.665 | Business Sustainability | 4 | 4 | 16
C0080351 | Generation | Steam | TUC2 Control Valve Replacement 2026 | 50130.06 | Business Sustainability | 4 | 4 | 16
C0080307 | Generation | Steam | TUC Fire Protection Routine | 50003.4982 | Health & Safety | 3 | 5 | 15
C0080366 | Generation | Steam | TUC3 Control Valve Replacement 2026 | 49944.4167 | Business Sustainability | 4 | 4 | 16
C0080315 | Generation | Steam | TUC Oil Additive Injection | 49870 | Environment | 3 | 4 | 12
C0080326 | Generation | Steam | TUC Sprinkler Head Replacements | 49603.5088 | Health & Safety | 4 | 3 | 12
C0080332 | Generation | Steam | TUC1 Air Heater Internal Refurbishment | 49467.79 | Reliability | 3 | 3 | 9
C0080335 | Generation | Steam | TUC1 Control Valve Replacement 2026 | 49442.33 | Business Sustainability | 4 | 4 | 16
C0080276 | Generation | Gas Turbine | BGT1 Inverter Replacement | 44903.312 | Reliability | 4 | 4 | 16
C0080827 | Generation | Steam | TRE5 - Control Station Refurbishments | 44166 | Business Sustainability | 4 | 4 | 16
C0080371 | Generation | Steam | TUC3 MCC Refurbishment 2026 | 42530.25 | Reliability | 4 | 4 | 16
C0080748 | Generation | Steam | POA Kubota RTV Replacement | 42383.9269 | Health & Safety | 4 | 5 | 20
C0080356 | Generation | Steam | TUC 2 MCC Refurbishment 2026 | 40046.355 | Reliability | 4 | 4 | 16
C0080293 | Generation | Gas Turbine | LM6000 Borescope Turning Tool | 40000.4 | Business Sustainability | 2 | 3 | 6
C0080393 | Generation | Gas Turbine | TUS Fuel Actuator | 39917.595 | Reliability | 4 | 4 | 16
C0080272 | Generation | Gas Turbine | BGT Switch Gear Doors Replacement | 39917.595 | Health & Safety | 3 | 3 | 9
C0080271 | Generation | Gas Turbine | BGT Roof Refurbishment | 39917.595 | Business Sustainability | 3 | 5 | 15
C0080341 | Generation | Steam | TUC1 MCC Refurbishment 2026 | 39621.996 | Reliability | 3 | 5 | 15
C0080401 | Generation | Gas Turbine | VJ2 Bleed Valve Upgrades | 34814.11 | Business Sustainability | 4 | 4 | 16
C0080287 | Generation | Gas Turbine | BGT3/4 Battery Replacement | 29814.11 | Business Sustainability | 4 | 4 | 16
C0080400 | Generation | Gas Turbine | VJ1 Package Coating | 29791.77 | Business Sustainability | 2 | 2 | 4
C0080404 | Generation | Gas Turbine | VJ2 Package Coating | 29791.77 | Business Sustainability | 2 | 2 | 4
C0080838 | Generation | Steam | TRE5 Lube Oil Replacement | 26885 | Business Sustainability | 3 | 5 | 15
C0080387 | Generation | Steam | TUC6 Bypass Valves Replacement | 25135.8758 | Business Sustainability | 3 | 3 | 9
C0080810 | Generation | Steam | TRE - TAMS Offsetting 2025 | 23066 | Environment | 4 | 4 | 16
C0080269 | Generation | Gas Turbine | BGT Fence Replacement | 19999.996 | Security | 2 | 3 | 6
C0080402 | Generation | Gas Turbine | VJ2 Cooling Tube Replacement | 19872.715 | Business Sustainability | 4 | 4 | 16
C0080274 | Generation | Gas Turbine | BGT1 Cooling Tube Replacement | 19872.715 | Business Sustainability | 4 | 4 | 16
C0080278 | Generation | Gas Turbine | BGT2 Cooling Tube Replacement | 19872.715 | Business Sustainability | 4 | 4 | 16
C0080282 | Generation | Gas Turbine | BGT3 Cooling Tube Replacement | 19872.715 | Business Sustainability | 4 | 4 | 16
C0080288 | Generation | Gas Turbine | BGT4 Cooling Tube Replacement | 19872.715 | Business Sustainability | 4 | 4 | 16
C0080403 | Generation | Gas Turbine | VJ2 Generator Meter Replacement | 10563.19 | Reliability | 4 | 5 | 20
C0080395 | Generation | Gas Turbine | TUS Generator Meter Replacement | 10063.19 | Reliability | 4 | 5 | 20
C0080399 | Generation | Gas Turbine | VJ1 Generator Meter Replacement | 10063.19 | Reliability | 4 | 5 | 20
C0080392 | Generation | Gas Turbine | TUS Fencing Replacement | 10038.556 | Security | 2 | 2 | 4
C0080397 | Generation | Gas Turbine | VJ Fence Replacement | 10038.556 | Security | 3 | 3 | 9
C0080275 | Generation | Gas Turbine | BGT1 Generator Meter Replacement | 10007.2409 | Reliability | 4 | 5 | 20
C0080280 | Generation | Gas Turbine | BGT2 Generator Meter Replacement | 10007.2409 | Reliability | 4 | 5 | 20
C0080391 | Generation | Gas Turbine | TUS Battery Bank Relocation | 9957.478 | Business Sustainability | 3 | 3 | 9
C0080283 | Generation | Gas Turbine | BGT3 Generator Meter Replacement | 9953.1532 | Reliability | 4 | 5 | 20
C0080289 | Generation | Gas Turbine | BGT4 Generator Meter Replacement | 9953.1532 | Reliability | 4 | 5 | 20
C0080286 | Generation | Gas Turbine | BGT3 Vibration System Upgrade | 9931.1105 | Reliability | 3 | 4 | 12
C0050654 | Generation | Gas Turbine | BGT3 Gen Relief Valve | 9931.1105 | Business Sustainability | 2 | 3 | 6