## 2027
Affordable Multifamily Housing | [15 empty] | Affordable Multi-Family Housing
Measure Name | Technology Type | Decision Type | Measure Life | Remaining Useful Life (RUL) | Net-To-Gross Ratio | Per Unit Gross Annual Energy Savings per Unit at Meter (kWh) | Per Unit Gross Peak Demand Savings per Unit at Meter (Watts) | Per Unit Incentive ($) | Per Unit Present Value Electric Energy PAC Avoided Cost Benefits ($) | Per Unit Present Value Electric Coin. Demand PAC Avoided Cost Benefits ($) | First-Year Unit Cost / kWh at Generator ($/kWh) | Lifetime Unit Cost / kWh at Generator ($/kWh) | Unit Cost / Watt at Generator ($/W) | Customer Simple Payback with Incentives (years) | Customer Simple Payback without Incentives (years) | Measure Name | Participation (Units) | Total Peak Demand Savings (kW) | Total First Year Energy Savings (MWh) | Total Lifetime Energy Savings (MWh) | Present Value Electric Energy PAC Avoided Cost Benefits ($) | Present Value Electric Coin. Demand PAC Avoided Cost Benefits ($) | Total Incentive ($) | PAC Benefits ($) | PAC Costs ($) | PAC Net Benefits ($) | PAC Ratio
Heat Pump Water Heater with heat pump baseline | Res DHW | RET | 15 | 5 | 100% | 1280 | 207 | 1500 | 1316.5953 | 913.4354 | 1.0762 | 0.071744 | 6.4423 | 9.6464 | 16.1193 | Heat Pump Water Heater with heat pump baseline | 20 | 4.6568 | 27.8768 | 418.1517 | 26331.9055 | 18268.7088 | 30000 | 44600.6143 | 30000 | 14600.6143 | 1.4867
Heat Pump Water Heater with electric resistance baseline | Res DHW | RET | 15 | 5 | 100% | 1179 | 191 | 1500 | 1212.7077 | 842.8317 | 1.1684 | 0.07789 | 6.9819 | 10.4727 | 17.5001 | Heat Pump Water Heater with electric resistance baseline | 20 | 4.2968 | 25.6771 | 385.1569 | 24254.1535 | 16856.6347 | 30000 | 41110.7883 | 30000 | 11110.7883 | 1.3704
AMFH Comprehensive - electrically heated | Res HVAC | RET | 20.5 | 6.8333 | 100% | 17546.1395 | 4964.6 | 40000 | 27021.6883 | 24271.4868 | 2.0935 | 0.10212 | 7.163 | 7.6337 | 18.1633 | AMFH Comprehensive - electrically heated | 10 | 55.8428 | 191.0664 | 3916.8604 | 270216.8826 | 242714.8678 | 400000 | 512931.7504 | 400000 | 112931.7504 | 1.2823
Air-Source Heat Pump - ducted and non-ducted | Res HVAC | RET | 18 | 6 | 100% | 12144.6382 | 7327.99 | 21500 | 16951.2193 | 34415.18 | 1.6257 | 0.090319 | 2.6084 | 2.4362 | 12.1972 | Air-Source Heat Pump - ducted and non-ducted | 30 | 247.2801 | 396.7423 | 7141.3611 | 508536.5786 | 1032455.4007 | 645000 | 1540991.9793 | 645000 | 895991.9793 | 2.3891
Lighting project | Res Lighting | RET | 5.7 | 1.9 | 100% | 8037.484 | 1591.7998 | 6500 | 2292.6036 | 4056.4675 | 0.74266 | 0.13029 | 3.6303 | 1.0221 | 5.4883 | Lighting project | 20 | 35.8098 | 175.0462 | 997.7635 | 45852.0712 | 81129.3508 | 130000 | 126981.422 | 130000 | -3018.578 | 0.97678
Affordable Single-family Homes | [15 empty] | Affordable Single-Family Homes
Measure Name | Technology Type | Decision Type | Measure Life | Remaining Useful Life (RUL) | Net-To-Gross Ratio | Per Unit Gross Annual Energy Savings per Unit at Meter (kWh) | Per Unit Gross Peak Demand Savings per Unit at Meter (Watts) | Per Unit Incentive ($) | Per Unit Present Value Electric Energy PAC Avoided Cost Benefits ($) | Per Unit Present Value Electric Coin. Demand PAC Avoided Cost Benefits ($) | First-Year Unit Cost / kWh at Generator ($/kWh) | Lifetime Unit Cost / kWh at Generator ($/kWh) | Unit Cost / Watt at Generator ($/W) | Customer Simple Payback with Incentives (years) | Customer Simple Payback without Incentives (years) | Measure Name | Participation (Units) | Total Peak Demand Savings (kW) | Total First Year Energy Savings (MWh) | Total Lifetime Energy Savings (MWh) | Present Value Electric Energy PAC Avoided Cost Benefits ($) | Present Value Electric Coin. Demand PAC Avoided Cost Benefits ($) | Total Incentive ($) | PAC Benefits ($) | PAC Costs ($) | PAC Net Benefits ($) | PAC Ratio
HW Heat Pump - E1 Installed | Res HVAC | RET | 18 | 6 | 100% | 912 | 1450.08 | 6749.184 | 1279.6871 | 6942.0278 | 6.7602 | 0.37557 | 4.0593 | 0 | 38.3226 | HW Heat Pump - E1 Installed | 450 | 748.1984 | 449.265 | 8086.7704 | 575859.2112 | 3123912.4899 | 3037132.8 | 3699771.7011 | 3037132.8 | 662638.9011 | 1.2182
HW Building Envelope - E1 Installed | Res HVAC | RET | 20.5 | 6.8333 | 100% | 2576 | 782.8922 | 7874.048 | 3988.1305 | 3901.6051 | 2.7923 | 0.13621 | 8.7717 | 0 | 15.8289 | HW Building Envelope - E1 Installed | 468 | 420.1072 | 1319.7357 | 27054.582 | 1866445.0971 | 1825951.1819 | 3685054.464 | 3692396.279 | 3685054.464 | 7341.815 | 1.002
HW - Heat Pump Cleanings | Res HVAC | RET | 2 | 0.66667 | 100% | 78.8 | 149.2 | 600 | 1.1802 | 149.1769 | 6.9555 | 3.4778 | 3.5073 | 0 | 39.4297 | HW - Heat Pump Cleanings | 450 | 76.9828 | 38.8181 | 77.6361 | 531.1051 | 67129.5962 | 270000 | 67660.7014 | 270000 | -202339.2986 | 0.2506
MHEEP - Heat Pump Cleanings | Res HVAC | RET | 2 | 0.66667 | 100% | 78.8 | 149.2 | 600 | 1.1802 | 149.1769 | 6.9555 | 3.4778 | 3.5073 | 0 | 39.4297 | MHEEP - Heat Pump Cleanings | 450 | 76.9828 | 38.8181 | 77.6361 | 531.1051 | 67129.5962 | 270000 | 67660.7014 | 270000 | -202339.2986 | 0.2506
Business Energy Rebates | [15 empty] | Business Energy Rebates
Measure Name | Technology Type | Decision Type | Measure Life | Remaining Useful Life (RUL) | Net-To-Gross Ratio | Per Unit Gross Annual Energy Savings per Unit at Meter (kWh) | Per Unit Gross Peak Demand Savings per Unit at Meter (Watts) | Per Unit Incentive ($) | Per Unit Present Value Electric Energy PAC Avoided Cost Benefits ($) | Per Unit Present Value Electric Coin. Demand PAC Avoided Cost Benefits ($) | First-Year Unit Cost / kWh at Generator ($/kWh) | Lifetime Unit Cost / kWh at Generator ($/kWh) | Unit Cost / Watt at Generator ($/W) | Customer Simple Payback with Incentives (years) | Customer Simple Payback without Incentives (years) | Measure Name | Participation (Units) | Total Peak Demand Savings (kW) | Total First Year Energy Savings (MWh) | Total Lifetime Energy Savings (MWh) | Present Value Electric Energy PAC Avoided Cost Benefits ($) | Present Value Electric Coin. Demand PAC Avoided Cost Benefits ($) | Total Incentive ($) | PAC Benefits ($) | PAC Costs ($) | PAC Net Benefits ($) | PAC Ratio
IR - Steam Cooker - Electric | BNI Cooking and Laundry | RET | 12 | 4 | 100% | 3322.3 | 400.4186 | 1500 | 2607.8562 | 1552.7878 | 0.42329 | 0.035274 | 3.48 | 21.4894 | 24.0925 | IR - Steam Cooker - Electric | 2 | 0.86208 | 7.0873 | 85.0475 | 5215.7123 | 3105.5756 | 3000 | 8321.288 | 3000 | 5321.288 | 2.7738
IR - Smart thermostats for mini-split heat pumps | BNI HVAC | RET | 8 | 2.6667 | 100% | 564 | 0 | 30 | 306.047 | 0 | 0.049869 | 0.0062336 | N/A | 2.0708 | 2.4552 | IR - Smart thermostats for mini-split heat pumps | 150 | 0 | 90.2364 | 721.8915 | 45907.0453 | 0 | 4500 | 45907.0453 | 4500 | 41407.0453 | 10.2016
IR - Smart thermostats for in-floor heat | BNI HVAC | RET | 8 | 2.6667 | 100% | 312 | 0 | 35 | 169.3026 | 0 | 0.10517 | 0.013147 | N/A | 3.6275 | 4.4382 | IR - Smart thermostats for in-floor heat | 10 | 0 | 3.3279 | 26.6229 | 1693.0258 | 0 | 350 | 1693.0258 | 350 | 1343.0258 | 4.8372
IR - Smart thermostats for electric baseboards | BNI HVAC | RET | 8 | 2.6667 | 100% | 312 | 0 | 35 | 169.3026 | 0 | 0.10517 | 0.013147 | N/A | 3.6275 | 4.4382 | IR - Smart thermostats for electric baseboards | 25 | 0 | 8.3197 | 66.5574 | 4232.5645 | 0 | 875 | 4232.5645 | 875 | 3357.5645 | 4.8372
IR - Smart thermostats for central air source heat pumps | BNI HVAC | RET | 8 | 2.6667 | 100% | 1128 | 0 | 35 | 612.0939 | 0 | 0.02909 | 0.0036363 | N/A | 1.0033 | 1.2276 | IR - Smart thermostats for central air source heat pumps | 20 | 0 | 24.0631 | 192.5044 | 12241.8787 | 0 | 700 | 12241.8787 | 700 | 11541.8787 | 17.4884
IR - Oven - Electric - Convection | BNI Cooking and Laundry | RET | 12 | 4 | 100% | 4549.6667 | 1113.2187 | 650 | 3571.2838 | 4316.9629 | 0.13394 | 0.011162 | 0.54241 | 18.3902 | 19.339 | IR - Oven - Electric - Convection | 1 | 1.1983 | 4.8528 | 58.2334 | 3571.2838 | 4316.9629 | 650 | 7888.2468 | 650 | 7238.2468 | 12.1358
IR - Oven - Electric - Combination | BNI Cooking and Laundry | RET | 12 | 4 | 100% | 6258 | 1524.8767 | 1500 | 4912.2487 | 5913.3359 | 0.22472 | 0.018727 | 0.91381 | 25.4894 | 27.0817 | IR - Oven - Electric - Combination | 5 | 8.2074 | 33.3747 | 400.4962 | 24561.2436 | 29566.6795 | 7500 | 54127.9231 | 7500 | 46627.9231 | 7.2171
IR - Occupancy Sensor - Wall-Switch Mounted | BNI Lighting | RET | 10 | 3.3333 | 100% | 112.2328 | 11.4021 | 15 | 73.116 | 40.129 | 0.1253 | 0.01253 | 1.2221 | 7.3045 | 8.2362 | IR - Occupancy Sensor - Wall-Switch Mounted | 1500 | 18.411 | 179.5654 | 1795.6536 | 109674.0567 | 60193.4902 | 22500 | 169867.5468 | 22500 | 147367.5468 | 7.5497
IR - Occupancy Sensor - Fixture Mounted | BNI Lighting | RET | 10 | 3.3333 | 100% | 112.2328 | 11.4021 | 15 | 73.116 | 40.129 | 0.1253 | 0.01253 | 1.2221 | 5.6672 | 6.5989 | IR - Occupancy Sensor - Fixture Mounted | 450 | 5.5233 | 53.8696 | 538.6961 | 32902.217 | 18058.047 | 6750 | 50960.264 | 6750 | 44210.264 | 7.5497
IR - Occupancy Sensor - Exterior | BNI Lighting | RET | 10 | 3.3333 | 100% | 134 | 31.1 | 10 | 87.2967 | 109.4547 | 0.069965 | 0.0069965 | 0.2987 | 5.89 | 6.3877 | IR - Occupancy Sensor - Exterior | 350 | 11.7174 | 50.0247 | 500.2469 | 30553.8382 | 38309.1387 | 3500 | 68862.9768 | 3500 | 65362.9768 | 19.6751
IR - Occupancy Sensor - Ceiling or Wall Remote Mounted | BNI Lighting | RET | 10 | 3.3333 | 100% | 192.8102 | 19.5762 | 30 | 125.6096 | 68.8973 | 0.14587 | 0.014587 | 1.4236 | 5.9633 | 7.048 | IR - Occupancy Sensor - Ceiling or Wall Remote Mounted | 2000 | 42.1463 | 411.3121 | 4113.1211 | 251219.2067 | 137794.5345 | 60000 | 389013.7412 | 60000 | 329013.7412 | 6.4836
IR - Low Temperature Dishwasher - Under-Counter | BNI Cooking and Laundry | ROB/NEW | 10 | N/A | 100% | 6182 | 745.0826 | 400 | 3947.4378 | 2622.276 | 0.060662 | 0.0060662 | 0.49872 | 1.1785 | 1.5774 | IR - Low Temperature Dishwasher - Under-Counter | 5 | 4.0103 | 32.9694 | 329.6937 | 19737.1892 | 13111.3801 | 2000 | 32848.5694 | 2000 | 30848.5694 | 16.4243
IR - Low Temperature Dishwasher - Single-Tank Door Type | BNI Cooking and Laundry | ROB/NEW | 15 | N/A | 100% | 17255 | 2079.6508 | 1500 | 17088.6179 | 8782.4647 | 0.081501 | 0.0054334 | 0.67004 | 0.05096 | 0.52235 | IR - Low Temperature Dishwasher - Single-Tank Door Type | 5 | 11.1934 | 92.023 | 1380.3455 | 85443.0897 | 43912.3237 | 7500 | 129355.4133 | 7500 | 121855.4133 | 17.2474
IR - Low Temperature Dishwasher - Single-Tank Conveyor | BNI Cooking and Laundry | ROB/NEW | 20 | N/A | 100% | 15378 | 1853.4262 | 1250 | 19421.5945 | 8601.1803 | 0.076208 | 0.0038104 | 0.62652 | 0.19319 | 0.64303 | IR - Low Temperature Dishwasher - Single-Tank Conveyor | 5 | 9.9758 | 82.0128 | 1640.2553 | 97107.9724 | 43005.9014 | 6250 | 140113.8737 | 6250 | 133863.8737 | 22.4182
IR - Low Temperature Dishwasher - Multi-Tank Conveyor | BNI Cooking and Laundry | ROB/NEW | 20 | N/A | 100% | 22863 | 2755.5523 | 1750 | 28874.7506 | 12787.6697 | 0.071762 | 0.0035881 | 0.58997 | 0.0082484 | 0.43411 | IR - Low Temperature Dishwasher - Multi-Tank Conveyor | 5 | 14.8313 | 121.9312 | 2438.6238 | 144373.7529 | 63938.3485 | 8750 | 208312.1014 | 8750 | 199562.1014 | 23.8071
AR - Custom Measures - Lighting | BNI Lighting | RET | 5.9 | 1.9667 | 74% | 37974.72 | 4829.8531 | 7215.1968 | 8490.1048 | 8960.7863 | 0.24072 | 0.0408 | 1.8753 | 1.9429 | 3.7171 | AR - Custom Measures - Lighting | 10 | 38.474 | 299.7353 | 1768.4382 | 84901.048 | 89607.8626 | 72151.968 | 174508.9106 | 72151.968 | 102356.9426 | 2.4186
IR - Kitchen Exhaust Demand Controlled Ventilation (DCV) | BNI Cooking and Laundry | RET | 15 | 5 | 100% | 3364.5 | 387.6 | 637.5 | 3332.0577 | 1636.8533 | 0.17764 | 0.011843 | 1.5279 | 3.9989 | 5.3136 | IR - Kitchen Exhaust Demand Controlled Ventilation (DCV) | 5 | 2.0862 | 17.9433 | 269.1494 | 16660.2883 | 8184.2667 | 3187.5 | 24844.555 | 3187.5 | 21657.055 | 7.7944
IR - Ice Maker - Self-Contained | BNI Cooking and Laundry | ROB/NEW | 10 | N/A | 100% | 1280 | 321.7709 | 150 | 817.3278 | 1132.4545 | 0.10987 | 0.010987 | 0.43305 | 1.5823 | 2.3588 | IR - Ice Maker - Self-Contained | 5 | 1.7319 | 6.8264 | 68.264 | 4086.639 | 5662.2727 | 750 | 9748.9117 | 750 | 8998.9117 | 12.9985
IR - Ice Maker - Remote Condensing Unit - 400-1000 lb/day | BNI Cooking and Laundry | ROB/NEW | 10 | N/A | 100% | 1552 | 187.0541 | 200 | 991.01 | 658.3262 | 0.12082 | 0.012082 | 0.99326 | 1.5261 | 2.0055 | IR - Ice Maker - Remote Condensing Unit - 400-1000 lb/day | 5 | 1.0068 | 8.277 | 82.7701 | 4955.0498 | 3291.6309 | 1000 | 8246.6806 | 1000 | 7246.6806 | 8.2467
IR - Ice Maker - Remote Condensing Unit - 1000-2000 lb/day | BNI Cooking and Laundry | ROB/NEW | 10 | N/A | 100% | 3131.5 | 377.4226 | 300 | 1999.5797 | 1328.3173 | 0.089817 | 0.0089817 | 0.7384 | 1.1993 | 1.6643 | IR - Ice Maker - Remote Condensing Unit - 1000-2000 lb/day | 2 | 0.81257 | 6.6803 | 66.8027 | 3999.1594 | 2656.6345 | 600 | 6655.7939 | 600 | 6055.7939 | 11.093
IR - Ice Maker - Remote Condensing Unit - >2000 lb/day | BNI Cooking and Laundry | ROB/NEW | 10 | N/A | 100% | 5872 | 707.72 | 600 | 3749.4913 | 2490.7805 | 0.095797 | 0.0095797 | 0.78757 | 0.59766 | 1.1741 | IR - Ice Maker - Remote Condensing Unit - >2000 lb/day | 1 | 0.76184 | 6.2632 | 62.6322 | 3749.4913 | 2490.7805 | 600 | 6240.2717 | 600 | 5640.2717 | 10.4005
IR - Ice Maker - Ice Making Head - 750-1000 lb/day | BNI Cooking and Laundry | ROB/NEW | 10 | N/A | 100% | 1838 | 221.5241 | 250 | 1173.6316 | 779.6414 | 0.12752 | 0.012752 | 1.0484 | 2.1294 | 3.0714 | IR - Ice Maker - Ice Making Head - 750-1000 lb/day | 3 | 0.71539 | 5.8814 | 58.8137 | 3520.8949 | 2338.9243 | 750 | 5859.8192 | 750 | 5109.8192 | 7.8131
IR - Ice Maker - Ice Making Head - 500-750 lb/day | BNI Cooking and Laundry | ROB/NEW | 10 | N/A | 100% | 1085 | 130.7691 | 200 | 692.813 | 460.2345 | 0.17282 | 0.017282 | 1.4208 | 2.892 | 4.1686 | IR - Ice Maker - Ice Making Head - 500-750 lb/day | 4 | 0.56308 | 4.6292 | 46.2915 | 2771.2521 | 1840.9379 | 800 | 4612.1899 | 800 | 3812.1899 | 5.7652
IR - Ice Maker - Ice Making Head - 200-500 lb/day | BNI Cooking and Laundry | ROB/NEW | 10 | N/A | 100% | 469 | 53.5388 | 150 | 299.474 | 188.4268 | 0.29985 | 0.029985 | 2.6027 | 5.0469 | 7.2669 | IR - Ice Maker - Ice Making Head - 200-500 lb/day | 10 | 0.57633 | 5.0025 | 50.0247 | 2994.7401 | 1884.2681 | 1500 | 4879.0082 | 1500 | 3379.0082 | 3.2527
IR - Ice Maker - Ice Making Head - >1000 lb/day | BNI Cooking and Laundry | ROB/NEW | 10 | N/A | 100% | 2595 | 312.7612 | 300 | 1657.0044 | 1100.7451 | 0.10839 | 0.010839 | 0.89106 | 1.6343 | 2.435 | IR - Ice Maker - Ice Making Head - >1000 lb/day | 2 | 0.67336 | 5.5358 | 55.3578 | 3314.0088 | 2201.4902 | 600 | 5515.499 | 600 | 4915.499 | 9.1925
IR - Hot Food Holding Cabinet - Full Size - Interior Volume >=20 ft^3 | BNI Cooking and Laundry | ROB/NEW | 12 | N/A | 100% | 1914 | 230.684 | 900 | 1502.404 | 894.5718 | 0.44085 | 0.036737 | 3.6243 | 9.8268 | 13.0835 | IR - Hot Food Holding Cabinet - Full Size - Interior Volume >=20 ft^3 | 0.5 | 0.12416 | 1.0208 | 12.2491 | 751.202 | 447.2859 | 450 | 1198.4879 | 450 | 748.4879 | 2.6633
IR - Hot Food Holding Cabinet - 1/2 and 3/4 Size - Interior Volume <20 ft^3 | BNI Cooking and Laundry | ROB/NEW | 12 | N/A | 100% | 1040 | 125.3455 | 399.8 | 816.3533 | 486.0787 | 0.36041 | 0.030034 | 2.963 | 1.3163 | 3.9787 | IR - Hot Food Holding Cabinet - 1/2 and 3/4 Size - Interior Volume <20 ft^3 | 1 | 0.13493 | 1.1093 | 13.3115 | 816.3533 | 486.0787 | 399.8 | 1302.432 | 399.8 | 902.632 | 3.2577
IR - High Temperature Dishwasher - Under-Counter | BNI Cooking and Laundry | ROB/NEW | 10 | N/A | 100% | 2133.64 | 462.4805 | 400 | 1362.4088 | 1627.6737 | 0.17576 | 0.017576 | 0.80346 | 4.545 | 5.6487 | IR - High Temperature Dishwasher - Under-Counter | 3 | 1.4935 | 6.8274 | 68.2738 | 4087.2264 | 4883.0212 | 1200 | 8970.2477 | 1200 | 7770.2477 | 7.4752
IR - High Temperature Dishwasher - Single-Tank Door Type | BNI Cooking and Laundry | ROB/NEW | 15 | N/A | 100% | 2157.5 | 1300.2648 | 1100 | 2136.6962 | 5491.0806 | 0.478 | 0.031867 | 0.78589 | 7.6627 | 9.3177 | IR - High Temperature Dishwasher - Single-Tank Door Type | 15 | 20.9954 | 34.5186 | 517.7796 | 32050.4432 | 82366.2094 | 16500 | 114416.6526 | 16500 | 97916.6526 | 6.9343
IR - High Temperature Dishwasher - Single-Tank Conveyor | BNI Cooking and Laundry | ROB/NEW | 20 | N/A | 100% | 10204 | 1229.8323 | 1100 | 12887.1082 | 5707.273 | 0.10107 | 0.0050534 | 0.83089 | 0.41451 | 1.0784 | IR - High Temperature Dishwasher - Single-Tank Conveyor | 3 | 3.9716 | 32.6515 | 653.0302 | 38661.3246 | 17121.8189 | 3300 | 55783.1435 | 3300 | 52483.1435 | 16.904
IR - High Temperature Dishwasher - Pot, Pan and Utensil | BNI Cooking and Laundry | ROB/NEW | 10 | N/A | 100% | 10979 | 1323.2388 | 450 | 7010.5015 | 4657.0638 | 0.038427 | 0.0038427 | 0.31592 | 1.67 | 1.9425 | IR - High Temperature Dishwasher - Pot, Pan and Utensil | 3 | 4.2733 | 35.1314 | 351.3141 | 21031.5044 | 13971.1914 | 1350 | 35002.6959 | 1350 | 33652.6959 | 25.9279
IR - High Temperature Dishwasher - Multi-Tank Conveyor | BNI Cooking and Laundry | ROB/NEW | 20 | N/A | 100% | 45074 | 5432.5227 | 2000 | 56926.0599 | 25210.6646 | 0.0416 | 0.00208 | 0.342 | -0.03002 | 0.24781 | IR - High Temperature Dishwasher - Multi-Tank Conveyor | 3 | 17.5438 | 144.2311 | 2884.6222 | 170778.1798 | 75631.9937 | 6000 | 246410.1734 | 6000 | 240410.1734 | 41.0684
IR - High Efficiency Circulator Pump - 500-2500 W | BNI Other | ROB/NEW | 15 | N/A | 100% | 1974 | 127 | 600 | 1945.1299 | 536.3271 | 0.28497 | 0.018998 | 4.3888 | -0.0087401 | 2.1381 | IR - High Efficiency Circulator Pump - 500-2500 W | 20 | 2.7342 | 42.1103 | 631.6551 | 38902.5984 | 10726.5415 | 12000 | 49629.1399 | 12000 | 37629.1399 | 4.1358
IR - High Efficiency Circulator Pump - 150-499 W | BNI Other | ROB/NEW | 15 | N/A | 100% | 800 | 95.3 | 150 | 788.2999 | 402.4565 | 0.17579 | 0.011719 | 1.4622 | 5.8092 | 7.1084 | IR - High Efficiency Circulator Pump - 150-499 W | 30 | 3.0776 | 25.599 | 383.9848 | 23648.996 | 12073.6938 | 4500 | 35722.6898 | 4500 | 31222.6898 | 7.9384
IR - High Efficiency Circulator Pump - 0-149 W | BNI Other | ROB/NEW | 15 | N/A | 100% | 412 | 67.5 | 100 | 405.9744 | 285.0557 | 0.22756 | 0.015171 | 1.3762 | -0.021926 | 1.6343 | IR - High Efficiency Circulator Pump - 0-149 W | 900 | 65.3955 | 395.5044 | 5932.5659 | 365376.988 | 256550.1563 | 90000 | 621927.1442 | 90000 | 531927.1442 | 6.9103
IR - Griddle - Electric | BNI Cooking and Laundry | RET | 12 | 4 | 100% | 636.33 | 76.6934 | 1500 | 499.4904 | 297.4101 | 2.21 | 0.18417 | 18.169 | 148.4731 | 164.7991 | IR - Griddle - Electric | 10 | 0.82558 | 6.7873 | 81.447 | 4994.9045 | 2974.1007 | 15000 | 7969.0052 | 15000 | -7030.9948 | 0.53127
IR - Fryer - Electric | BNI Cooking and Laundry | RET | 12 | 4 | 100% | 2401 | 750.3125 | 850 | 1884.6771 | 2909.645 | 0.33191 | 0.027659 | 1.0524 | 38.8019 | 41.1013 | IR - Fryer - Electric | 10 | 8.0769 | 25.6097 | 307.3159 | 18846.7708 | 29096.4496 | 8500 | 47943.2204 | 8500 | 39443.2204 | 5.6404
IR - Commercial Washing Machine - CEE Tier 3 | BNI Cooking and Laundry | ROB/NEW | 11 | N/A | 100% | 1062.664 | 694 | 450 | 757.016 | 2577.2695 | 0.39701 | 0.036092 | 0.60235 | -0.82215 | 1.3025 | IR - Commercial Washing Machine - CEE Tier 3 | 10 | 7.4707 | 11.3346 | 124.681 | 7570.1601 | 25772.695 | 4500 | 33342.8551 | 4500 | 28842.8551 | 7.4095
IR - Commercial Washing Machine - CEE Tier 2 | BNI Cooking and Laundry | ROB/NEW | 11 | N/A | 100% | 1068.889 | 499 | 350 | 761.4505 | 1853.1088 | 0.30699 | 0.027908 | 0.65158 | -0.43811 | 1.2992 | IR - Commercial Washing Machine - CEE Tier 2 | 10 | 5.3716 | 11.401 | 125.4114 | 7614.5054 | 18531.0876 | 3500 | 26145.5931 | 3500 | 22645.5931 | 7.4702
IR - Commercial Washing Machine - CEE Tier 1 | BNI Cooking and Laundry | ROB/NEW | 11 | N/A | 100% | 1102.3405 | 833 | 300 | 785.2806 | 3093.4661 | 0.25515 | 0.023195 | 0.33456 | -0.40031 | 0.98765 | IR - Commercial Washing Machine - CEE Tier 1 | 7 | 6.2769 | 8.2305 | 90.5353 | 5496.9641 | 21654.2629 | 2100 | 27151.227 | 2100 | 25051.227 | 12.9292
IR - Commercial Clothes Dryer - Heat Pump | BNI Cooking and Laundry | RET | 12 | 4 | 100% | 1956.2255 | 506.1771 | 650 | 1535.5491 | 1962.9095 | 0.31152 | 0.02596 | 1.1929 | 7.4506 | 9.6469 | IR - Commercial Clothes Dryer - Heat Pump | 15 | 8.1733 | 31.2984 | 375.5805 | 23033.2363 | 29443.643 | 9750 | 52476.8793 | 9750 | 42726.8793 | 5.3822
AR - Zero-energy Doors for Reach-in Coolers | BNI Refrigeration | RET | 12 | 4 | 94% | 1365.5964 | 155.89 | 120 | 985.5541 | 568.2559 | 0.087643 | 0.0073036 | 0.76074 | 8.8063 | 9.4552 | AR - Zero-energy Doors for Reach-in Coolers | 1 | 0.15774 | 1.3692 | 16.4302 | 985.5541 | 568.2559 | 120 | 1553.81 | 120 | 1433.81 | 12.9484
AR - Water Source Heat Pump - Open Loop - EER>=20.0, COP>=4.0 | BNI HVAC | ROB/NEW | 15 | N/A | 83% | 2684.4196 | 7189.661 | 2355 | 2561.7399 | 25200.6942 | 0.99095 | 0.066063 | 0.36661 | 3.3171 | 7.2026 | AR - Water Source Heat Pump - Open Loop - EER>=20.0, COP>=4.0 | 1 | 6.4237 | 2.3765 | 35.6477 | 2561.7399 | 25200.6942 | 2355 | 27762.4341 | 2355 | 25407.4341 | 11.7887
AR - Water Source Heat Pump - Open Loop - EER>=16.2, COP>=3.6 | BNI HVAC | ROB/NEW | 15 | N/A | 83% | 2684.4196 | 7189.661 | 2355 | 2561.7399 | 25200.6942 | 0.99095 | 0.066063 | 0.36661 | -0.22393 | 3.6616 | AR - Water Source Heat Pump - Open Loop - EER>=16.2, COP>=3.6 | 1 | 6.4237 | 2.3765 | 35.6477 | 2561.7399 | 25200.6942 | 2355 | 27762.4341 | 2355 | 25407.4341 | 11.7887
AR - Water Source Heat Pump - Closed Loop/Direct Geoexchange - EER>=16.0, COP>=3.6 | BNI HVAC | ROB/NEW | 15 | N/A | 83% | 2684.4196 | 7189.661 | 2355 | 2561.7399 | 25200.6942 | 0.99095 | 0.066063 | 0.36661 | 3.3171 | 7.2026 | AR - Water Source Heat Pump - Closed Loop/Direct Geoexchange - EER>=16.0, COP>=3.6 | 1 | 6.4237 | 2.3765 | 35.6477 | 2561.7399 | 25200.6942 | 2355 | 27762.4341 | 2355 | 25407.4341 | 11.7887
AR - Water Source Heat Pump - Closed Loop/Direct Geoexchange - EER>=13.4, COP>=3.1 | BNI HVAC | ROB/NEW | 15 | N/A | 83% | 2684.4196 | 7189.661 | 2355 | 2561.7399 | 25200.6942 | 0.99095 | 0.066063 | 0.36661 | -0.22393 | 3.6616 | AR - Water Source Heat Pump - Closed Loop/Direct Geoexchange - EER>=13.4, COP>=3.1 | 0.5 | 3.2119 | 1.1883 | 17.8238 | 1280.8699 | 12600.3471 | 1177.5 | 13881.2171 | 1177.5 | 12703.7171 | 11.7887
AR - VFD for Milk Vacuum Pump | BNI Process | RET | 15 | 5 | 94% | 7470.6962 | 2263.5295 | 837.5 | 6919.7499 | 8985.4537 | 0.11181 | 0.0074541 | 0.36565 | 8.1208 | 8.8978 | AR - VFD for Milk Vacuum Pump | 3 | 6.8713 | 22.471 | 337.0645 | 20759.2496 | 26956.3611 | 2512.5 | 47715.6107 | 2512.5 | 45203.1107 | 18.9913
AR - VFD for Milk Transfer Pump | BNI Process | RET | 15 | 5 | 94% | 1820.4407 | 596.5267 | 500 | 1686.1874 | 2368.011 | 0.27394 | 0.018263 | 0.82834 | 14.6587 | 16.5471 | AR - VFD for Milk Transfer Pump | 10 | 6.0361 | 18.2522 | 273.7835 | 16861.8743 | 23680.1101 | 5000 | 40541.9844 | 5000 | 35541.9844 | 8.1084
AR - Variable Frequency Drive >5-10 hp | BNI Process | RET | 15 | 5 | 94% | 17719.5906 | 1199.6443 | 1200 | 16412.8123 | 4762.1858 | 0.067544 | 0.0045029 | 0.98855 | 2.6112 | 3.1194 | AR - Variable Frequency Drive >5-10 hp | 4 | 4.8556 | 71.0646 | 1065.9685 | 65651.2491 | 19048.7433 | 4800 | 84699.9923 | 4800 | 79899.9923 | 17.6458
AR - Variable Frequency Drive >= 10 hp | BNI Process | RET | 15 | 5 | 94% | 12799.55 | 923.7458 | 1131.25 | 11855.6132 | 3666.9615 | 0.08815 | 0.0058767 | 1.2103 | 7.2053 | 7.8676 | AR - Variable Frequency Drive >= 10 hp | 8 | 7.4778 | 102.6654 | 1539.9811 | 94844.9055 | 29335.6921 | 9050 | 124180.5976 | 9050 | 115130.5976 | 13.7216
AR - Variable Frequency Drive - 1-5 hp | BNI Process | RET | 15 | 5 | 94% | 6773.2835 | 1180.4538 | 750 | 6273.7697 | 4686.0061 | 0.11044 | 0.0073626 | 0.62789 | 3.106 | 3.9069 | AR - Variable Frequency Drive - 1-5 hp | 5 | 5.9724 | 33.9554 | 509.3308 | 31368.8484 | 23430.0303 | 3750 | 54798.8787 | 3750 | 51048.8787 | 14.613
AR - Uninterruptible Power Supply (UPS) | BNI Other | ROB/NEW | 10 | N/A | 94% | 6120 | 0 | 40 | 3652.4323 | 0 | 0.0065188 | 0.00065188 | N/A | 0.05114 | 0.10139 | AR - Uninterruptible Power Supply (UPS) | 0.25 | 0 | 1.534 | 15.3402 | 913.1081 | 0 | 10 | 913.1081 | 10 | 903.1081 | 91.3108
AR - Strip Curtains for Display Cases | BNI Refrigeration | RET | 4 | 1.3333 | 94% | 2664.853 | 304.207 | 42 | 254.3345 | 522.593 | 0.015719 | 0.0039299 | 0.13644 | 0.12337 | 0.23975 | AR - Strip Curtains for Display Cases | 0.5 | 0.15391 | 1.3359 | 5.3437 | 127.1673 | 261.2965 | 21 | 388.4638 | 21 | 367.4638 | 18.4983
AR - Steam Cooker - Electric | BNI Cooking and Laundry | RET | 12 | 4 | 94% | 3322.3 | 400.4186 | 1500 | 2451.3848 | 1459.6205 | 0.45031 | 0.037526 | 3.7021 | 22.861 | 25.6303 | AR - Steam Cooker - Electric | 0.25 | 0.10129 | 0.83276 | 9.9931 | 612.8462 | 364.9051 | 375 | 977.7513 | 375 | 602.7513 | 2.6073
AR - Solar Space Heating System | BNI HVAC | ROB/NEW | 20 | N/A | 83% | 21196 | 0 | 2967.44 | 25933.4732 | 0 | 0.15814 | 0.0079069 | N/A | 2.247 | 3.466 | AR - Solar Space Heating System | 0.5 | 0 | 9.3824 | 187.6478 | 12966.7366 | 0 | 1483.72 | 12966.7366 | 1483.72 | 11483.0166 | 8.7393
AR - Solar Domestic Hot Water (DHW) System | BNI Domestic Hot Water (DHW) | ROB/NEW | 20 | N/A | 94% | 21196 | 0 | 2967.44 | 25802.4429 | 0 | 0.13963 | 0.0069817 | N/A | 1.844 | 2.9203 | AR - Solar Domestic Hot Water (DHW) System | 2 | 0 | 42.5034 | 850.0674 | 51604.8857 | 0 | 5934.88 | 51604.8857 | 5934.88 | 45670.0057 | 8.6952
AR - Smart thermostats for mini-split heat pumps | BNI HVAC | RET | 8 | 2.6667 | 83% | 564 | 0 | 30 | 254.019 | 0 | 0.060083 | 0.0075104 | N/A | 2.4949 | 2.958 | AR - Smart thermostats for mini-split heat pumps | 20 | 0 | 9.9862 | 79.8893 | 5080.3797 | 0 | 600 | 5080.3797 | 600 | 4480.3797 | 8.4673
AR - Smart thermostats for in-floor heat | BNI HVAC | RET | 8 | 2.6667 | 83% | 312 | 0 | 30 | 140.5211 | 0 | 0.10861 | 0.013576 | N/A | 4.51 | 5.3472 | AR - Smart thermostats for in-floor heat | 10 | 0 | 2.7621 | 22.097 | 1405.2114 | 0 | 300 | 1405.2114 | 300 | 1105.2114 | 4.684
AR - Smart thermostats for electric baseboards | BNI HVAC | RET | 8 | 2.6667 | 83% | 312 | 0 | 30 | 140.5211 | 0 | 0.10861 | 0.013576 | N/A | 4.51 | 5.3472 | AR - Smart thermostats for electric baseboards | 100 | 0 | 27.6213 | 220.9705 | 14052.114 | 0 | 3000 | 14052.114 | 3000 | 11052.114 | 4.684
AR - Smart thermostats for central air source heat pumps | BNI HVAC | RET | 8 | 2.6667 | 83% | 1128 | 0 | 30 | 508.038 | 0 | 0.030042 | 0.0037552 | N/A | 1.2474 | 1.479 | AR - Smart thermostats for central air source heat pumps | 1 | 0 | 0.99862 | 7.9889 | 508.038 | 0 | 30 | 508.038 | 30 | 478.038 | 16.9346
AR - Small Single Package Heat Pump System - Commercial | BNI HVAC | RET | 18 | 6 | 83% | 10930.542 | 754.3332 | 1955.8333 | 12353.8266 | 2814.0059 | 0.20212 | 0.011229 | 2.9019 | 9.9666 | 11.4867 | AR - Small Single Package Heat Pump System - Commercial | 2 | 1.3479 | 19.3536 | 348.3645 | 24707.6532 | 5628.0118 | 3911.6667 | 30335.665 | 3911.6667 | 26423.9983 | 7.7552
AR - Small Multi-Zone Heat Pump - MURB (with baseline cooling) | BNI HVAC | RET | 18 | 6 | 83% | 8732.244 | 1688.2358 | 1681.6667 | 9869.2845 | 6297.887 | 0.21753 | 0.012085 | 1.1149 | 10.0475 | 11.615 | AR - Small Multi-Zone Heat Pump - MURB (with baseline cooling) | 0.5 | 0.75419 | 3.8653 | 69.5758 | 4934.6423 | 3148.9435 | 840.8333 | 8083.5858 | 840.8333 | 7242.7524 | 9.6138
AR - Small Multi-Zone Heat Pump - MURB (no baseline cooling) | BNI HVAC | RET | 18 | 6 | 83% | 7418.8754 | 2781.0566 | 1389.75 | 8384.8998 | 10374.6053 | 0.2116 | 0.011755 | 0.5593 | 11.446 | 12.8828 | AR - Small Multi-Zone Heat Pump - MURB (no baseline cooling) | 0.5 | 1.2424 | 3.284 | 59.1113 | 4192.4499 | 5187.3027 | 694.875 | 9379.7526 | 694.875 | 8684.8776 | 13.4985
AR - Small Multi-Zone Heat Pump - Commercial (with baseline cooling) | BNI HVAC | RET | 18 | 6 | 83% | 9335.8087 | 3316.5802 | 2318.8696 | 10551.4403 | 12372.3517 | 0.28057 | 0.015587 | 0.78254 | 8.3847 | 10.3018 | AR - Small Multi-Zone Heat Pump - Commercial (with baseline cooling) | 8 | 23.7061 | 66.1198 | 1190.1566 | 84411.5228 | 98978.8138 | 18550.9565 | 183390.3366 | 18550.9565 | 164839.3801 | 9.8858
AR - Small Multi-Zone Heat Pump - Commercial (no baseline cooling) | BNI HVAC | RET | 18 | 6 | 83% | 9240.6756 | 3490.0209 | 2477.1429 | 10443.9198 | 13019.3646 | 0.3028 | 0.016822 | 0.79441 | 8.2794 | 10.3337 | AR - Small Multi-Zone Heat Pump - Commercial (no baseline cooling) | 8 | 24.9458 | 65.446 | 1178.0288 | 83551.3586 | 104154.9164 | 19817.1429 | 187706.275 | 19817.1429 | 167889.1322 | 9.4719
AR - Small Ductless Mini-Split Heat Pump - MURB (with baseline cooling) | BNI HVAC | RET | 18 | 6 | 83% | 5608.254 | 1724.128 | 569.6078 | 6338.5144 | 6431.7814 | 0.11473 | 0.0063736 | 0.36977 | 5.612 | 6.408 | AR - Small Ductless Mini-Split Heat Pump - MURB (with baseline cooling) | 60 | 92.4273 | 297.8987 | 5362.1765 | 380310.8619 | 385906.8833 | 34176.4706 | 766217.7452 | 34176.4706 | 732041.2746 | 22.4195
AR - Small Ductless Mini-Split Heat Pump - MURB (no baseline cooling) | BNI HVAC | RET | 18 | 6 | 83% | 4826.2225 | 1648.0739 | 556.1152 | 5454.6532 | 6148.0648 | 0.13016 | 0.0072309 | 0.37767 | 6.4717 | 7.365 | AR - Small Ductless Mini-Split Heat Pump - MURB (no baseline cooling) | 140 | 206.1505 | 598.1706 | 10767.0705 | 763651.4516 | 860729.0691 | 77856.1275 | 1624380.5207 | 77856.1275 | 1546524.3932 | 20.8639
AR - Small Ductless Mini-Split Heat Pump - Commercial - HSPF>=12, SEER>=22 (with baseline cooling) | BNI HVAC | RET | 18 | 6 | 83% | 4966.1866 | 1982.091 | 640.8234 | 5612.8423 | 7394.1005 | 0.14576 | 0.0080975 | 0.36186 | 7.3467 | 8.3289 | AR - Small Ductless Mini-Split Heat Pump - Commercial - HSPF>=12, SEER>=22 (with baseline cooling) | 5 | 8.8547 | 21.9828 | 395.6901 | 28064.2113 | 36970.5023 | 3204.1171 | 65034.7136 | 3204.1171 | 61830.5965 | 20.2972
AR - Small Ductless Mini-Split Heat Pump - Commercial - HSPF>=12, SEER>=22 (no baseline cooling) | BNI HVAC | RET | 18 | 6 | 83% | 5030.4266 | 1904.4927 | 644.955 | 5685.4471 | 7104.6237 | 0.14482 | 0.0080457 | 0.37903 | 7.2939 | 8.2761 | AR - Small Ductless Mini-Split Heat Pump - Commercial - HSPF>=12, SEER>=22 (no baseline cooling) | 12 | 20.4193 | 53.4411 | 961.9406 | 68225.3652 | 85255.4838 | 7739.4595 | 153480.849 | 7739.4595 | 145741.3896 | 19.831
AR - Small Ductless Mini-Split Heat Pump - Commercial - HSPF>=11, SEER>=17 (with baseline cooling) | BNI HVAC | RET | 18 | 6 | 83% | 5390.7374 | 2176.9852 | 758.5337 | 6092.6746 | 8121.1443 | 0.15894 | 0.0088301 | 0.38998 | 5.8438 | 6.9133 | AR - Small Ductless Mini-Split Heat Pump - Commercial - HSPF>=11, SEER>=17 (with baseline cooling) | 20 | 38.9014 | 95.4482 | 1718.068 | 121853.4921 | 162422.8862 | 15170.6731 | 284276.3783 | 15170.6731 | 269105.7052 | 18.7385
AR - Small Ductless Mini-Split Heat Pump - Commercial - HSPF>=11, SEER>=17 (no baseline cooling) | BNI HVAC | RET | 18 | 6 | 83% | 6207.4598 | 2379.4021 | 707.8463 | 7015.7438 | 8876.2517 | 0.12881 | 0.0071559 | 0.33296 | 5.1704 | 6.0427 | AR - Small Ductless Mini-Split Heat Pump - Commercial - HSPF>=11, SEER>=17 (no baseline cooling) | 40 | 85.0369 | 219.8182 | 3956.727 | 280629.7511 | 355050.0672 | 28313.8514 | 635679.8183 | 28313.8514 | 607365.9669 | 22.4512
AR - Small Centrally Ducted Split System Heat Pump - MURB | BNI HVAC | RET | 18 | 6 | 83% | 16433.3894 | 6443.6046 | 3750 | 18573.2092 | 24037.5744 | 0.25776 | 0.01432 | 0.65136 | 4.514 | 6.2547 | AR - Small Centrally Ducted Split System Heat Pump - MURB | 1 | 5.7572 | 14.5485 | 261.8722 | 18573.2092 | 24037.5744 | 3750 | 42610.7837 | 3750 | 38860.7837 | 11.3629
AR - Small Centrally Ducted Split System Heat Pump - Commercial (with baseline cooling) | BNI HVAC | RET | 18 | 6 | 83% | 9049.1838 | 5243.2824 | 3375 | 10227.4935 | 19559.827 | 0.42128 | 0.023405 | 0.72043 | 8.8615 | 11.5476 | AR - Small Centrally Ducted Split System Heat Pump - Commercial (with baseline cooling) | 2 | 9.3694 | 16.0225 | 288.4042 | 20454.987 | 39119.654 | 6750 | 59574.6411 | 6750 | 52824.6411 | 8.8259
AR - Small Centrally Ducted Split System Heat Pump - Commercial (no baseline cooling) | BNI HVAC | RET | 18 | 6 | 83% | 9072.8407 | 3924.491 | 2783.8235 | 10254.2309 | 14640.1357 | 0.34658 | 0.019255 | 0.79392 | 9.7342 | 12.0452 | AR - Small Centrally Ducted Split System Heat Pump - Commercial (no baseline cooling) | 3 | 10.5192 | 24.0965 | 433.7373 | 30762.6926 | 43920.407 | 8351.4706 | 74683.0996 | 8351.4706 | 66331.629 | 8.9425
AR - RTU with DCV only - 5 hp fan | BNI HVAC | RET | 10 | 3.3333 | 83% | 9261.7717 | 0 | 1550 | 5591.6129 | 0 | 0.18904 | 0.018904 | N/A | 1.4781 | 2.9353 | AR - RTU with DCV only - 5 hp fan | 10 | 0 | 81.9943 | 819.9432 | 55916.1293 | 0 | 15500 | 55916.1293 | 15500 | 40416.1293 | 3.6075
AR - RTU with DCV only - 4 hp fan | BNI HVAC | RET | 10 | 3.3333 | 83% | 9261.7717 | 0 | 2000 | 5591.6129 | 0 | 0.24392 | 0.024392 | N/A | 0.53785 | 2.4181 | AR - RTU with DCV only - 4 hp fan | 1 | 0 | 8.1994 | 81.9943 | 5591.6129 | 0 | 2000 | 5591.6129 | 2000 | 3591.6129 | 2.7958
AR - RTU with DCV only - 3 hp fan | BNI HVAC | RET | 10 | 3.3333 | 83% | 9261.7717 | 0 | 1500 | 5591.6129 | 0 | 0.18294 | 0.018294 | N/A | 0.49068 | 1.9008 | AR - RTU with DCV only - 3 hp fan | 1 | 0 | 8.1994 | 81.9943 | 5591.6129 | 0 | 1500 | 5591.6129 | 1500 | 4091.6129 | 3.7277
AR - RTU with DCV only - >= 7.5 hp fan | BNI HVAC | RET | 10 | 3.3333 | 83% | 9261.7717 | 0 | 2300 | 5591.6129 | 0 | 0.28051 | 0.028051 | N/A | 2.1473 | 4.3096 | AR - RTU with DCV only - >= 7.5 hp fan | 10 | 0 | 81.9943 | 819.9432 | 55916.1293 | 0 | 23000 | 55916.1293 | 23000 | 32916.1293 | 2.4311
AR - RTU with DCV and VFD - 5 hp fan | BNI HVAC | ROB/NEW | 10 | N/A | 83% | 10721.9524 | 1234.8 | 2850 | 6473.1684 | 3607.021 | 0.30025 | 0.030025 | 2.5833 | 2.9735 | 5.1956 | AR - RTU with DCV and VFD - 5 hp fan | 10 | 11.0326 | 94.9213 | 949.2127 | 64731.6839 | 36070.2097 | 28500 | 100801.8936 | 28500 | 72301.8936 | 3.5369
AR - RTU with DCV and VFD - 4 hp fan | BNI HVAC | ROB/NEW | 10 | N/A | 83% | 8969.3021 | 956.8684 | 2300 | 5415.0402 | 2795.1444 | 0.28965 | 0.028965 | 2.6903 | 2.952 | 5.102 | AR - RTU with DCV and VFD - 4 hp fan | 10 | 8.5493 | 79.4051 | 794.0509 | 54150.4016 | 27951.4443 | 23000 | 82101.8459 | 23000 | 59101.8459 | 3.5696
AR - RTU with DCV and VFD - 3 hp fan | BNI HVAC | ROB/NEW | 10 | N/A | 83% | 7216.6518 | 678.9368 | 1700 | 4356.9119 | 1983.2679 | 0.26609 | 0.026609 | 2.8025 | 2.9782 | 4.962 | AR - RTU with DCV and VFD - 3 hp fan | 10 | 6.0661 | 63.8889 | 638.889 | 43569.1194 | 19832.6788 | 17000 | 63401.7982 | 17000 | 46401.7982 | 3.7295
AR - RTU with DCV and VFD - >= 7.5 hp fan | BNI HVAC | ROB/NEW | 10 | N/A | 83% | 15551.7681 | 2151.576 | 4300 | 9389.0749 | 6285.05 | 0.31232 | 0.031232 | 2.2368 | 2.9623 | 5.2553 | AR - RTU with DCV and VFD - >= 7.5 hp fan | 10 | 19.2237 | 137.6796 | 1376.7955 | 93890.7488 | 62850.5001 | 43000 | 156741.2489 | 43000 | 113741.2489 | 3.6451
AR - Roadway lighting >=15,000 lm | BNI Lighting | RET | 4.5667 | 1.5222 | 94% | 200 | 38 | 35 | 33.2032 | 72.8111 | 0.17454 | 0.038221 | 0.91024 | 24.7029 | 25.9621 | AR - Roadway lighting >=15,000 lm | 750 | 28.8386 | 150.3941 | 686.7996 | 24902.4033 | 54608.3111 | 26250 | 79510.7144 | 26250 | 53260.7144 | 3.029
AR - Roadway lighting <15,000 lm | BNI Lighting | RET | 4.5667 | 1.5222 | 94% | 153.846 | 33 | 15 | 25.5409 | 63.2307 | 0.097245 | 0.021294 | 0.44921 | 32.7782 | 33.4739 | AR - Roadway lighting <15,000 lm | 750 | 25.0441 | 115.6876 | 528.3068 | 19155.6757 | 47423.007 | 11250 | 66578.6827 | 11250 | 55328.6827 | 5.9181
AR - Refrigerator - Solid Door | BNI Cooking and Laundry | RET | 12 | 4 | 94% | 641.4286 | 73.2224 | 130.9833 | 473.283 | 266.9131 | 0.20367 | 0.016973 | 1.7678 | 89.8661 | 91.374 | AR - Refrigerator - Solid Door | 0.25 | 0.018523 | 0.16078 | 1.9293 | 118.3208 | 66.7283 | 32.7458 | 185.049 | 32.7458 | 152.3032 | 5.6511
AR - Refrigerator - Glass Door >=15 ft^3 | BNI Cooking and Laundry | RET | 12 | 4 | 94% | 2321.6364 | 237.6007 | 176 | 1713.0374 | 866.1107 | 0.07561 | 0.0063008 | 0.73204 | 29.9129 | 30.475 | AR - Refrigerator - Glass Door >=15 ft^3 | 1 | 0.24042 | 2.3277 | 27.9328 | 1713.0374 | 866.1107 | 176 | 2579.1481 | 176 | 2403.1481 | 14.6543
AR - Refrigerator - Glass Door <15 ft^3 | BNI Cooking and Laundry | RET | 12 | 4 | 94% | 177 | 21.3328 | 67.8533 | 130.6008 | 77.7632 | 0.38235 | 0.031862 | 3.1434 | 260.0228 | 262.8473 | AR - Refrigerator - Glass Door <15 ft^3 | 1 | 0.021586 | 0.17746 | 2.1296 | 130.6008 | 77.7632 | 67.8533 | 208.3641 | 67.8533 | 140.5107 | 3.0708
AR - Refrigerated Vending Machine Controls | BNI Refrigeration | RET | 5 | 1.6667 | 94% | 1431.384 | 163.4 | 50 | 265.9893 | 337.8527 | 0.03484 | 0.0069679 | 0.3024 | 1.0451 | 1.303 | AR - Refrigerated Vending Machine Controls | 0.25 | 0.041335 | 0.35879 | 1.7939 | 66.4973 | 84.4632 | 12.5 | 150.9605 | 12.5 | 138.4605 | 12.0768
AR - Pool Pump | BNI Other | ROB/NEW | 10 | N/A | 94% | 2174 | 0 | 350 | 1297.449 | 0 | 0.16057 | 0.016057 | N/A | 3.8085 | 5.0462 | AR - Pool Pump | 1 | 0 | 2.1797 | 21.7971 | 1297.449 | 0 | 350 | 1297.449 | 350 | 947.449 | 3.707
AR - Packaged Terminal Heat Pump | BNI HVAC | ROB/NEW | 15 | N/A | 83% | 2670.2171 | 0 | 500 | 2548.1864 | 0 | 0.21151 | 0.014101 | N/A | -0.61942 | 1.011 | AR - Packaged Terminal Heat Pump | 120 | 0 | 283.6727 | 4255.09 | 305782.3725 | 0 | 60000 | 305782.3725 | 60000 | 245782.3725 | 5.0964
AR - Oven - Electric - Convection | BNI Cooking and Laundry | RET | 12 | 4 | 94% | 4549.6667 | 1113.2187 | 650 | 3357.0068 | 4057.9452 | 0.14249 | 0.011874 | 0.57704 | 19.5641 | 20.5734 | AR - Oven - Electric - Convection | 0.25 | 0.28161 | 1.1404 | 13.6849 | 839.2517 | 1014.4863 | 162.5 | 1853.738 | 162.5 | 1691.238 | 11.4076
AR - Oven - Electric - Combination | BNI Cooking and Laundry | RET | 12 | 4 | 94% | 6120.5 | 1289.0509 | 1500 | 4516.0583 | 4698.895 | 0.24444 | 0.02037 | 1.15 | 28.0328 | 29.7839 | AR - Oven - Electric - Combination | 10 | 13.0437 | 61.3658 | 736.3895 | 45160.5835 | 46988.9497 | 15000 | 92149.5332 | 15000 | 77149.5332 | 6.1433
AR - Outside Air Economizer | BNI Refrigeration | RET | 15 | 5 | 94% | 5997.597 | 2002 | 2000 | 5468.1967 | 7947.2693 | 0.33259 | 0.022173 | 0.98727 | 8.5062 | 10.7945 | AR - Outside Air Economizer | 10 | 20.2579 | 60.1335 | 902.003 | 54681.9671 | 79472.6927 | 20000 | 134154.6598 | 20000 | 114154.6598 | 6.7077
AR - Open to Closed Cooler Conversion | BNI Refrigeration | RET | 12 | 4 | 94% | 608.2725 | 62.5 | 25 | 438.9917 | 227.8273 | 0.040992 | 0.003416 | 0.3953 | 8.405 | 8.7097 | AR - Open to Closed Cooler Conversion | 0.5 | 0.031621 | 0.30494 | 3.6592 | 219.4958 | 113.9136 | 12.5 | 333.4095 | 12.5 | 320.9095 | 26.6728
AR - Occupancy Sensor - Wall-Switch Mounted | BNI Lighting | RET | 10 | 3.3333 | 94% | 146.4505 | 28.6359 | 15 | 89.6833 | 94.7356 | 0.10216 | 0.010216 | 0.51767 | 5.7667 | 6.5022 | AR - Occupancy Sensor - Wall-Switch Mounted | 40 | 1.159 | 5.8734 | 58.7341 | 3587.3316 | 3789.4248 | 600 | 7376.7563 | 600 | 6776.7563 | 12.2946
AR - Occupancy Sensor - Fixture Mounted | BNI Lighting | RET | 10 | 3.3333 | 94% | 106.953 | 14.5186 | 15 | 65.4958 | 48.0315 | 0.13988 | 0.013988 | 1.021 | 6.2522 | 7.2802 | AR - Occupancy Sensor - Fixture Mounted | 130 | 1.9098 | 13.9404 | 139.4041 | 8514.4561 | 6244.093 | 1950 | 14758.5491 | 1950 | 12808.5491 | 7.5685
AR - Occupancy Sensor - Exterior | BNI Lighting | RET | 10 | 3.3333 | 94% | 47.6053 | 24.9331 | 10 | 29.1525 | 82.4856 | 0.20951 | 0.020951 | 0.39636 | 16.0772 | 17.4356 | AR - Occupancy Sensor - Exterior | 10 | 0.25229 | 0.4773 | 4.773 | 291.5254 | 824.8565 | 100 | 1116.3818 | 100 | 1016.3818 | 11.1638
AR - Occupancy Sensor - Ceiling or Wall Remote Mounted | BNI Lighting | RET | 10 | 3.3333 | 94% | 163.1654 | 35.3354 | 30 | 99.9192 | 116.8993 | 0.18338 | 0.018338 | 0.83904 | 7.208 | 8.5192 | AR - Occupancy Sensor - Ceiling or Wall Remote Mounted | 15 | 0.53633 | 2.4539 | 24.5391 | 1498.7876 | 1753.49 | 450 | 3252.2776 | 450 | 2802.2776 | 7.2273
AR - No Loss Drain | BNI Process | ROB/NEW | 15 | N/A | 94% | 4044.7401 | 1181.5759 | 120 | 3746.45 | 4690.4606 | 0.02959 | 0.0019727 | 0.10037 | 0.23955 | 0.44591 | AR - No Loss Drain | 0.25 | 0.2989 | 1.0138 | 15.2076 | 936.6125 | 1172.6152 | 30 | 2109.2277 | 30 | 2079.2277 | 70.3076
AR - Natural Ventilation - Year-round | BNI Process | RET | 15 | 5 | 94% | 7581.0265 | 866.7889 | 882.8571 | 7021.9435 | 3440.8616 | 0.11615 | 0.0077434 | 1.0066 | 61.2021 | 62.062 | AR - Natural Ventilation - Year-round | 1 | 0.87709 | 7.6009 | 114.0141 | 7021.9435 | 3440.8616 | 882.8571 | 10462.8052 | 882.8571 | 9579.948 | 11.8511
AR - Natural Ventilation - Winter Only | BNI Process | RET | 15 | 5 | 94% | 3103.5429 | 297.6 | 192 | 2874.6638 | 1181.3723 | 0.061703 | 0.0041135 | 0.63759 | 152.1139 | 152.5736 | AR - Natural Ventilation - Winter Only | 0.5 | 0.15057 | 1.5558 | 23.3377 | 1437.3319 | 590.6861 | 96 | 2028.0181 | 96 | 1932.0181 | 21.1252
AR - Milk Pre-cooler - 50+ Plates | BNI Process | RET | 15 | 5 | 94% | 11539.9572 | 3958.6426 | 1400 | 10688.9124 | 15714.485 | 0.121 | 0.0080666 | 0.3495 | 6.5082 | 7.3382 | AR - Milk Pre-cooler - 50+ Plates | 3 | 12.017 | 34.7108 | 520.6623 | 32066.7371 | 47143.455 | 4200 | 79210.192 | 4200 | 75010.192 | 18.8596
AR - Milk Pre-cooler - 10-49 Plates | BNI Process | RET | 15 | 5 | 94% | 6917.0768 | 1766.381 | 750 | 6406.9586 | 7011.9406 | 0.10814 | 0.0072095 | 0.41961 | 5.4012 | 6.1645 | AR - Milk Pre-cooler - 10-49 Plates | 0.1 | 0.17874 | 0.69352 | 10.4029 | 640.6959 | 701.1941 | 75 | 1341.8899 | 75 | 1266.8899 | 17.8919
AR - Low-Energy or Zero-Energy Livestock Waterer | BNI Process | RET | 10 | 3.3333 | 94% | 1553.1 | 567.294 | 100 | 926.8942 | 1876.7654 | 0.064219 | 0.0064219 | 0.17421 | 7.5462 | 7.9836 | AR - Low-Energy or Zero-Energy Livestock Waterer | 0.2 | 0.11481 | 0.31144 | 3.1144 | 185.3788 | 375.3531 | 20 | 560.7319 | 20 | 540.7319 | 28.0366
AR - Low Temperature Dishwasher - Under-Counter | BNI Cooking and Laundry | ROB/NEW | 10 | N/A | 94% | 6182 | 745.0826 | 400 | 3710.5916 | 2464.9395 | 0.064534 | 0.0064534 | 0.53055 | 1.2538 | 1.6781 | AR - Low Temperature Dishwasher - Under-Counter | 0.25 | 0.18848 | 1.5496 | 15.4956 | 927.6479 | 616.2349 | 100 | 1543.8828 | 100 | 1443.8828 | 15.4388
AR - Low Temperature Dishwasher - Single-Tank Door Type | BNI Cooking and Laundry | ROB/NEW | 15 | N/A | 94% | 17255 | 2079.6508 | 1500 | 16063.3009 | 8255.5168 | 0.086704 | 0.0057802 | 0.71281 | 0.054212 | 0.5557 | AR - Low Temperature Dishwasher - Single-Tank Door Type | 0.25 | 0.52609 | 4.3251 | 64.8762 | 4015.8252 | 2063.8792 | 375 | 6079.7044 | 375 | 5704.7044 | 16.2125
AR - Low Temperature Dishwasher - Single-Tank Conveyor | BNI Cooking and Laundry | ROB/NEW | 20 | N/A | 94% | 15378 | 1853.4262 | 1250 | 18256.2988 | 8085.1095 | 0.081072 | 0.0040536 | 0.66651 | 0.20553 | 0.68408 | AR - Low Temperature Dishwasher - Single-Tank Conveyor | 0.25 | 0.46886 | 3.8546 | 77.092 | 4564.0747 | 2021.2774 | 312.5 | 6585.3521 | 312.5 | 6272.8521 | 21.0731
AR - Low Temperature Dishwasher - Multi-Tank Conveyor | BNI Cooking and Laundry | ROB/NEW | 20 | N/A | 94% | 22863 | 2755.5523 | 1750 | 27142.2656 | 12020.4095 | 0.076342 | 0.0038171 | 0.62762 | 0.0087749 | 0.46182 | AR - Low Temperature Dishwasher - Multi-Tank Conveyor | 0.25 | 0.69707 | 5.7308 | 114.6153 | 6785.5664 | 3005.1024 | 437.5 | 9790.6688 | 437.5 | 9353.1688 | 22.3787
AR - Large ASHP - 65 to 135 kBTU/h - High Heat COP>=3.6, Low Heat COP>=2.45, EER>=11.9 (with baseline cooling) | BNI HVAC | ROB/NEW | 20 | N/A | 83% | 28866.9023 | 12627.4167 | 5104.1667 | 35318.8827 | 48637.9597 | 0.19973 | 0.0099863 | 0.45241 | -1.0182 | 0.3116 | AR - Large ASHP - 65 to 135 kBTU/h - High Heat COP>=3.6, Low Heat COP>=2.45, EER>=11.9 (with baseline cooling) | 0.5 | 5.6411 | 12.7779 | 255.5582 | 17659.4413 | 24318.9798 | 2552.0833 | 41978.4212 | 2552.0833 | 39426.3378 | 16.4487
AR - Large ASHP - 65 to 135 kBTU/h - High Heat COP>=3.6, Low Heat COP>=2.45, EER>=11.9 (no baseline cooling) | BNI HVAC | ROB/NEW | 20 | N/A | 83% | 28866.9023 | 12627.4167 | 5104.1667 | 35318.8827 | 48637.9597 | 0.19973 | 0.0099863 | 0.45241 | 0.45941 | 1.7892 | AR - Large ASHP - 65 to 135 kBTU/h - High Heat COP>=3.6, Low Heat COP>=2.45, EER>=11.9 (no baseline cooling) | 0.5 | 5.6411 | 12.7779 | 255.5582 | 17659.4413 | 24318.9798 | 2552.0833 | 41978.4212 | 2552.0833 | 39426.3378 | 16.4487
AR - Large ASHP - 65 to 135 kBTU/h - High Heat COP>=3.4, Low Heat COP>=2.25, EER>=11 (with baseline cooling) | BNI HVAC | ROB/NEW | 20 | N/A | 83% | 28765.7747 | 1481.143 | 4476.9737 | 35195.1523 | 5705.0288 | 0.1758 | 0.00879 | 3.383 | -1.0933 | 0.23715 | AR - Large ASHP - 65 to 135 kBTU/h - High Heat COP>=3.4, Low Heat COP>=2.25, EER>=11 (with baseline cooling) | 0.5 | 0.66168 | 12.7331 | 254.6629 | 17597.5761 | 2852.5144 | 2238.4868 | 20450.0905 | 2238.4868 | 18211.6037 | 9.1357
AR - Large ASHP - 65 to 135 kBTU/h - High Heat COP>=3.4, Low Heat COP>=2.25, EER>=11 (no baseline cooling) | BNI HVAC | ROB/NEW | 20 | N/A | 83% | 21702.331 | 0 | 5127.5 | 26552.9731 | 0 | 0.26688 | 0.013344 | N/A | 0.78984 | 2.847 | AR - Large ASHP - 65 to 135 kBTU/h - High Heat COP>=3.4, Low Heat COP>=2.25, EER>=11 (no baseline cooling) | 0.5 | 0 | 9.6065 | 192.1304 | 13276.4866 | 0 | 2563.75 | 13276.4866 | 2563.75 | 10712.7366 | 5.1785
AR - Large ASHP - 135 to 240 kBTU/h - High Heat COP>=3.5, Low Heat COP>=2.25, EER>=11.4 (with baseline cooling) | BNI HVAC | ROB/NEW | 20 | N/A | 83% | 39099.1749 | 9683.0851 | 7291.6667 | 47838.1489 | 37297.0587 | 0.21065 | 0.010533 | 0.84282 | -0.78629 | 0.70436 | AR - Large ASHP - 135 to 240 kBTU/h - High Heat COP>=3.5, Low Heat COP>=2.25, EER>=11.4 (with baseline cooling) | 0.5 | 4.3258 | 17.3072 | 346.1444 | 23919.0744 | 18648.5294 | 3645.8333 | 42567.6038 | 3645.8333 | 38921.7704 | 11.6757
AR - Large ASHP - 135 to 240 kBTU/h - High Heat COP>=3.5, Low Heat COP>=2.25, EER>=11.4 (no baseline cooling) | BNI HVAC | ROB/NEW | 20 | N/A | 83% | 52151.3718 | 12651.3142 | 7291.6667 | 63807.6147 | 48730.0075 | 0.15793 | 0.0078966 | 0.64508 | 0.45676 | 1.5762 | AR - Large ASHP - 135 to 240 kBTU/h - High Heat COP>=3.5, Low Heat COP>=2.25, EER>=11.4 (no baseline cooling) | 0.5 | 5.6518 | 23.0848 | 461.6953 | 31903.8074 | 24365.0037 | 3645.8333 | 56268.8111 | 3645.8333 | 52622.9778 | 15.4337
AR - Large ASHP - 135 to 240 kBTU/h - High Heat COP>=3.2, Low Heat COP>=2.05, EER>=10.4 (with baseline cooling) | BNI HVAC | ROB/NEW | 20 | N/A | 83% | 54499.2213 | 7253.4354 | 6508.3333 | 66680.2271 | 27938.5964 | 0.13489 | 0.0067447 | 1.0043 | -0.47821 | 0.51397 | AR - Large ASHP - 135 to 240 kBTU/h - High Heat COP>=3.2, Low Heat COP>=2.05, EER>=10.4 (with baseline cooling) | 0.5 | 3.2404 | 24.124 | 482.4807 | 33340.1135 | 13969.2982 | 3254.1667 | 47309.4117 | 3254.1667 | 44055.2451 | 14.5381
AR - Large ASHP - 135 to 240 kBTU/h - High Heat COP>=3.2, Low Heat COP>=2.05, EER>=10.4 (no baseline cooling) | BNI HVAC | ROB/NEW | 20 | N/A | 83% | 33712.9967 | 0 | 8925 | 41248.1174 | 0 | 0.29903 | 0.014952 | N/A | 0.67602 | 2.9811 | AR - Large ASHP - 135 to 240 kBTU/h - High Heat COP>=3.2, Low Heat COP>=2.05, EER>=10.4 (no baseline cooling) | 0.5 | 0 | 14.923 | 298.4606 | 20624.0587 | 0 | 4462.5 | 20624.0587 | 4462.5 | 16161.5587 | 4.6216
AR - Kitchen Exhaust Demand Controlled Ventilation (DCV) | BNI Cooking and Laundry | RET | 15 | 5 | 94% | 3364.5 | 387.6 | 637.5 | 3132.1342 | 1538.6421 | 0.18898 | 0.012599 | 1.6254 | 4.2542 | 5.6528 | AR - Kitchen Exhaust Demand Controlled Ventilation (DCV) | 10 | 3.9221 | 33.7334 | 506.0008 | 31321.3421 | 15386.4214 | 6375 | 46707.7635 | 6375 | 40332.7635 | 7.3267
AR - Intelligent Freezer Defrost Controls | BNI Refrigeration | RET | 10 | 3.3333 | 94% | 807.3735 | 1297.8063 | 150 | 473.4723 | 4293.5022 | 0.1853 | 0.01853 | 0.11422 | 5.5149 | 6.4191 | AR - Intelligent Freezer Defrost Controls | 0.2 | 0.26265 | 0.1619 | 1.619 | 94.6945 | 858.7004 | 30 | 953.3949 | 30 | 923.3949 | 31.7798
AR - Integrated Dual Enthalpy Economizer Controls | BNI HVAC | RET | 10 | 3.3333 | 83% | 1159.9765 | 268.5 | 250 | 700.3131 | 784.3255 | 0.24345 | 0.024345 | 1.0421 | 12.1724 | 13.9044 | AR - Integrated Dual Enthalpy Economizer Controls | 0.25 | 0.059974 | 0.25673 | 2.5673 | 175.0783 | 196.0814 | 62.5 | 371.1596 | 62.5 | 308.6596 | 5.9386
AR - Indoor - Horticultural Lighting | BNI Lighting | RET | 2.7667 | 0.92222 | 94% | 2058.176 | 512.2465 | 90 | 45.5447 | 633.5138 | 0.043613 | 0.015764 | 0.17363 | 0.306 | 0.61449 | AR - Indoor - Horticultural Lighting | 500 | 259.1662 | 1031.7915 | 2854.6231 | 22772.3424 | 316756.924 | 45000 | 339529.2664 | 45000 | 294529.2664 | 7.5451
AR - Indoor - Four-Pin Base Replacement Lamp for CFL | BNI Lighting | RET | 3.9667 | 1.3222 | 94% | 78.6954 | 10.9788 | 5 | 8.7478 | 18.7238 | 0.06337 | 0.015976 | 0.45007 | 2.5464 | 3.0115 | AR - Indoor - Four-Pin Base Replacement Lamp for CFL | 22 | 0.2444 | 1.7358 | 6.8855 | 192.4524 | 411.9226 | 110 | 604.375 | 110 | 494.375 | 5.4943
AR - Ice Maker - Self-Contained | BNI Cooking and Laundry | ROB/NEW | 10 | N/A | 94% | 1280 | 321.7709 | 150 | 768.2881 | 1064.5073 | 0.11688 | 0.011688 | 0.4607 | 1.6833 | 2.5094 | AR - Ice Maker - Self-Contained | 0.25 | 0.081398 | 0.32084 | 3.2084 | 192.072 | 266.1268 | 37.5 | 458.1988 | 37.5 | 420.6988 | 12.2186
AR - Ice Maker - Remote Condensing Unit - 400-1000 lb/day | BNI Cooking and Laundry | ROB/NEW | 10 | N/A | 94% | 1552 | 187.0541 | 200 | 931.5494 | 618.8266 | 0.12853 | 0.012853 | 1.0567 | 1.6235 | 2.1335 | AR - Ice Maker - Remote Condensing Unit - 400-1000 lb/day | 0.25 | 0.047319 | 0.38902 | 3.8902 | 232.8873 | 154.7067 | 50 | 387.594 | 50 | 337.594 | 7.7519
AR - Ice Maker - Remote Condensing Unit - 1000-2000 lb/day | BNI Cooking and Laundry | ROB/NEW | 10 | N/A | 94% | 3131.5 | 377.4226 | 300 | 1879.6049 | 1248.6182 | 0.09555 | 0.009555 | 0.78553 | 1.2759 | 1.7705 | AR - Ice Maker - Remote Condensing Unit - 1000-2000 lb/day | 0.25 | 0.095477 | 0.78493 | 7.8493 | 469.9012 | 312.1546 | 75 | 782.0558 | 75 | 707.0558 | 10.4274
AR - Ice Maker - Remote Condensing Unit - >2000 lb/day | BNI Cooking and Laundry | ROB/NEW | 10 | N/A | 94% | 5872 | 707.72 | 600 | 3524.5218 | 2341.3336 | 0.10191 | 0.010191 | 0.83784 | 0.63581 | 1.249 | AR - Ice Maker - Remote Condensing Unit - >2000 lb/day | 0.5 | 0.35806 | 2.9437 | 29.4371 | 1762.2609 | 1170.6668 | 300 | 2932.9277 | 300 | 2632.9277 | 9.7764
AR - Ice Maker - Ice Making Head - 750-1000 lb/day | BNI Cooking and Laundry | ROB/NEW | 10 | N/A | 94% | 1838 | 221.5241 | 250 | 1103.2137 | 732.8629 | 0.13566 | 0.013566 | 1.1153 | 2.2653 | 3.2675 | AR - Ice Maker - Ice Making Head - 750-1000 lb/day | 0.5 | 0.11208 | 0.92141 | 9.2141 | 551.6069 | 366.4315 | 125 | 918.0383 | 125 | 793.0383 | 7.3443
AR - Ice Maker - Ice Making Head - 500-750 lb/day | BNI Cooking and Laundry | ROB/NEW | 10 | N/A | 94% | 1085 | 130.7691 | 200 | 651.2442 | 432.6204 | 0.18385 | 0.018385 | 1.5115 | 3.0766 | 4.4347 | AR - Ice Maker - Ice Making Head - 500-750 lb/day | 0.5 | 0.066161 | 0.54393 | 5.4393 | 325.6221 | 216.3102 | 100 | 541.9323 | 100 | 441.9323 | 5.4193
AR - Ice Maker - Ice Making Head - 200-500 lb/day | BNI Cooking and Laundry | ROB/NEW | 10 | N/A | 94% | 469 | 53.5388 | 150 | 281.5056 | 177.1212 | 0.31899 | 0.031899 | 2.7688 | 5.369 | 7.7307 | AR - Ice Maker - Ice Making Head - 200-500 lb/day | 10 | 0.54175 | 4.7023 | 47.0232 | 2815.0557 | 1771.212 | 1500 | 4586.2677 | 1500 | 3086.2677 | 3.0575
AR - Ice Maker - Ice Making Head - >1000 lb/day | BNI Cooking and Laundry | ROB/NEW | 10 | N/A | 94% | 2595 | 312.7612 | 300 | 1557.5841 | 1034.7004 | 0.1153 | 0.01153 | 0.94794 | 1.7386 | 2.5904 | AR - Ice Maker - Ice Making Head - >1000 lb/day | 0.25 | 0.079119 | 0.65045 | 6.5045 | 389.396 | 258.6751 | 75 | 648.0711 | 75 | 573.0711 | 8.6409
AR - HVAC Hotel Occupancy Sensor - Without building integrated intelligent control | BNI HVAC | RET | 8 | 2.6667 | 83% | 438.69 | 90 | 50 | 197.5808 | 233.2889 | 0.12874 | 0.016093 | 0.6218 | 2.617 | 3.541 | AR - HVAC Hotel Occupancy Sensor - Without building integrated intelligent control | 250 | 20.1031 | 97.0929 | 776.7431 | 49395.2074 | 58322.2352 | 12500 | 107717.4426 | 12500 | 95217.4426 | 8.6174
AR - HVAC Hotel Occupancy Sensor - With building integrated intelligent control | BNI HVAC | RET | 8 | 2.6667 | 83% | 438.69 | 90 | 75 | 197.5808 | 233.2889 | 0.19311 | 0.024139 | 0.93269 | 7.4071 | 8.7932 | AR - HVAC Hotel Occupancy Sensor - With building integrated intelligent control | 50 | 4.0206 | 19.4186 | 155.3486 | 9879.0415 | 11664.447 | 3750 | 21543.4885 | 3750 | 17793.4885 | 5.7449
AR - HVAC Air-to-Water Heat Pump | BNI HVAC | ROB/NEW | 15 | N/A | 83% | 18266.9678 | 4239.106 | 3637.5 | 17432.1556 | 14858.6165 | 0.22493 | 0.014995 | 0.96039 | 2.7745 | 4.3744 | AR - HVAC Air-to-Water Heat Pump | 2 | 7.575 | 32.3434 | 485.1515 | 34864.3113 | 29717.233 | 7275 | 64581.5442 | 7275 | 57306.5442 | 8.8772
AR - Hot Food Holding Cabinet - Full Size - Interior Volume >=20 ft^3 | BNI Cooking and Laundry | ROB/NEW | 12 | N/A | 94% | 1914 | 230.684 | 900 | 1412.2597 | 840.8975 | 0.46899 | 0.039082 | 3.8556 | 10.4541 | 13.9186 | AR - Hot Food Holding Cabinet - Full Size - Interior Volume >=20 ft^3 | 0.5 | 0.11671 | 0.95951 | 11.5142 | 706.1299 | 420.4487 | 450 | 1126.5786 | 450 | 676.5786 | 2.5035
AR - Hot Food Holding Cabinet - 1/2 and 3/4 Size - Interior Volume <20 ft^3 | BNI Cooking and Laundry | ROB/NEW | 12 | N/A | 94% | 1040 | 125.3455 | 399.8 | 767.3721 | 456.914 | 0.38342 | 0.031951 | 3.1521 | 1.4003 | 4.2327 | AR - Hot Food Holding Cabinet - 1/2 and 3/4 Size - Interior Volume <20 ft^3 | 0.5 | 0.063417 | 0.52137 | 6.2564 | 383.686 | 228.457 | 199.9 | 612.143 | 199.9 | 412.243 | 3.0622
AR - High Volume Low Speed Fan - 24+ ft | BNI Process | RET | 15 | 5 | 94% | 14311.2603 | 4388.5037 | 2000 | 13255.8383 | 17420.8894 | 0.13938 | 0.0092923 | 0.45039 | 6.4629 | 7.4303 | AR - High Volume Low Speed Fan - 24+ ft | 2 | 8.8813 | 28.6977 | 430.4657 | 26511.6767 | 34841.7787 | 4000 | 61353.4554 | 4000 | 57353.4554 | 15.3384
AR - High Volume Low Speed Fan - 16-22 ft | BNI Process | RET | 15 | 5 | 94% | 12906.0325 | 3839.2712 | 1000 | 11954.2429 | 15240.6205 | 0.07728 | 0.005152 | 0.25741 | 6.2625 | 6.8005 | AR - High Volume Low Speed Fan - 16-22 ft | 2 | 7.7698 | 25.8799 | 388.1981 | 23908.4858 | 30481.2411 | 2000 | 54389.7268 | 2000 | 52389.7268 | 27.1949
AR - High Temperature Dishwasher - Under-Counter | BNI Cooking and Laundry | ROB/NEW | 10 | N/A | 94% | 2133.64 | 462.4805 | 400 | 1280.6643 | 1530.0133 | 0.18698 | 0.018698 | 0.85475 | 4.8351 | 6.0093 | AR - High Temperature Dishwasher - Under-Counter | 5 | 2.3399 | 10.6962 | 106.9623 | 6403.3214 | 7650.0666 | 2000 | 14053.388 | 2000 | 12053.388 | 7.0267
AR - High Temperature Dishwasher - Single-Tank Door Type | BNI Cooking and Laundry | ROB/NEW | 15 | N/A | 94% | 2157.5 | 1300.2648 | 1100 | 2008.4944 | 5161.6158 | 0.50851 | 0.033901 | 0.83605 | 8.1518 | 9.9124 | AR - High Temperature Dishwasher - Single-Tank Door Type | 10 | 13.1571 | 21.6317 | 324.4752 | 20084.9444 | 51616.1579 | 11000 | 71701.1023 | 11000 | 60701.1023 | 6.5183
AR - High Temperature Dishwasher - Single-Tank Conveyor | BNI Cooking and Laundry | ROB/NEW | 20 | N/A | 94% | 10204 | 1229.8323 | 1100 | 12113.8817 | 5364.8366 | 0.10752 | 0.0053759 | 0.88393 | 0.44097 | 1.1472 | AR - High Temperature Dishwasher - Single-Tank Conveyor | 5 | 6.2222 | 51.154 | 1023.0807 | 60569.4086 | 26824.1829 | 5500 | 87393.5915 | 5500 | 81893.5915 | 15.8897
AR - High Temperature Dishwasher - Pot, Pan and Utensil | BNI Cooking and Laundry | ROB/NEW | 10 | N/A | 94% | 10979 | 1323.2388 | 450 | 6589.8714 | 4377.64 | 0.04088 | 0.004088 | 0.33608 | 1.7766 | 2.0665 | AR - High Temperature Dishwasher - Pot, Pan and Utensil | 5 | 6.6948 | 55.0392 | 550.3921 | 32949.3569 | 21888.1999 | 2250 | 54837.5568 | 2250 | 52587.5568 | 24.3722
AR - High Temperature Dishwasher - Multi-Tank Conveyor | BNI Cooking and Laundry | ROB/NEW | 20 | N/A | 94% | 45074 | 5432.5227 | 2000 | 53510.4963 | 23698.0247 | 0.044255 | 0.0022128 | 0.36383 | -0.031936 | 0.26362 | AR - High Temperature Dishwasher - Multi-Tank Conveyor | 5 | 27.4853 | 225.9621 | 4519.2414 | 267552.4816 | 118490.1234 | 10000 | 386042.605 | 10000 | 376042.605 | 38.6043
AR - High Efficiency Ventilation Fan - 48+ in | BNI Process | RET | 15 | 5 | 94% | 2021.2478 | 267.5506 | 95 | 1872.1855 | 1062.0862 | 0.046878 | 0.0031252 | 0.3509 | 6.1245 | 6.4694 | AR - High Efficiency Ventilation Fan - 48+ in | 2 | 0.54146 | 4.0531 | 60.7967 | 3744.3711 | 2124.1725 | 190 | 5868.5436 | 190 | 5678.5436 | 30.8871
AR - High Efficiency Ventilation Fan - 36-47 in | BNI Process | RET | 15 | 5 | 94% | 3308.3214 | 356.608 | 75 | 3064.3405 | 1415.6145 | 0.022611 | 0.0015074 | 0.20785 | 3.0259 | 3.1937 | AR - High Efficiency Ventilation Fan - 36-47 in | 10 | 3.6084 | 33.1701 | 497.5519 | 30643.4049 | 14156.1445 | 750 | 44799.5494 | 750 | 44049.5494 | 59.7327
AR - High Efficiency Ventilation Fan - 24-35 in | BNI Process | RET | 15 | 5 | 94% | 422.6317 | 130.7236 | 65 | 391.4636 | 518.9291 | 0.1534 | 0.010226 | 0.49139 | 19.7781 | 20.8419 | AR - High Efficiency Ventilation Fan - 24-35 in | 1 | 0.13228 | 0.42374 | 6.3561 | 391.4636 | 518.9291 | 65 | 910.3927 | 65 | 845.3927 | 14.006
AR - High Efficiency Ventilation Fan - 14-23 in | BNI Process | RET | 15 | 5 | 94% | 155.8686 | 48.2115 | 55 | 144.3736 | 191.3835 | 0.35194 | 0.023462 | 1.1274 | 47.2293 | 49.6699 | AR - High Efficiency Ventilation Fan - 14-23 in | 1 | 0.048784 | 0.15628 | 2.3442 | 144.3736 | 191.3835 | 55 | 335.7572 | 55 | 280.7572 | 6.1047
AR - High Efficiency Circulator Pump - 500-2500 W | BNI Other | ROB/NEW | 15 | N/A | 94% | 2014 | 229.3079 | 600 | 1865.4722 | 910.2755 | 0.29713 | 0.019809 | 2.5858 | -0.008957 | 2.1911 | AR - High Efficiency Circulator Pump - 500-2500 W | 20 | 4.6406 | 40.3858 | 605.7873 | 37309.4444 | 18205.5096 | 12000 | 55514.954 | 12000 | 43514.954 | 4.6262
AR - High Efficiency Circulator Pump - 150-499 W | BNI Other | ROB/NEW | 15 | N/A | 94% | 816 | 126.5786 | 150 | 755.8219 | 502.4745 | 0.18334 | 0.012223 | 1.1711 | 5.9843 | 7.3227 | AR - High Efficiency Circulator Pump - 150-499 W | 10 | 1.2808 | 8.1814 | 122.7216 | 7558.2191 | 5024.7452 | 1500 | 12582.9643 | 1500 | 11082.9643 | 8.3886
AR - High Efficiency Circulator Pump - 0-149 W | BNI Other | ROB/NEW | 15 | N/A | 94% | 420 | 87.9 | 100 | 389.026 | 348.9336 | 0.23747 | 0.015831 | 1.1243 | -0.022533 | 1.6795 | AR - High Efficiency Circulator Pump - 0-149 W | 10 | 0.88944 | 4.211 | 63.1655 | 3890.2598 | 3489.3355 | 1000 | 7379.5953 | 1000 | 6379.5953 | 7.3796
AR - High Efficiency Circulation Fan - 36-47 in | BNI Process | RET | 15 | 5 | 94% | 152.3602 | 48.6789 | 55 | 141.124 | 193.2391 | 0.36004 | 0.024003 | 1.1166 | 62.1106 | 64.5991 | AR - High Efficiency Circulation Fan - 36-47 in | 10 | 0.49257 | 1.5276 | 22.9141 | 1411.2401 | 1932.3906 | 550 | 3343.6307 | 550 | 2793.6307 | 6.0793
AR - High Efficiency Circulation Fan - 18-35 in | BNI Process | RET | 15 | 5 | 94% | 834.9557 | 95.3146 | 35 | 773.3797 | 378.3669 | 0.041809 | 0.0027872 | 0.36289 | 10.0944 | 10.4039 | AR - High Efficiency Circulation Fan - 18-35 in | 0.5 | 0.048224 | 0.41857 | 6.2786 | 386.6898 | 189.1835 | 17.5 | 575.8733 | 17.5 | 558.3733 | 32.907
AR - Heat Reclaimer Unit | BNI Process | RET | 15 | 5 | 94% | 14743.2797 | 3936.1758 | 1250 | 13655.9973 | 15625.2992 | 0.084562 | 0.0056375 | 0.31384 | 2.4004 | 2.995 | AR - Heat Reclaimer Unit | 3 | 11.9488 | 44.346 | 665.1905 | 40967.992 | 46875.8975 | 3750 | 87843.8895 | 3750 | 84093.8895 | 23.425
AR - Heat Pump Water Heater >=80 gal | BNI Domestic Hot Water (DHW) | ROB/NEW | 10 | N/A | 94% | 16136.0966 | 2013.7623 | 900 | 9992.5651 | 6662.0827 | 0.055629 | 0.0055629 | 0.44168 | 0.95271 | 1.3631 | AR - Heat Pump Water Heater >=80 gal | 20 | 40.7538 | 323.5698 | 3235.6975 | 199851.3026 | 133241.6538 | 18000 | 333092.9564 | 18000 | 315092.9564 | 18.5052
AR - Heat Pump Water Heater - 60-79 gal | BNI Domestic Hot Water (DHW) | ROB/NEW | 10 | N/A | 94% | 4714.6216 | 922.737 | 800 | 2919.6134 | 3052.6692 | 0.16924 | 0.016924 | 0.85681 | 2.49 | 3.7086 | AR - Heat Pump Water Heater - 60-79 gal | 10 | 9.337 | 47.2701 | 472.7007 | 29196.1339 | 30526.6922 | 8000 | 59722.8262 | 8000 | 51722.8262 | 7.4654
AR - Ground Source Heat Pump - Open Loop - EER>=20.0, COP>=4.0 | BNI HVAC | ROB/NEW | 25 | N/A | 94% | 28366.6824 | 10893.6784 | 5467.5 | 45179.7451 | 51201.7645 | 0.19224 | 0.0076895 | 0.496 | 0.42013 | 1.7217 | AR - Ground Source Heat Pump - Open Loop - EER>=20.0, COP>=4.0 | 1 | 11.0231 | 28.4412 | 711.0301 | 45179.7451 | 51201.7645 | 5467.5 | 96381.5096 | 5467.5 | 90914.0096 | 17.6281
AR - Ground Source Heat Pump - Open Loop - EER>=16.2, COP>=3.6 | BNI HVAC | ROB/NEW | 25 | N/A | 94% | 28366.6824 | 10893.6784 | 5467.5 | 45179.7451 | 51201.7645 | 0.19224 | 0.0076895 | 0.496 | -0.085277 | 1.2163 | AR - Ground Source Heat Pump - Open Loop - EER>=16.2, COP>=3.6 | 1 | 11.0231 | 28.4412 | 711.0301 | 45179.7451 | 51201.7645 | 5467.5 | 96381.5096 | 5467.5 | 90914.0096 | 17.6281
AR - Griddle - Electric | BNI Cooking and Laundry | RET | 12 | 4 | 94% | 636.33 | 76.6934 | 900 | 469.521 | 279.5655 | 1.4107 | 0.11755 | 11.5973 | 164.8973 | 175.3181 | AR - Griddle - Electric | 10 | 0.77605 | 6.38 | 76.5602 | 4695.2102 | 2795.6546 | 9000 | 7490.8648 | 9000 | -1509.1352 | 0.83232
AR - Fryer - Electric | BNI Cooking and Laundry | RET | 12 | 4 | 94% | 2401 | 750.3125 | 850 | 1771.5965 | 2735.0663 | 0.35309 | 0.029424 | 1.1196 | 41.2787 | 43.7247 | AR - Fryer - Electric | 10 | 7.5923 | 24.0731 | 288.8769 | 17715.9645 | 27350.6627 | 8500 | 45066.6272 | 8500 | 36566.6272 | 5.302
AR - Freezer - Glass Door - >=15 ft^3 | BNI Cooking and Laundry | RET | 12 | 4 | 94% | 6166.8864 | 709.8137 | 613.2 | 4550.2849 | 2587.4386 | 0.099174 | 0.0082645 | 0.85375 | 13.9599 | 14.6939 | AR - Freezer - Glass Door - >=15 ft^3 | 0.5 | 0.35912 | 3.0915 | 37.0985 | 2275.1425 | 1293.7193 | 306.6 | 3568.8617 | 306.6 | 3262.2617 | 11.6401
AR - Freezer - Glass Door - <15 ft^3 | BNI Cooking and Laundry | RET | 12 | 4 | 94% | 1602 | 193.0803 | 300 | 1182.0481 | 703.8233 | 0.18678 | 0.015565 | 1.5355 | 24.8431 | 26.2228 | AR - Freezer - Glass Door - <15 ft^3 | 0.25 | 0.048844 | 0.40155 | 4.8186 | 295.512 | 175.9558 | 75 | 471.4679 | 75 | 396.4679 | 6.2862
AR - Evaporator Fan Motor Controls | BNI Refrigeration | RET | 10 | 3.3333 | 94% | 988.527 | 113.1782 | 150 | 579.707 | 374.4248 | 0.15134 | 0.015134 | 1.3098 | 1.1141 | 2.2344 | AR - Evaporator Fan Motor Controls | 10 | 1.1452 | 9.9112 | 99.1124 | 5797.07 | 3744.2482 | 1500 | 9541.3182 | 1500 | 8041.3182 | 6.3609
AR - Engine Block Heater Timer | BNI Process | RET | 5 | 1.6667 | 94% | 1248 | 1092 | 40 | 240.6115 | 2257.8649 | 0.031967 | 0.0063935 | 0.0362 | 0.79686 | 0.98416 | AR - Engine Block Heater Timer | 0.1 | 0.1105 | 0.12513 | 0.62564 | 24.0612 | 225.7865 | 4 | 249.8476 | 4 | 245.8476 | 62.4619
AR - Electric Thermal Storage (ETS) System - Small Commercial (50-150 kWh of 8-hr storage) | BNI HVAC | RET | 18 | 6 | 94% | 0 | 6250 | 1000 | 0 | 26405.3262 | N/A | N/A | 0.15812 | 61.8423 | 65.2532 | AR - Electric Thermal Storage (ETS) System - Small Commercial (50-150 kWh of 8-hr storage) | 1 | 6.3243 | 0 | 0 | 0 | 26405.3262 | 1000 | 26405.3262 | 1000 | 25405.3262 | 26.4053
AR - Electric Thermal Storage (ETS) System - Medium Commercial (150-300 kWh of 8-hr storage) | BNI HVAC | RET | 18 | 6 | 94% | 0 | 14062.5 | 2000 | 0 | 59411.9839 | N/A | N/A | 0.14055 | 54.9709 | 58.0028 | AR - Electric Thermal Storage (ETS) System - Medium Commercial (150-300 kWh of 8-hr storage) | 1 | 14.2296 | 0 | 0 | 0 | 59411.9839 | 2000 | 59411.9839 | 2000 | 57411.9839 | 29.706
AR - Electric Thermal Storage (ETS) System - Less than 50 kWh | BNI HVAC | RET | 18 | 6 | 94% | 0 | 1562.5 | 500 | 0 | 6601.3315 | N/A | N/A | 0.31624 | 45.3808 | 52.2025 | AR - Electric Thermal Storage (ETS) System - Less than 50 kWh | 0.5 | 0.79053 | 0 | 0 | 0 | 3300.6658 | 250 | 3300.6658 | 250 | 3050.6658 | 13.2027
AR - Electric Thermal Storage (ETS) System - Large Commercial (>300 kWh of 8-hr storage) | BNI HVAC | RET | 18 | 6 | 94% | 0 | 18750 | 4000 | 0 | 79215.9786 | N/A | N/A | 0.21083 | 60.7053 | 65.2532 | AR - Electric Thermal Storage (ETS) System - Large Commercial (>300 kWh of 8-hr storage) | 0.5 | 9.4864 | 0 | 0 | 0 | 39607.9893 | 2000 | 39607.9893 | 2000 | 37607.9893 | 19.804
AR - ECM (Brushless) DC Motors for Refrig Evap Fan - Walk-in Cooler | BNI Refrigeration | ROB/NEW | 15 | N/A | 94% | 759.6864 | 86.3895 | 180 | 692.6298 | 342.9372 | 0.23632 | 0.015755 | 2.0591 | 0.15864 | 1.9085 | AR - ECM (Brushless) DC Motors for Refrig Evap Fan - Walk-in Cooler | 10 | 0.87416 | 7.6168 | 114.2523 | 6926.2983 | 3429.3722 | 1800 | 10355.6705 | 1800 | 8555.6705 | 5.7532
AR - ECM (Brushless) DC Motors for Refrig Evap Fan - Standalone Retail Cooler | BNI Refrigeration | ROB/NEW | 15 | N/A | 94% | 1116.4007 | 115.8303 | 50 | 1017.8574 | 459.8073 | 0.044669 | 0.002978 | 0.4266 | -0.22286 | 0.10905 | AR - ECM (Brushless) DC Motors for Refrig Evap Fan - Standalone Retail Cooler | 0.25 | 0.029302 | 0.27983 | 4.1975 | 254.4643 | 114.9518 | 12.5 | 369.4162 | 12.5 | 356.9162 | 29.5533
AR - Dual Ventilation - Year-round | BNI Process | ROB/NEW | 15 | N/A | 94% | 5726.5371 | 549.12 | 320 | 5304.2184 | 2179.8224 | 0.055734 | 0.0037156 | 0.57591 | 28.3926 | 28.8079 | AR - Dual Ventilation - Year-round | 0.5 | 0.27782 | 2.8708 | 43.0619 | 2652.1092 | 1089.9112 | 160 | 3742.0204 | 160 | 3582.0204 | 23.3876
AR - Dual Ventilation - Winter Only | BNI Process | ROB/NEW | 15 | N/A | 94% | 2482.8343 | 238.08 | 192 | 2299.7311 | 945.0978 | 0.077128 | 0.0051419 | 0.79698 | 65.8694 | 66.444 | AR - Dual Ventilation - Winter Only | 0.25 | 0.060227 | 0.62234 | 9.3351 | 574.9328 | 236.2745 | 48 | 811.2072 | 48 | 763.2072 | 16.9002
AR - Door Heater Controls | BNI Refrigeration | RET | 12 | 4 | 94% | 1400.0232 | 159.82 | 80 | 1010.4 | 582.5816 | 0.056992 | 0.0047493 | 0.49469 | 0.22176 | 0.6437 | AR - Door Heater Controls | 0.1 | 0.016172 | 0.14037 | 1.6844 | 101.04 | 58.2582 | 8 | 159.2982 | 8 | 151.2982 | 19.9123
AR - Discus or Scroll Refrigeration Compressor | BNI Refrigeration | ROB/NEW | 15 | N/A | 94% | 6261.726 | 1186.3192 | 200 | 5709.0114 | 4709.2898 | 0.031856 | 0.0021238 | 0.16661 | 0.54249 | 0.77235 | AR - Discus or Scroll Refrigeration Compressor | 0.25 | 0.3001 | 1.5695 | 23.5432 | 1427.2529 | 1177.3224 | 50 | 2604.5753 | 50 | 2554.5753 | 52.0915
AR - Daylighting Controls - Wall-Switch or Fixture Mounted | BNI Lighting | RET | 10 | 3.3333 | 94% | 505.116 | 137 | 25 | 309.3228 | 453.2339 | 0.049364 | 0.0049364 | 0.18034 | 1.343 | 1.6896 | AR - Daylighting Controls - Wall-Switch or Fixture Mounted | 5 | 0.69314 | 2.5322 | 25.3221 | 1546.6139 | 2266.1694 | 125 | 3812.7834 | 125 | 3687.7834 | 30.5023
AR - Daylighting Controls - Ceiling or Wall Remote Mounted | BNI Lighting | RET | 10 | 3.3333 | 94% | 803.795 | 270 | 60 | 492.2277 | 893.2347 | 0.07445 | 0.007445 | 0.21961 | 0.52778 | 1.0397 | AR - Daylighting Controls - Ceiling or Wall Remote Mounted | 10 | 2.7321 | 8.0591 | 80.5907 | 4922.2774 | 8932.3467 | 600 | 13854.6241 | 600 | 13254.6241 | 23.091
AR - Cycling Refrigerated Air Dryers - 51-100 cfm | BNI Process | ROB/NEW | 10 | N/A | 94% | 667.878 | 169 | 100 | 398.5914 | 559.0987 | 0.14934 | 0.014934 | 0.58477 | 19.6077 | 20.6625 | AR - Cycling Refrigerated Air Dryers - 51-100 cfm | 0.2 | 0.034202 | 0.13393 | 1.3393 | 79.7183 | 111.8197 | 20 | 191.538 | 20 | 171.538 | 9.5769
AR - Cycling Refrigerated Air Dryers - 26-50 cfm | BNI Process | ROB/NEW | 10 | N/A | 94% | 635.6559 | 85.6254 | 50 | 379.3611 | 283.2725 | 0.078453 | 0.0078453 | 0.57708 | 13.9345 | 14.5113 | AR - Cycling Refrigerated Air Dryers - 26-50 cfm | 0.2 | 0.017329 | 0.12747 | 1.2747 | 75.8722 | 56.6545 | 10 | 132.5267 | 10 | 122.5267 | 13.2527
AR - Cycling Refrigerated Air Dryers - 251-300 cfm | BNI Process | ROB/NEW | 10 | N/A | 94% | 2226.26 | 563 | 350 | 1328.6379 | 1862.5597 | 0.1568 | 0.01568 | 0.61437 | 18.8936 | 20.0013 | AR - Cycling Refrigerated Air Dryers - 251-300 cfm | 0.2 | 0.11394 | 0.44642 | 4.4642 | 265.7276 | 372.5119 | 70 | 638.2395 | 70 | 568.2395 | 9.1177
AR - Cycling Refrigerated Air Dryers - 201-250 cfm | BNI Process | ROB/NEW | 10 | N/A | 94% | 2003.634 | 507 | 250 | 1195.7741 | 1677.2962 | 0.12445 | 0.012445 | 0.48731 | 6.649 | 7.528 | AR - Cycling Refrigerated Air Dryers - 201-250 cfm | 0.2 | 0.1026 | 0.40178 | 4.0178 | 239.1548 | 335.4592 | 50 | 574.6141 | 50 | 524.6141 | 11.4923
AR - Cycling Refrigerated Air Dryers - 151-200 cfm | BNI Process | ROB/NEW | 10 | N/A | 94% | 1558.382 | 394 | 200 | 930.0465 | 1303.461 | 0.128 | 0.0128 | 0.50165 | 19.5606 | 20.4648 | AR - Cycling Refrigerated Air Dryers - 151-200 cfm | 0.2 | 0.079736 | 0.3125 | 3.125 | 186.0093 | 260.6922 | 40 | 446.7015 | 40 | 406.7015 | 11.1675
AR - Cycling Refrigerated Air Dryers - 101-150 cfm | BNI Process | ROB/NEW | 10 | N/A | 94% | 1335.756 | 338 | 150 | 797.1827 | 1118.1975 | 0.112 | 0.0112 | 0.43858 | 12.4336 | 13.2247 | AR - Cycling Refrigerated Air Dryers - 101-150 cfm | 0.2 | 0.068403 | 0.26785 | 2.6785 | 159.4365 | 223.6395 | 30 | 383.076 | 30 | 353.076 | 12.7692
AR - Cycling Refrigerated Air Dryers - 0-25 cfm | BNI Process | ROB/NEW | 10 | N/A | 94% | 178.101 | 45 | 25 | 106.2912 | 148.8724 | 0.14 | 0.014 | 0.54903 | 32.1029 | 33.092 | AR - Cycling Refrigerated Air Dryers - 0-25 cfm | 0.2 | 0.0091069 | 0.035714 | 0.35714 | 21.2582 | 29.7745 | 5 | 51.0327 | 5 | 46.0327 | 10.2065
AR - Custom Measures - Refrigeration | BNI Refrigeration | RET | 15 | 5 | 91% | 13287.47 | 1898.21 | 797.2482 | 11727.9656 | 7294.7708 | 0.061816 | 0.004121 | 0.42875 | 2.5533 | 3.0064 | AR - Custom Measures - Refrigeration | 4 | 7.4378 | 51.5888 | 773.8317 | 46911.8625 | 29179.0832 | 3188.9928 | 76090.9457 | 3188.9928 | 72901.9529 | 23.8605
AR - Custom Measures - Pool | BNI Other | RET | 10 | 3.3333 | 94% | 1753.71 | 279.3954 | 350.742 | 1046.6188 | 924.3171 | 0.19948 | 0.019948 | 1.2406 | 1.44 | 2.8941 | AR - Custom Measures - Pool | 2 | 0.56543 | 3.5166 | 35.1663 | 2093.2376 | 1848.6343 | 701.484 | 3941.8719 | 701.484 | 3240.3879 | 5.6193
AR - Custom Measures - Other | BNI Other | RET | 15 | 5 | 94% | 4357.24 | 694.1813 | 4357.24 | 4035.9038 | 2755.6672 | 0.99738 | 0.066492 | 6.2031 | 11.6436 | 18.914 | AR - Custom Measures - Other | 2 | 1.4049 | 8.7374 | 131.0606 | 8071.8075 | 5511.3343 | 8714.48 | 13583.1418 | 8714.48 | 4868.6618 | 1.5587
AR - Custom Measures - Motors | BNI Process | RET | 15 | 5 | 91% | 47455.89 | 3718.8602 | 3796.4712 | 42553.2741 | 14291.4813 | 0.082421 | 0.0054947 | 1.0421 | 2.4566 | 3.0744 | AR - Custom Measures - Motors | 5 | 18.2147 | 230.3102 | 3454.6524 | 212766.3705 | 71457.4067 | 18982.356 | 284223.7772 | 18982.356 | 265241.4212 | 14.9731
AR - Custom Measures - IT and Datacenter | BNI Other | RET | 5 | 1.6667 | 94% | 1000 | 159.3167 | 160 | 192.7977 | 329.41 | 0.15958 | 0.031916 | 0.9925 | 1.7309 | 2.8941 | AR - Custom Measures - IT and Datacenter | 0.5 | 0.080605 | 0.50131 | 2.5066 | 96.3988 | 164.705 | 80 | 261.1038 | 80 | 181.1038 | 3.2638
AR - Custom Measures - HVAC | BNI HVAC | RET | 18 | 6 | 94% | 36374.89 | 8817.8566 | 5092.4846 | 46559.8159 | 37254.1407 | 0.13963 | 0.0077574 | 0.57074 | 1.8246 | 2.8144 | AR - Custom Measures - HVAC | 6 | 53.5357 | 218.8227 | 3938.8086 | 279358.8955 | 223524.8445 | 30554.9076 | 502883.74 | 30554.9076 | 472328.8324 | 16.4584
AR - Custom Measures - DHW | BNI Domestic Hot Water (DHW) | RET | 10 | 3.3333 | 94% | 13614.61 | 1701.8263 | 680.7305 | 8431.0897 | 5630.1119 | 0.049869 | 0.0049869 | 0.3953 | 2.5606 | 2.9284 | AR - Custom Measures - DHW | 2 | 3.4441 | 27.3008 | 273.0075 | 16862.1793 | 11260.2238 | 1361.461 | 28122.4031 | 1361.461 | 26760.9421 | 20.656
AR - Custom Measures - Compressed Air | BNI Process | RET | 10 | 3.3333 | 94% | 1206.37 | 192.1949 | 193.0192 | 719.9648 | 635.834 | 0.15958 | 0.015958 | 0.9925 | 1.7309 | 2.8941 | AR - Custom Measures - Compressed Air | 4 | 0.77791 | 4.8382 | 48.3816 | 2879.8593 | 2543.3361 | 772.0768 | 5423.1954 | 772.0768 | 4651.1186 | 7.0242
AR - Custom Measures - Commercial Kitchen | BNI Cooking and Laundry | RET | 12 | 4 | 94% | 15493.07 | 2685.4655 | 1704.2377 | 11431.6817 | 9789.1559 | 0.10971 | 0.0091426 | 0.62716 | 2.0844 | 2.8804 | AR - Custom Measures - Commercial Kitchen | 6 | 16.3042 | 93.2026 | 1118.4316 | 68590.0905 | 58734.9352 | 10225.4262 | 127325.0256 | 10225.4262 | 117099.5994 | 12.4518
AR - Custom Measures - Agriculture | BNI Process | RET | 15 | 5 | 91% | 21166.53 | 5168.5713 | 2328.3183 | 18979.839 | 19862.6826 | 0.11333 | 0.0075552 | 0.45986 | 2.1026 | 2.9054 | AR - Custom Measures - Agriculture | 5 | 25.3153 | 102.7242 | 1540.8626 | 94899.1951 | 99313.4132 | 11641.5915 | 194212.6083 | 11641.5915 | 182571.0168 | 16.6827
AR - Cooler Night Covers for Display Cases | BNI Refrigeration | RET | 4 | 1.3333 | 94% | 1103.559 | 378 | 84 | 105.3241 | 649.361 | 0.075918 | 0.018979 | 0.21961 | 3.1012 | 3.6221 | AR - Cooler Night Covers for Display Cases | 0.2 | 0.076498 | 0.22129 | 0.88517 | 21.0648 | 129.8722 | 16.8 | 150.937 | 16.8 | 134.137 | 8.9843
AR - Commercial Washing Machine - CEE Tier 3 | BNI Cooking and Laundry | ROB/NEW | 11 | N/A | 94% | 1062.664 | 694 | 450 | 711.595 | 2422.6333 | 0.42235 | 0.038396 | 0.6408 | -0.87463 | 1.3856 | AR - Commercial Washing Machine - CEE Tier 3 | 10 | 7.0225 | 10.6546 | 117.2001 | 7115.9505 | 24226.3333 | 4500 | 31342.2838 | 4500 | 26842.2838 | 6.965
AR - Commercial Washing Machine - CEE Tier 2 | BNI Cooking and Laundry | ROB/NEW | 11 | N/A | 94% | 1068.889 | 499.2064 | 350 | 715.7635 | 1742.6427 | 0.32658 | 0.02969 | 0.69288 | -0.46605 | 1.3821 | AR - Commercial Washing Machine - CEE Tier 2 | 10 | 5.0514 | 10.717 | 117.8867 | 7157.6351 | 17426.4275 | 3500 | 24584.0626 | 3500 | 21084.0626 | 7.024
AR - Commercial Washing Machine - CEE Tier 1 | BNI Cooking and Laundry | ROB/NEW | 11 | N/A | 94% | 1102.3405 | 833 | 300 | 738.1637 | 2907.8582 | 0.27144 | 0.024676 | 0.35592 | -0.42586 | 1.0507 | AR - Commercial Washing Machine - CEE Tier 1 | 10 | 8.429 | 11.0524 | 121.576 | 7381.6375 | 29078.5817 | 3000 | 36460.2191 | 3000 | 33460.2191 | 12.1534
AR - Commercial Clothes Dryer - Heat Pump | BNI Cooking and Laundry | RET | 12 | 4 | 94% | 1956.2255 | 506.1771 | 650 | 1443.4161 | 1845.135 | 0.3314 | 0.027617 | 1.2691 | 7.9262 | 10.2627 | AR - Commercial Clothes Dryer - Heat Pump | 10 | 5.1219 | 19.6136 | 235.3638 | 14434.1614 | 18451.3496 | 6500 | 32885.5111 | 6500 | 26385.5111 | 5.0593
AR - Booster Pump | BNI Other | ROB/NEW | 15 | N/A | 94% | 13017.2 | 1744.47 | 4510 | 12057.212 | 6924.9614 | 0.34556 | 0.023037 | 2.555 | -2.2534 | 0.28744 | AR - Booster Pump | 3 | 5.2956 | 39.1542 | 587.3129 | 36171.636 | 20774.8843 | 13530 | 56946.5203 | 13530 | 43416.5203 | 4.2089
AR - Air-Entraining Air Nozzle | BNI Process | ROB/NEW | 15 | N/A | 94% | 663.936 | 168 | 100 | 614.9723 | 666.9037 | 0.15022 | 0.010015 | 0.58825 | 0.25929 | 1.3204 | AR - Air-Entraining Air Nozzle | 0.2 | 0.033999 | 0.13314 | 1.997 | 122.9945 | 133.3807 | 20 | 256.3752 | 20 | 236.3752 | 12.8188
AR - Agriculture Heat Pad - Single | BNI Process | ROB/NEW | 10 | N/A | 91% | 655.5 | 95 | 60 | 378.7189 | 304.2559 | 0.094303 | 0.0094303 | 0.64474 | 1.4635 | 2.1543 | AR - Agriculture Heat Pad - Single | 0.1 | 0.0093061 | 0.063625 | 0.63625 | 37.8719 | 30.4256 | 6 | 68.2975 | 6 | 62.2975 | 11.3829
AR - Agriculture Heat Pad - Double | BNI Process | ROB/NEW | 10 | N/A | 91% | 1311 | 190 | 120 | 757.4378 | 608.5117 | 0.094303 | 0.0094303 | 0.64474 | 1.2007 | 1.8915 | AR - Agriculture Heat Pad - Double | 0.1 | 0.018612 | 0.12725 | 1.2725 | 75.7438 | 60.8512 | 12 | 136.595 | 12 | 124.595 | 11.3829
AR - Indoor - High-bay Luminaire - 10,000-19,999 lm (DLC Premium) | BNI Lighting | RET | 7.7667 | 2.5889 | 91% | 706.8589 | 97.2729 | 70 | 304.4185 | 271.5301 | 0.10203 | 0.013136 | 0.73462 | 2.1772 | 2.9264 | AR - Indoor - High-bay Luminaire - 10,000-19,999 lm (DLC Premium) | 500 | 47.6436 | 343.0486 | 2664.3445 | 152209.2479 | 135765.0671 | 35000 | 287974.315 | 35000 | 252974.315 | 8.2278
AR - Indoor - High-bay Luminaire - 10,000-19,999 lm | BNI Lighting | RET | 7.7667 | 2.5889 | 94% | 577.3055 | 88.7485 | 80 | 256.821 | 255.902 | 0.13821 | 0.017795 | 0.89084 | 2.1827 | 3.1921 | AR - Indoor - High-bay Luminaire - 10,000-19,999 lm | 136.25 | 12.2357 | 78.8645 | 612.5145 | 34991.8583 | 34866.6509 | 10900 | 69858.5093 | 10900 | 58958.5093 | 6.409
AR - Indoor - High-bay Luminaire - 20,000-29,999 lm (DLC Premium) | BNI Lighting | RET | 7.7667 | 2.5889 | 94% | 936.1388 | 128.1563 | 125 | 416.4521 | 369.5326 | 0.13318 | 0.017147 | 0.96392 | 1.8764 | 2.8547 | AR - Indoor - High-bay Luminaire - 20,000-29,999 lm (DLC Premium) | 800 | 103.7432 | 750.8785 | 5831.8232 | 333161.6587 | 295626.0555 | 100000 | 628787.7142 | 100000 | 528787.7142 | 6.2879
AR - Indoor - High-bay Luminaire - 20,000-29,999 lm | BNI Lighting | RET | 7.7667 | 2.5889 | 94% | 720.3475 | 87.0377 | 125 | 320.4549 | 250.9688 | 0.17307 | 0.022284 | 1.4193 | 1.8266 | 3.105 | AR - Indoor - High-bay Luminaire - 20,000-29,999 lm | 200 | 17.6144 | 144.448 | 1121.8794 | 64090.9704 | 50193.77 | 25000 | 114284.7404 | 25000 | 89284.7404 | 4.5714
AR - Indoor - High-bay Luminaire - 30,000-39,999 lm (DLC Premium) | BNI Lighting | RET | 7.7667 | 2.5889 | 94% | 1538.438 | 198.5199 | 290 | 684.3917 | 572.4224 | 0.18801 | 0.024207 | 1.4437 | 1.9518 | 3.3366 | AR - Indoor - High-bay Luminaire - 30,000-39,999 lm (DLC Premium) | 500 | 100.4392 | 771.2398 | 5989.9625 | 342195.8747 | 286211.1838 | 145000 | 628407.0586 | 145000 | 483407.0586 | 4.3338
AR - Indoor - High-bay Luminaire - 30,000-39,999 lm | BNI Lighting | RET | 7.7667 | 2.5889 | 94% | 1669.365 | 202.6075 | 195 | 742.6361 | 584.2088 | 0.1165 | 0.015001 | 0.95115 | 1.3496 | 2.21 | AR - Indoor - High-bay Luminaire - 30,000-39,999 lm | 12.5 | 2.5627 | 20.9219 | 162.4933 | 9282.9515 | 7302.6096 | 2437.5 | 16585.5612 | 2437.5 | 14148.0612 | 6.8043
AR - Indoor - High-bay Luminaire - 40,000-54,999 lm (DLC Premium) | BNI Lighting | RET | 7.7667 | 2.5889 | 94% | 1488.3407 | 173.9093 | 400 | 662.1054 | 501.459 | 0.26805 | 0.034513 | 2.273 | 2.4882 | 4.4709 | AR - Indoor - High-bay Luminaire - 40,000-54,999 lm (DLC Premium) | 400 | 70.3902 | 596.9003 | 4635.9254 | 264842.1531 | 200583.5946 | 160000 | 465425.7476 | 160000 | 305425.7476 | 2.9089
AR - Indoor - High-bay Luminaire - 40,000-54,999 lm | BNI Lighting | RET | 7.7667 | 2.5889 | 94% | 2032.348 | 187.8617 | 165 | 904.1133 | 541.6902 | 0.080974 | 0.010426 | 0.86799 | 1.3967 | 2.0008 | AR - Indoor - High-bay Luminaire - 40,000-54,999 lm | 12.5 | 2.3762 | 25.4711 | 197.8255 | 11301.4159 | 6771.1272 | 2062.5 | 18072.5431 | 2062.5 | 16010.0431 | 8.7624
AR - Indoor - High-bay Luminaire >= 55,000 lm (DLC Premium) | BNI Lighting | RET | 7.7667 | 2.5889 | 94% | 1488.3407 | 173.9093 | 500 | 662.1054 | 501.459 | 0.33506 | 0.043141 | 2.8413 | 3.3015 | 5.7799 | AR - Indoor - High-bay Luminaire >= 55,000 lm (DLC Premium) | 12.5 | 2.1997 | 18.6531 | 144.8727 | 8276.3173 | 6268.2373 | 6250 | 14544.5546 | 6250 | 8294.5546 | 2.3271
AR - Indoor - High-bay Luminaire >= 55,000 lm | BNI Lighting | RET | 7.7667 | 2.5889 | 94% | 1199.8789 | 369.1343 | 410 | 533.7799 | 1064.3808 | 0.34081 | 0.043881 | 1.0977 | 1.2967 | 3.6613 | AR - Indoor - High-bay Luminaire >= 55,000 lm | 12.5 | 4.669 | 15.0379 | 116.7943 | 6672.2484 | 13304.7596 | 5125 | 19977.008 | 5125 | 14852.008 | 3.898
AR - Indoor - Linear Ambient Luminaire - 2,500-4,999 lm | BNI Lighting | RET | 3.8667 | 1.2889 | 94% | 194.5144 | 23.104 | 50 | 20.0104 | 38.54 | 0.25638 | 0.066304 | 2.1387 | 2.9873 | 4.8823 | AR - Indoor - Linear Ambient Luminaire - 2,500-4,999 lm | 500 | 11.6892 | 97.5127 | 377.0491 | 10005.2157 | 19270.0044 | 25000 | 29275.2201 | 25000 | 4275.2201 | 1.171
AR - Indoor - Linear Ambient Luminaire - 5,000-9,999 lm | BNI Lighting | RET | 3.8667 | 1.2889 | 94% | 205.0562 | 26.7657 | 35 | 21.0949 | 44.6482 | 0.17024 | 0.044027 | 1.2923 | 3.7422 | 4.9955 | AR - Indoor - Linear Ambient Luminaire - 5,000-9,999 lm | 750 | 20.3128 | 154.1962 | 596.2252 | 15821.1779 | 33486.1223 | 26250 | 49307.3002 | 26250 | 23057.3002 | 1.8784
AR - Indoor - Linear Ambient Luminaire <= 2,499 lm | BNI Lighting | RET | 3.8667 | 1.2889 | 94% | 127.8958 | 22.422 | 30 | 13.1571 | 37.4025 | 0.23395 | 0.060505 | 1.3223 | 6.7881 | 8.4843 | AR - Indoor - Linear Ambient Luminaire <= 2,499 lm | 13 | 0.29495 | 1.667 | 6.4458 | 171.0426 | 486.2319 | 390 | 657.2745 | 390 | 267.2745 | 1.6853
AR - Indoor - Linear Ambient Luminaire >=10,000 lm | BNI Lighting | RET | 3.8667 | 1.2889 | 94% | 477.1678 | 72.0083 | 45 | 49.0881 | 120.118 | 0.094059 | 0.024326 | 0.61759 | 2.4677 | 3.1553 | AR - Indoor - Linear Ambient Luminaire >=10,000 lm | 149 | 10.8567 | 71.2848 | 275.6345 | 7314.1203 | 17897.5853 | 6705 | 25211.7056 | 6705 | 18506.7056 | 3.7601
AR - Indoor - Linear Replacement Lamp - 2 ft | BNI Lighting | RET | 3.8667 | 1.2889 | 94% | 53.1439 | 6.3007 | 3.5 | 5.4671 | 10.5103 | 0.065686 | 0.016988 | 0.54897 | 1.8577 | 2.3432 | AR - Indoor - Linear Replacement Lamp - 2 ft | 27 | 0.17214 | 1.4387 | 5.5628 | 147.6121 | 283.7794 | 94.5 | 431.3914 | 94.5 | 336.8914 | 4.565
AR - Indoor - Linear Replacement Lamp - 3 ft | BNI Lighting | RET | 3.8667 | 1.2889 | 94% | 43.5616 | 6.3684 | 4 | 4.4813 | 10.6232 | 0.091583 | 0.023685 | 0.62073 | 2.5782 | 3.2488 | AR - Indoor - Linear Replacement Lamp - 3 ft | 50 | 0.3222 | 2.1838 | 8.444 | 224.0674 | 531.1596 | 200 | 755.227 | 200 | 555.227 | 3.7761
AR - Indoor - Linear Replacement Lamp - 4 ft | BNI Lighting | RET | 3.8667 | 1.2889 | 94% | 52.2651 | 8.0834 | 4.5 | 5.3767 | 13.4841 | 0.085874 | 0.022209 | 0.55016 | 1.2201 | 1.8471 | AR - Indoor - Linear Replacement Lamp - 4 ft | 1500 | 12.2692 | 78.6036 | 303.9338 | 8065.0585 | 20226.0917 | 6750 | 28291.1502 | 6750 | 21541.1502 | 4.1913
AR - Indoor - Linear Replacement Lamp - 8 ft | BNI Lighting | RET | 3.8667 | 1.2889 | 94% | 121.0344 | 23.9876 | 7 | 12.4513 | 40.0141 | 0.057683 | 0.014918 | 0.28839 | 1.8174 | 2.2324 | AR - Indoor - Linear Replacement Lamp - 8 ft | 50 | 1.2136 | 6.0676 | 23.4615 | 622.5633 | 2000.7051 | 350 | 2623.2684 | 350 | 2273.2684 | 7.4951
AR - Indoor - Linear Replacement Lamp - U-bend | BNI Lighting | RET | 3.8667 | 1.2889 | 94% | 25.1062 | 2.5675 | 5 | 2.5828 | 4.2829 | 0.19863 | 0.05137 | 1.9245 | 4.4114 | 5.8881 | AR - Indoor - Linear Replacement Lamp - U-bend | 102 | 0.265 | 2.5676 | 9.9279 | 263.4423 | 436.8563 | 510 | 700.2986 | 510 | 190.2986 | 1.3731
AR - Indoor - Low-bay Luminaire - 5,000-9,999 lm | BNI Lighting | RET | 3.8667 | 1.2889 | 94% | 224.4234 | 25.6511 | 50 | 23.0873 | 42.7889 | 0.22221 | 0.057468 | 1.9264 | 3.107 | 4.7521 | AR - Indoor - Low-bay Luminaire - 5,000-9,999 lm | 78 | 2.0246 | 17.551 | 67.8639 | 1800.8084 | 3337.5308 | 3900 | 5138.3392 | 3900 | 1238.3392 | 1.3175
AR - Indoor - Refrigerated Case Luminaire | BNI Lighting | RET | 5.4333 | 1.8111 | 94% | 23.2511 | 3.7469 | 6 | 5.6611 | 8.2687 | 0.25738 | 0.04737 | 1.5825 | 16.703 | 18.5779 | AR - Indoor - Refrigerated Case Luminaire | 10 | 0.037914 | 0.23312 | 1.2666 | 56.6112 | 82.6872 | 60 | 139.2984 | 60 | 79.2984 | 2.3216
AR - Indoor - Stairwell and Passageway Luminaire | BNI Lighting | RET | 4.7667 | 1.5889 | 94% | 355.7669 | 35.1584 | 65 | 65.6041 | 69.8257 | 0.18223 | 0.038229 | 1.8271 | 6.2391 | 7.5954 | AR - Indoor - Stairwell and Passageway Luminaire | 200 | 7.1152 | 71.3403 | 340.0555 | 13120.8103 | 13965.1349 | 13000 | 27085.9452 | 13000 | 14085.9452 | 2.0835
AR - Indoor - Track or Mono-point Direction Luminaire/Accent Light Line Voltage | BNI Lighting | RET | 3.8667 | 1.2889 | 94% | 474.5814 | 48.7774 | 28.8462 | 48.822 | 81.3663 | 0.060623 | 0.015678 | 0.58444 | 1.1113 | 1.5619 | AR - Indoor - Track or Mono-point Direction Luminaire/Accent Light Line Voltage | 10 | 0.49357 | 4.7583 | 18.3987 | 488.2198 | 813.6626 | 288.4615 | 1301.8825 | 288.4615 | 1013.4209 | 4.5132
AR - Indoor - Troffer - 1x1 | BNI Lighting | RET | 6.9667 | 2.3222 | 94% | 194.6501 | 50.9525 | 20 | 73.9472 | 137.6345 | 0.10248 | 0.01471 | 0.38791 | 3.4233 | 4.1451 | AR - Indoor - Troffer - 1x1 | 10 | 0.51558 | 1.9516 | 13.5962 | 739.472 | 1376.3447 | 200 | 2115.8167 | 200 | 1915.8167 | 10.5791
AR - Indoor - Troffer - 1x2 | BNI Lighting | RET | 6.9667 | 2.3222 | 94% | 45.4035 | 4.0884 | 20 | 17.2487 | 11.0437 | 0.43934 | 0.063063 | 4.8345 | 15.5563 | 18.8363 | AR - Indoor - Troffer - 1x2 | 10 | 0.04137 | 0.45523 | 3.1714 | 172.4872 | 110.4371 | 200 | 282.9243 | 200 | 82.9243 | 1.4146
AR - Indoor - Troffer - 2x2 | BNI Lighting | RET | 6.9667 | 2.3222 | 94% | 111.4963 | 7.9833 | 30 | 42.3572 | 21.5647 | 0.26836 | 0.038521 | 3.7137 | 6.6518 | 8.6684 | AR - Indoor - Troffer - 2x2 | 1000 | 8.0781 | 111.7892 | 778.7983 | 42357.2434 | 21564.7222 | 30000 | 63921.9656 | 30000 | 33921.9656 | 2.1307
AR - Indoor - Troffer - 2x4 | BNI Lighting | RET | 6.9667 | 2.3222 | 94% | 271.7489 | 29.459 | 60 | 103.2369 | 79.5756 | 0.22021 | 0.03161 | 2.0128 | 2.1772 | 3.8108 | AR - Indoor - Troffer - 2x4 | 1000 | 29.809 | 272.4629 | 1898.1579 | 103236.9175 | 79575.6058 | 60000 | 182812.5233 | 60000 | 122812.5233 | 3.0469
AR - Indoor - Wall-Wash Luminaire - 575-1,199 lm | BNI Lighting | RET | 3.8667 | 1.2889 | 94% | 151.6372 | 20.3449 | 20 | 15.5995 | 33.9376 | 0.13155 | 0.034021 | 0.97151 | 3.7915 | 4.7587 | AR - Indoor - Wall-Wash Luminaire - 575-1,199 lm | 10 | 0.20587 | 1.5204 | 5.8787 | 155.9949 | 339.3757 | 200 | 495.3706 | 200 | 295.3706 | 2.4769
AR - Indoor - Wall-Wash Luminaire >= 1,200 lm | BNI Lighting | RET | 3.8667 | 1.2889 | 94% | 303.2744 | 40.6898 | 30 | 31.199 | 67.8751 | 0.098661 | 0.025516 | 0.72863 | 3.4262 | 4.1516 | AR - Indoor - Wall-Wash Luminaire >= 1,200 lm | 10 | 0.41173 | 3.0407 | 11.7574 | 311.9898 | 678.7513 | 300 | 990.7412 | 300 | 690.7412 | 3.3025
AR - Outdoor - Case Lighting for Sign Retrofit Applications | BNI Lighting | RET | 3.8667 | 1.2889 | 94% | 37.8713 | 7.3029 | 2 | 3.896 | 12.1821 | 0.052672 | 0.013622 | 0.27065 | 1.3063 | 1.6859 | AR - Outdoor - Case Lighting for Sign Retrofit Applications | 500 | 3.6948 | 18.9854 | 73.4103 | 1947.9835 | 6091.0261 | 1000 | 8039.0096 | 1000 | 7039.0096 | 8.039
AR - Outdoor - Flood and Spot Luminaires - 15,000-29,999 lm | BNI Lighting | RET | 5.7 | 1.9 | 94% | 1449.6104 | 306.842 | 190 | 386.5123 | 703.4298 | 0.13073 | 0.022934 | 0.61194 | 1.4461 | 2.3823 | AR - Outdoor - Flood and Spot Luminaires - 15,000-29,999 lm | 50 | 15.5244 | 72.6709 | 414.2243 | 19325.6148 | 35171.4878 | 9500 | 54497.1025 | 9500 | 44997.1025 | 5.7365
AR - Outdoor - Flood and Spot Luminaires - 250-999 lm | BNI Lighting | RET | 5.7 | 1.9 | 94% | 144.7336 | 33.5095 | 40 | 38.5906 | 76.8198 | 0.27565 | 0.048359 | 1.1797 | 4.8667 | 6.8277 | AR - Outdoor - Flood and Spot Luminaires - 250-999 lm | 7 | 0.23735 | 1.0158 | 5.79 | 270.1341 | 537.7389 | 280 | 807.873 | 280 | 527.873 | 2.8853
AR - Outdoor - Flood and Spot Luminaires - 30,000-49,999 lm | BNI Lighting | RET | 5.7 | 1.9 | 94% | 3579.503 | 841 | 350 | 954.4095 | 1927.9772 | 0.097523 | 0.017109 | 0.41128 | 0.70299 | 1.396 | AR - Outdoor - Flood and Spot Luminaires - 30,000-49,999 lm | 20 | 17.0198 | 71.7781 | 409.1354 | 19088.1894 | 38559.5448 | 7000 | 57647.7342 | 7000 | 50647.7342 | 8.2354
AR - Outdoor - Flood and Spot Luminaires - 5,000-14,999 lm | BNI Lighting | RET | 5.7 | 1.9 | 94% | 831.6687 | 166.8319 | 100 | 221.7494 | 382.4591 | 0.11993 | 0.021039 | 0.59237 | 1.1028 | 1.9649 | AR - Outdoor - Flood and Spot Luminaires - 5,000-14,999 lm | 30 | 5.0644 | 25.0156 | 142.589 | 6652.4809 | 11473.7729 | 3000 | 18126.2538 | 3000 | 15126.2538 | 6.0421
AR - Outdoor - Flood and Spot Luminaires >= 50,000 lm | BNI Lighting | RET | 5.7 | 1.9 | 94% | 1160.7951 | 63.5776 | 475 | 309.5049 | 145.7505 | 0.40813 | 0.071602 | 7.3835 | 5.9499 | 9.035 | AR - Outdoor - Flood and Spot Luminaires >= 50,000 lm | 144 | 9.2639 | 167.5936 | 955.2837 | 44568.7115 | 20988.0743 | 68400 | 65556.7858 | 68400 | -2843.2142 | 0.95843
AR - Outdoor - Fuel Pump Canopy Luminaire - 2,000-6,999 lm | BNI Lighting | RET | 3.8 | 1.2667 | 94% | 739.0561 | 106.7883 | 65 | 71.9465 | 175.4774 | 0.08772 | 0.023084 | 0.60153 | 1.9466 | 2.5892 | AR - Outdoor - Fuel Pump Canopy Luminaire - 2,000-6,999 lm | 20 | 2.1611 | 14.82 | 56.3158 | 1438.9294 | 3509.5477 | 1300 | 4948.4771 | 1300 | 3648.4771 | 3.8065
AR - Outdoor - Fuel Pump Canopy Luminaire >= 7,000 lm | BNI Lighting | RET | 3.8 | 1.2667 | 94% | 1160.2559 | 229.6024 | 130 | 112.9499 | 377.2888 | 0.11175 | 0.029408 | 0.55955 | 1.3588 | 2.1628 | AR - Outdoor - Fuel Pump Canopy Luminaire >= 7,000 lm | 26 | 6.0406 | 30.2459 | 114.9344 | 2936.6976 | 9809.5078 | 3380 | 12746.2054 | 3380 | 9366.2054 | 3.7711
AR - Outdoor - LED Replacement lamps for HID lamps - 250-4,999 lm | BNI Lighting | RET | 3.8 | 1.2667 | 94% | 1083.9611 | 215.1722 | 35 | 105.5227 | 353.5767 | 0.032204 | 0.0084748 | 0.16075 | 0.37093 | 0.60259 | AR - Outdoor - LED Replacement lamps for HID lamps - 250-4,999 lm | 3 | 0.65319 | 3.2604 | 12.3896 | 316.568 | 1060.7301 | 105 | 1377.2981 | 105 | 1272.2981 | 13.1171
AR - Outdoor - LED Replacement lamps for HID lamps - 5,000-9,999 lm | BNI Lighting | RET | 3.8 | 1.2667 | 94% | 820.4663 | 153.6314 | 55 | 79.8717 | 252.4513 | 0.066859 | 0.017595 | 0.3538 | 0.51893 | 1.0017 | AR - Outdoor - LED Replacement lamps for HID lamps - 5,000-9,999 lm | 3 | 0.46637 | 2.4679 | 9.3779 | 239.6151 | 757.3538 | 165 | 996.9688 | 165 | 831.9688 | 6.0422
AR - Outdoor - LED Replacement lamps for HID lamps >= 10,000 lm | BNI Lighting | RET | 3.8 | 1.2667 | 94% | 1913.6877 | 244.6025 | 80 | 186.2958 | 401.9373 | 0.041695 | 0.010972 | 0.32322 | 0.49777 | 0.80501 | AR - Outdoor - LED Replacement lamps for HID lamps >= 10,000 lm | 150 | 37.1263 | 287.8073 | 1093.6676 | 27944.3767 | 60290.5896 | 12000 | 88234.9662 | 12000 | 76234.9662 | 7.3529
AR - Outdoor - Parking Garage Luminaire - 2,000-6,499 lm | BNI Lighting | RET | 7.6 | 2.5333 | 94% | 811.1272 | 110.2785 | 75 | 349.9144 | 313.8726 | 0.092222 | 0.012134 | 0.67211 | 1.6604 | 2.338 | AR - Outdoor - Parking Garage Luminaire - 2,000-6,499 lm | 29 | 3.2361 | 23.5845 | 179.2421 | 10147.5183 | 9102.304 | 2175 | 19249.8223 | 2175 | 17074.8223 | 8.8505
AR - Outdoor - Parking Garage Luminaire >= 6,500 lm | BNI Lighting | RET | 7.6 | 2.5333 | 94% | 684.9557 | 107.9768 | 95 | 295.4849 | 307.3214 | 0.13833 | 0.018202 | 0.86949 | 2.138 | 3.1469 | AR - Outdoor - Parking Garage Luminaire >= 6,500 lm | 20 | 2.1852 | 13.7351 | 104.3868 | 5909.6989 | 6146.4274 | 1900 | 12056.1264 | 1900 | 10156.1264 | 6.3453
AR - Outdoor - Pole / Arm - Mounted Area Luminaire - 1,000-4,999 lm | BNI Lighting | RET | 4.5667 | 1.5222 | 94% | 754.001 | 173.7519 | 75 | 125.1762 | 332.9227 | 0.099209 | 0.021725 | 0.42658 | 2.3438 | 3.0499 | AR - Outdoor - Pole / Arm - Mounted Area Luminaire - 1,000-4,999 lm | 20 | 3.5163 | 15.1196 | 69.0463 | 2503.525 | 6658.4531 | 1500 | 9161.978 | 1500 | 7661.978 | 6.108
AR - Outdoor - Pole / Arm - Mounted Area Luminaire - 10,000-24,999 lm | BNI Lighting | RET | 4.5667 | 1.5222 | 94% | 1461.5382 | 309.144 | 170 | 242.6388 | 592.3449 | 0.11601 | 0.025404 | 0.54345 | 1.4664 | 2.2972 | AR - Outdoor - Pole / Arm - Mounted Area Luminaire - 10,000-24,999 lm | 95 | 29.7176 | 139.2109 | 635.7297 | 23050.6817 | 56272.7635 | 16150 | 79323.4452 | 16150 | 63173.4452 | 4.9117
AR - Outdoor - Pole / Arm - Mounted Area Luminaire - 25,000-39,999 lm | BNI Lighting | RET | 4.5667 | 1.5222 | 94% | 1454.5798 | 263.0253 | 180 | 241.4836 | 503.9778 | 0.12342 | 0.027027 | 0.67631 | 1.6938 | 2.587 | AR - Outdoor - Pole / Arm - Mounted Area Luminaire - 25,000-39,999 lm | 200 | 53.2301 | 291.6802 | 1332.0064 | 48296.7116 | 100795.5629 | 36000 | 149092.2745 | 36000 | 113092.2745 | 4.1415
AR - Outdoor - Pole / Arm - Mounted Area Luminaire - 40,000-54,999 lm | BNI Lighting | RET | 4.5667 | 1.5222 | 94% | 3077.7515 | 637.1889 | 270 | 510.9561 | 1220.9056 | 0.087497 | 0.01916 | 0.41876 | 0.88018 | 1.5078 | AR - Outdoor - Pole / Arm - Mounted Area Luminaire - 40,000-54,999 lm | 70 | 45.1332 | 216.0086 | 986.4392 | 35766.9241 | 85463.3936 | 18900 | 121230.3177 | 18900 | 102330.3177 | 6.4143
AR - Outdoor - Pole / Arm - Mounted Area Luminaire - 5,000-9,999 lm | BNI Lighting | RET | 4.5667 | 1.5222 | 94% | 1031.7908 | 206.4563 | 125 | 171.2938 | 395.5871 | 0.12083 | 0.026459 | 0.59835 | 2.1563 | 3.0251 | AR - Outdoor - Pole / Arm - Mounted Area Luminaire - 5,000-9,999 lm | 34 | 7.1029 | 35.173 | 160.6236 | 5823.9894 | 13449.96 | 4250 | 19273.9494 | 4250 | 15023.9494 | 4.535
AR - Outdoor - Pole / Arm - Mounted Area Luminaire >= 55,000 lm | BNI Lighting | RET | 4.5667 | 1.5222 | 94% | 2542.3882 | 520.3987 | 380 | 422.0772 | 997.1261 | 0.14907 | 0.032644 | 0.72164 | 1.4192 | 2.4893 | AR - Outdoor - Pole / Arm - Mounted Area Luminaire >= 55,000 lm | 44 | 23.1696 | 112.159 | 512.1926 | 18571.3959 | 43873.5504 | 16720 | 62444.9464 | 16720 | 45724.9464 | 3.7347
AR - Outdoor - Pole / Arm - Mounted Decorative Luminaire - 1,000-1,999 lm | BNI Lighting | RET | 7.6 | 2.5333 | 94% | 434.2195 | 84.3788 | 50 | 187.3191 | 240.1573 | 0.11485 | 0.015112 | 0.58561 | 0.80153 | 1.6288 | AR - Outdoor - Pole / Arm - Mounted Decorative Luminaire - 1,000-1,999 lm | 10 | 0.85381 | 4.3536 | 33.0874 | 1873.1915 | 2401.5729 | 500 | 4274.7644 | 500 | 3774.7644 | 8.5495
AR - Outdoor - Pole / Arm - Mounted Decorative Luminaire - 2,000-5,499 lm | BNI Lighting | RET | 7.6 | 2.5333 | 94% | 868.4389 | 168.7576 | 85 | 374.6383 | 480.3146 | 0.09762 | 0.012845 | 0.49777 | 3.3895 | 4.0927 | AR - Outdoor - Pole / Arm - Mounted Decorative Luminaire - 2,000-5,499 lm | 22 | 3.7568 | 19.1558 | 145.5845 | 8242.0426 | 10566.9208 | 1870 | 18808.9634 | 1870 | 16938.9634 | 10.0583
AR - Outdoor - Pole / Arm - Mounted Decorative Luminaire >= 5,500 lm | BNI Lighting | RET | 7.6 | 2.5333 | 94% | 1391.9063 | 267.4592 | 120 | 600.4584 | 761.237 | 0.085987 | 0.011314 | 0.4434 | 2.7878 | 3.4077 | AR - Outdoor - Pole / Arm - Mounted Decorative Luminaire >= 5,500 lm | 30 | 8.1191 | 41.8669 | 318.1884 | 18013.751 | 22837.1113 | 3600 | 40850.8623 | 3600 | 37250.8623 | 11.3475
AR - Outdoor - Wall-Mounted Area Luminaire (Full-Cutoff) - 15,000-24,999 lm | BNI Lighting | RET | 5.7 | 1.9 | 94% | 568.671 | 78.1196 | 130 | 151.6258 | 179.0877 | 0.228 | 0.040001 | 1.6446 | 3.9561 | 5.6307 | AR - Outdoor - Wall-Mounted Area Luminaire (Full-Cutoff) - 15,000-24,999 lm | 6 | 0.47429 | 3.421 | 19.4996 | 909.7548 | 1074.526 | 780 | 1984.2808 | 780 | 1204.2808 | 2.5439
AR - Outdoor - Wall-Mounted Area Luminaire (Full-Cutoff) - 2,000-4,999 lm | BNI Lighting | RET | 5.7 | 1.9 | 94% | 859.4953 | 190.1927 | 40 | 229.1688 | 436.0134 | 0.046417 | 0.0081433 | 0.20784 | 1.236 | 1.5674 | AR - Outdoor - Wall-Mounted Area Luminaire (Full-Cutoff) - 2,000-4,999 lm | 45 | 8.6604 | 38.7789 | 221.0397 | 10312.5972 | 19620.6036 | 1800 | 29933.2007 | 1800 | 28133.2007 | 16.6296
AR - Outdoor - Wall-Mounted Area Luminaire (Full-Cutoff) - 300-1,999 lm | BNI Lighting | RET | 5.7 | 1.9 | 94% | 215.7743 | 39.2388 | 25 | 57.5323 | 89.9541 | 0.11556 | 0.020273 | 0.62964 | 7.0189 | 7.8549 | AR - Outdoor - Wall-Mounted Area Luminaire (Full-Cutoff) - 300-1,999 lm | 20 | 0.7941 | 4.3268 | 24.6629 | 1150.6458 | 1799.0825 | 500 | 2949.7283 | 500 | 2449.7283 | 5.8995
AR - Outdoor - Wall-Mounted Area Luminaire (Full-Cutoff) - 5,000-14,999 lm | BNI Lighting | RET | 5.7 | 1.9 | 94% | 806.8372 | 170.7749 | 90 | 215.1285 | 391.4984 | 0.11125 | 0.019518 | 0.52082 | 1.7693 | 2.5661 | AR - Outdoor - Wall-Mounted Area Luminaire (Full-Cutoff) - 5,000-14,999 lm | 150 | 25.9206 | 121.3435 | 691.6581 | 32269.2739 | 58724.7647 | 13500 | 90994.0386 | 13500 | 77494.0386 | 6.7403
AR - Outdoor - Wall-Mounted Area Luminaire (Full-Cutoff) >= 25,000 lm | BNI Lighting | RET | 5.7 | 1.9 | 94% | 2366.2647 | 457.5723 | 240 | 630.9215 | 1048.9763 | 0.10116 | 0.017747 | 0.51835 | 2.0384 | 2.7674 | AR - Outdoor - Wall-Mounted Area Luminaire (Full-Cutoff) >= 25,000 lm | 11 | 5.0931 | 26.0973 | 148.7546 | 6940.1366 | 11538.7389 | 2640 | 18478.8755 | 2640 | 15838.8755 | 6.9996
AR - Outdoor - Wall-Mounted Area Luminaire (Non-Cutoff and Semi-Cutoff) - 15,000-24,999 lm | BNI Lighting | RET | 7.6 | 2.5333 | 94% | 942.0776 | 194.3026 | 75 | 406.4055 | 553.0203 | 0.079403 | 0.010448 | 0.38146 | 1.7519 | 2.3215 | AR - Outdoor - Wall-Mounted Area Luminaire (Non-Cutoff and Semi-Cutoff) - 15,000-24,999 lm | 1 | 0.19661 | 0.94455 | 7.1786 | 406.4055 | 553.0203 | 75 | 959.4258 | 75 | 884.4258 | 12.7923
AR - Outdoor - Wall-Mounted Area Luminaire (Non-Cutoff and Semi-Cutoff) - 2,000-4,999 lm | BNI Lighting | RET | 7.6 | 2.5333 | 94% | 548.3639 | 119.4441 | 40 | 236.5602 | 339.9593 | 0.072753 | 0.0095728 | 0.33095 | 2.2888 | 2.8088 | AR - Outdoor - Wall-Mounted Area Luminaire (Non-Cutoff and Semi-Cutoff) - 2,000-4,999 lm | 5 | 0.60432 | 2.749 | 20.8926 | 1182.8012 | 1699.7967 | 200 | 2882.5979 | 200 | 2682.5979 | 14.413
AR - Outdoor - Wall-Mounted Area Luminaire (Non-Cutoff and Semi-Cutoff) - 300-1,999 lm | BNI Lighting | RET | 7.6 | 2.5333 | 94% | 308.2678 | 66.7886 | 25 | 132.9845 | 190.0923 | 0.080886 | 0.010643 | 0.36992 | 3.5909 | 4.1692 | AR - Outdoor - Wall-Mounted Area Luminaire (Non-Cutoff and Semi-Cutoff) - 300-1,999 lm | 10 | 0.67582 | 3.0908 | 23.4899 | 1329.8451 | 1900.9231 | 250 | 3230.7683 | 250 | 2980.7683 | 12.9231
AR - Outdoor - Wall-Mounted Area Luminaire (Non-Cutoff and Semi-Cutoff) - 5,000-14,999 lm | BNI Lighting | RET | 7.6 | 2.5333 | 94% | 859.4224 | 179.9995 | 40 | 370.7486 | 512.3109 | 0.046421 | 0.006108 | 0.21961 | 1.6453 | 1.978 | AR - Outdoor - Wall-Mounted Area Luminaire (Non-Cutoff and Semi-Cutoff) - 5,000-14,999 lm | 82 | 14.9353 | 70.6578 | 536.9991 | 30401.3862 | 42009.4925 | 3280 | 72410.8787 | 3280 | 69130.8787 | 22.0765
AR - Outdoor - Wall-Mounted Area Luminaire (Non-Cutoff and Semi-Cutoff) >= 25,000 lm | BNI Lighting | RET | 7.6 | 2.5333 | 94% | 942.0776 | 194.3026 | 240 | 406.4055 | 553.0203 | 0.25409 | 0.033433 | 1.2207 | 5.0979 | 6.9209 | AR - Outdoor - Wall-Mounted Area Luminaire (Non-Cutoff and Semi-Cutoff) >= 25,000 lm | 15 | 2.9492 | 14.1683 | 107.679 | 6096.0823 | 8295.3041 | 3600 | 14391.3864 | 3600 | 10791.3864 | 3.9976
Custom | [15 empty] | Custom
Measure Name | Technology Type | Decision Type | Measure Life | Remaining Useful Life (RUL) | Net-To-Gross Ratio | Per Unit Gross Annual Energy Savings per Unit at Meter (kWh) | Per Unit Gross Peak Demand Savings per Unit at Meter (Watts) | Per Unit Incentive ($) | Per Unit Present Value Electric Energy PAC Avoided Cost Benefits ($) | Per Unit Present Value Electric Coin. Demand PAC Avoided Cost Benefits ($) | First-Year Unit Cost / kWh at Generator ($/kWh) | Lifetime Unit Cost / kWh at Generator ($/kWh) | Unit Cost / Watt at Generator ($/W) | Customer Simple Payback with Incentives (years) | Customer Simple Payback without Incentives (years) | Measure Name | Participation (Units) | Total Peak Demand Savings (kW) | Total First Year Energy Savings (MWh) | Total Lifetime Energy Savings (MWh) | Present Value Electric Energy PAC Avoided Cost Benefits ($) | Present Value Electric Coin. Demand PAC Avoided Cost Benefits ($) | Total Incentive ($) | PAC Benefits ($) | PAC Costs ($) | PAC Net Benefits ($) | PAC Ratio
Custom - Pay for Performance | BNI Other | RET | 11.1983 | 3.7328 | 92% | 1000000 | 206650 | 150000 | 661318.3252 | 703843.5233 | 0.1537 | 0.013725 | 0.74166 | 0.79262 | 1.8231 | Custom - Pay for Performance | 1 | 202.2478 | 975.9513 | 10929.0329 | 661318.3252 | 703843.5233 | 150000 | 1365161.8486 | 150000 | 1215161.8486 | 9.1011
Custom - New Construction | BNI Other | RET | 19.005 | 6.335 | 82% | 1000000 | 184933.9877 | 150000 | 987476.6093 | 684509.2197 | 0.17244 | 0.0090734 | 0.92982 | 1.9488 | 3.1273 | Custom - New Construction | 45.5 | 7340.1102 | 39579.068 | 752200.1867 | 44930185.724 | 31145169.4957 | 6825000 | 76075355.2197 | 6825000 | 69250355.2197 | 11.1466
Custom - Industrial Retrofit | BNI Other | RET | 9.094 | 3.0313 | 92% | 1000000 | 100789.044 | 170000 | 519504.3914 | 307906.5498 | 0.17419 | 0.019154 | 1.7234 | 1.7259 | 3.0124 | Custom - Industrial Retrofit | 23 | 2268.7654 | 22446.8796 | 204131.9232 | 11948601.0023 | 7081850.6455 | 3910000 | 19030451.6478 | 3910000 | 15120451.6478 | 4.8671
Custom - Commercial Retrofit | BNI Other | RET | 9.094 | 3.0313 | 92% | 1000000 | 102440 | 150000 | 519504.3914 | 312950.1552 | 0.1537 | 0.016901 | 1.4961 | 1.8743 | 3.0077 | Custom - Commercial Retrofit | 6.5 | 651.6754 | 6343.6834 | 57689.4565 | 3376778.5441 | 2034176.009 | 975000 | 5410954.5531 | 975000 | 4435954.5531 | 5.5497
Custom - Building Optimization | BNI Other | RET | 1.756 | 0.58533 | 91% | 1000000 | 46070.9558 | 120000 | -21871.596 | 35676.5388 | 0.12431 | 0.070791 | 2.6906 | 0.20962 | 1.1786 | Custom - Building Optimization | 2 | 89.1988 | 1930.6862 | 3390.285 | -43743.1919 | 71353.0775 | 240000 | 71353.0775 | 283743.1919 | -212390.1144 | 0.25147
Equity Deserving - Retrofits | BNI Other | RET | 9.094 | 3.0313 | 92% | 1000000 | 100789.044 | 180000 | 519504.3914 | 307906.5498 | 0.18444 | 0.020281 | 1.8248 | 1.6503 | 3.0124 | Equity Deserving - Retrofits | 2 | 197.2839 | 1951.9026 | 17750.602 | 1039008.7828 | 615813.0996 | 360000 | 1654821.8824 | 360000 | 1294821.8824 | 4.5967
Efficient Products Installation | [15 empty] | Efficient Products Installation
Measure Name | Technology Type | Decision Type | Measure Life | Remaining Useful Life (RUL) | Net-To-Gross Ratio | Per Unit Gross Annual Energy Savings per Unit at Meter (kWh) | Per Unit Gross Peak Demand Savings per Unit at Meter (Watts) | Per Unit Incentive ($) | Per Unit Present Value Electric Energy PAC Avoided Cost Benefits ($) | Per Unit Present Value Electric Coin. Demand PAC Avoided Cost Benefits ($) | First-Year Unit Cost / kWh at Generator ($/kWh) | Lifetime Unit Cost / kWh at Generator ($/kWh) | Unit Cost / Watt at Generator ($/W) | Customer Simple Payback with Incentives (years) | Customer Simple Payback without Incentives (years) | Measure Name | Participation (Units) | Total Peak Demand Savings (kW) | Total First Year Energy Savings (MWh) | Total Lifetime Energy Savings (MWh) | Present Value Electric Energy PAC Avoided Cost Benefits ($) | Present Value Electric Coin. Demand PAC Avoided Cost Benefits ($) | Total Incentive ($) | PAC Benefits ($) | PAC Costs ($) | PAC Net Benefits ($) | PAC Ratio
Window Film Kits | Res Other | RET | 1 | 0.33333 | 98% | 128.923 | 36.5003 | 8.5462 | -5.0435 | 23.6366 | 0.061801 | 0.061801 | 0.20849 | 0 | 0.35067 | Window Film Kits | 4370.5368 | 179.1557 | 604.3836 | 604.3836 | -22042.9242 | 103304.4277 | 37351.665 | 103304.4277 | 59394.5893 | 43909.8384 | 1.7393
Thermostatic Shower Valve - 2.5 GPM | Res DHW | RET | 10 | 3.3333 | 99% | 110.4967 | 17.9107 | 47.368 | 72.7874 | 66.4345 | 0.39562 | 0.039562 | 2.3311 | 0 | 1.8662 | Thermostatic Shower Valve - 2.5 GPM | 632.1913 | 12.8461 | 75.6928 | 756.9281 | 46015.5832 | 41999.3243 | 29945.6509 | 88014.9075 | 29945.6509 | 58069.2566 | 2.9392
Switch and Plug Insulators | Res Other | RET | 15 | 5 | 98% | 17.0587 | 4.8408 | 7.7205 | 17.3257 | 21.3277 | 0.42194 | 0.028129 | 1.4201 | 0 | 2.3941 | Switch and Plug Insulators | 3655.426 | 19.8727 | 66.8855 | 1003.2823 | 63332.7367 | 77961.8682 | 28221.5899 | 141294.6048 | 28221.5899 | 113073.0149 | 5.0066
Solar Security Fixture | Res Lighting | RET | 2.5 | 0.83333 | 97% | 92.6 | 15 | 184.8281 | 0.91896 | 18.348 | 1.88 | 0.75201 | 11.0849 | 0 | 10.6716 | Solar Security Fixture | 787.8562 | 13.1366 | 77.4553 | 193.6383 | 724.0122 | 14455.5772 | 145617.9219 | 15179.5894 | 145617.9219 | -130438.3325 | 0.10424
Smart thermostats for mini-split heat pumps | Res HVAC | RET | 10 | 3.3333 | 100% | 479 | 0 | 217.659 | 360.7831 | 0 | 0.41516 | 0.041516 | N/A | 0 | 2.3578 | Smart thermostats for mini-split heat pumps | 3500 | 0 | 1834.9538 | 18349.5378 | 1262740.9335 | 0 | 761806.5529 | 1262740.9335 | 761806.5529 | 500934.3805 | 1.6576
Smart thermostats for in-floor heat | Res HVAC | RET | 10 | 3.3333 | 100% | 312 | 0 | 326.7167 | 234.9986 | 0 | 0.95674 | 0.095674 | N/A | 0 | 5.4335 | Smart thermostats for in-floor heat | 510.5126 | 0 | 174.3342 | 1743.3422 | 119969.7577 | 0 | 166793.0251 | 119969.7577 | 166793.0251 | -46823.2673 | 0.71927
Smart thermostats for electric baseboards | Res HVAC | RET | 10 | 3.3333 | 100% | 265 | 0 | 158.1801 | 199.5982 | 0 | 0.54536 | 0.054536 | N/A | 0 | 3.0972 | Smart thermostats for electric baseboards | 7350 | 0 | 2131.8409 | 21318.4087 | 1467046.6169 | 0 | 1162623.8112 | 1467046.6169 | 1162623.8112 | 304422.8057 | 1.2618
Smart thermostats for electric baseboards - MURB | Res HVAC | RET | 10 | 3.3333 | 100% | 205 | 0 | 158.2197 | 154.4061 | 0 | 0.70516 | 0.070516 | N/A | 0 | 4.0047 | Smart thermostats for electric baseboards - MURB | 2100 | 0 | 471.1885 | 4711.8855 | 324252.8911 | 0 | 332261.3237 | 324252.8911 | 332261.3237 | -8008.4326 | 0.9759
Pipe Insulation | Res DHW | RET | 13 | 4.3333 | 99% | 12.7 | 2.06 | 2.8914 | 11.232 | 8.7057 | 0.21011 | 0.016162 | 1.2372 | 0 | 1.1926 | Pipe Insulation | 5131.0994 | 11.9919 | 70.6108 | 917.9399 | 57632.4889 | 44669.6462 | 14835.9699 | 102302.1351 | 14835.9699 | 87466.1652 | 6.8955
Outdoor Motion Sensor | Res Lighting | RET | 10 | 3.3333 | 97% | 19.7 | 0 | 92.4121 | 12.7862 | 0 | 4.4184 | 0.44184 | N/A | 0 | 25.0932 | Outdoor Motion Sensor | 787.8562 | 0 | 16.4781 | 164.7807 | 10073.6745 | 0 | 72807.411 | 10073.6745 | 72807.411 | -62733.7365 | 0.13836
Low Flow Showerhead - 1 GPM improvement | Res DHW | RET | 10 | 3.3333 | 99% | 377.216 | 61.1181 | 60.0891 | 248.4833 | 226.6997 | 0.14701 | 0.014701 | 0.8666 | 0 | 0.70145 | Low Flow Showerhead - 1 GPM improvement | 1948.1835 | 135.0854 | 796.3 | 7963.0003 | 484091.0166 | 441652.6689 | 117064.6286 | 925743.6855 | 117064.6286 | 808679.0569 | 7.908
Low Flow Showerhead - 0.75 GPM improvement | Res DHW | RET | 10 | 3.3333 | 99% | 283.4624 | 45.9663 | 78.8842 | 186.725 | 170.4984 | 0.25683 | 0.025683 | 1.5127 | 0 | 1.2258 | Low Flow Showerhead - 0.75 GPM improvement | 81.5537 | 4.253 | 25.0493 | 250.4931 | 15228.1104 | 13904.7727 | 6433.2933 | 29132.8831 | 6433.2933 | 22699.5898 | 4.5285
Low Flow Showerhead - 0.5 GPM improvement | Res DHW | RET | 10 | 3.3333 | 99% | 188.9792 | 30.6055 | 79.9956 | 124.4862 | 113.5222 | 0.39066 | 0.039066 | 2.3039 | 0 | 1.8646 | Low Flow Showerhead - 0.5 GPM improvement | 190.4126 | 6.6116 | 38.9912 | 389.9119 | 23703.7359 | 21616.0475 | 15232.1617 | 45319.7834 | 15232.1617 | 30087.6216 | 2.9753
Kitchen Aerator | Res DHW | RET | 10 | 3.3333 | 99% | 109.15 | 17.6664 | 27.9405 | 71.9003 | 65.5283 | 0.23624 | 0.023624 | 1.394 | 0 | 1.1228 | Kitchen Aerator | 1083.3793 | 21.7139 | 128.133 | 1281.3304 | 77895.3326 | 70992.0318 | 30270.174 | 148887.3644 | 30270.174 | 118617.1904 | 4.9186
Indoor Motion Sensor | Res Lighting | RET | 10 | 3.3333 | 97% | 9.22 | 0 | 59.3591 | 5.9842 | 0 | 6.064 | 0.6064 | N/A | 0 | 34.4389 | Indoor Motion Sensor | 787.8562 | 0 | 7.7121 | 77.1207 | 4714.6842 | 0 | 46766.3984 | 4714.6842 | 46766.3984 | -42051.7142 | 0.10081
Humidity Sensor | Res HVAC | RET | 9.5 | 3.1667 | 104% | 143 | 14.3 | 120.3156 | 105.2453 | 54.3287 | 0.73915 | 0.077805 | 7.0596 | 0 | 4.1964 | Humidity Sensor | 4254.4233 | 72.5076 | 692.5189 | 6578.9298 | 447757.8789 | 231137.3188 | 511873.6087 | 678895.1977 | 511873.6087 | 167021.589 | 1.3263
Hot Water Tank Wrap | Res DHW | RET | 7 | 2.3333 | 99% | 134.2832 | 9.3475 | 37.3107 | 54.6538 | 28.4226 | 0.25642 | 0.036632 | 3.5183 | 0 | 1.456 | Hot Water Tank Wrap | 1335.3819 | 14.1615 | 194.305 | 1360.1347 | 72983.7333 | 37955.0226 | 49824.0979 | 110938.7559 | 49824.0979 | 61114.658 | 2.2266
Bathroom Aerator | Res DHW | RET | 10 | 3.3333 | 99% | 108.9298 | 17.6312 | 28.5225 | 71.7553 | 65.3976 | 0.24165 | 0.024165 | 1.4259 | 0 | 1.1481 | Bathroom Aerator | 1407.2274 | 28.1484 | 166.0993 | 1660.9933 | 100976.0015 | 92029.3588 | 40137.5847 | 193005.3603 | 40137.5847 | 152867.7756 | 4.8086
Advanced Learning Thermostat - Electric | Res HVAC | RET | 10 | 3.3333 | 100% | 1683.0769 | 0 | 433.462 | 1267.6947 | 0 | 0.2353 | 0.02353 | N/A | 0 | 1.3363 | Advanced Learning Thermostat - Electric | 145.6846 | 0 | 268.3731 | 2683.7315 | 184683.5429 | 0 | 63148.7237 | 184683.5429 | 63148.7237 | 121534.8192 | 2.9246
Home Energy Assessment | [15 empty] | Home Energy Assessment
Measure Name | Technology Type | Decision Type | Measure Life | Remaining Useful Life (RUL) | Net-To-Gross Ratio | Per Unit Gross Annual Energy Savings per Unit at Meter (kWh) | Per Unit Gross Peak Demand Savings per Unit at Meter (Watts) | Per Unit Incentive ($) | Per Unit Present Value Electric Energy PAC Avoided Cost Benefits ($) | Per Unit Present Value Electric Coin. Demand PAC Avoided Cost Benefits ($) | First-Year Unit Cost / kWh at Generator ($/kWh) | Lifetime Unit Cost / kWh at Generator ($/kWh) | Unit Cost / Watt at Generator ($/W) | Customer Simple Payback with Incentives (years) | Customer Simple Payback without Incentives (years) | Measure Name | Participation (Units) | Total Peak Demand Savings (kW) | Total First Year Energy Savings (MWh) | Total Lifetime Energy Savings (MWh) | Present Value Electric Energy PAC Avoided Cost Benefits ($) | Present Value Electric Coin. Demand PAC Avoided Cost Benefits ($) | Total Incentive ($) | PAC Benefits ($) | PAC Costs ($) | PAC Net Benefits ($) | PAC Ratio
Wood Stove | Res HVAC | RET | 18 | 6 | 84% | 1065.4151 | 603.8081 | 1000 | 1255.7613 | 2428.1338 | 1.0207 | 0.056707 | 1.7195 | 27.4019 | 33.207 | Wood Stove | 6.9 | 4.0127 | 6.7599 | 121.6788 | 8664.7527 | 16754.1235 | 6900 | 25418.8763 | 6900 | 18518.8763 | 3.6839
Pellet Stove | Res HVAC | RET | 18 | 6 | 84% | 1319.09 | 747 | 1000 | 1554.7576 | 3003.9609 | 0.82442 | 0.045801 | 1.3899 | 27.5612 | 32.2472 | Pellet Stove | 0.5 | 0.35973 | 0.60648 | 10.9167 | 777.3788 | 1501.9804 | 500 | 2279.3592 | 500 | 1779.3592 | 4.5587
Heat Pump Water Heater with heat pump baseline | Res DHW | RET | 15 | 5 | 84% | 1280 | 207 | 800 | 1111.7936 | 782.1433 | 0.67968 | 0.045312 | 4.0126 | 14.1377 | 17.9907 | Heat Pump Water Heater with heat pump baseline | 10 | 1.9937 | 11.7702 | 176.5533 | 11117.9363 | 7821.4334 | 8000 | 18939.3697 | 8000 | 10939.3697 | 2.3674
Heat Pump Water Heater with electric resistance baseline | Res DHW | RET | 15 | 5 | 84% | 1179 | 191 | 800 | 1024.0662 | 721.6878 | 0.73791 | 0.049194 | 4.3488 | 15.3488 | 19.5318 | Heat Pump Water Heater with electric resistance baseline | 10 | 1.8396 | 10.8415 | 162.6221 | 10240.6617 | 7216.8781 | 8000 | 17457.5398 | 8000 | 9457.5398 | 2.1822
HEA Heat Pump - Customer Installed | Res HVAC | RET | 18 | 6 | 84% | 912 | 1450.08 | 600 | 1074.9372 | 5831.3033 | 0.71545 | 0.039747 | 0.4296 | 35.4095 | 39.4653 | HEA Heat Pump - Customer Installed | 550 | 768.1504 | 461.2454 | 8302.4176 | 591215.4568 | 3207216.823 | 330000 | 3798432.2798 | 330000 | 3468432.2798 | 11.5104
HEA Building Envelope - Customer Installed | Res HVAC | RET | 20.5 | 6.8333 | 84% | 1033 | 313.8841 | 900 | 1343.3931 | 1313.9833 | 0.94747 | 0.046218 | 2.977 | 7.5828 | 12.9539 | HEA Building Envelope - Customer Installed | 780 | 235.8063 | 740.9168 | 15188.7952 | 1047846.6224 | 1024907.0014 | 702000 | 2072753.6239 | 702000 | 1370753.6239 | 2.9526
Instant Savings | [15 empty] | Instant Savings
Measure Name | Technology Type | Decision Type | Measure Life | Remaining Useful Life (RUL) | Net-To-Gross Ratio | Per Unit Gross Annual Energy Savings per Unit at Meter (kWh) | Per Unit Gross Peak Demand Savings per Unit at Meter (Watts) | Per Unit Incentive ($) | Per Unit Present Value Electric Energy PAC Avoided Cost Benefits ($) | Per Unit Present Value Electric Coin. Demand PAC Avoided Cost Benefits ($) | First-Year Unit Cost / kWh at Generator ($/kWh) | Lifetime Unit Cost / kWh at Generator ($/kWh) | Unit Cost / Watt at Generator ($/W) | Customer Simple Payback with Incentives (years) | Customer Simple Payback without Incentives (years) | Measure Name | Participation (Units) | Total Peak Demand Savings (kW) | Total First Year Energy Savings (MWh) | Total Lifetime Energy Savings (MWh) | Present Value Electric Energy PAC Avoided Cost Benefits ($) | Present Value Electric Coin. Demand PAC Avoided Cost Benefits ($) | Total Incentive ($) | PAC Benefits ($) | PAC Costs ($) | PAC Net Benefits ($) | PAC Ratio
Solar lighting fixtures | Res Lighting | ROB/NEW | 10 | N/A | 76% | 8.11 | 13.122 | 17.2 | 4.1231 | 37.3305 | 2.5503 | 0.25503 | 1.5064 | 107.6545 | 122.1761 | Solar lighting fixtures | 200 | 2.2836 | 1.3489 | 13.4887 | 824.6146 | 7466.0923 | 3440 | 8290.7069 | 3440 | 4850.7069 | 2.4101
Smart thermostats for mini-split heat pumps | Res HVAC | RET | 10 | 3.3333 | 100% | 479 | 0 | 25.8 | 360.6864 | 0 | 0.049224 | 0.0049224 | N/A | 1.8018 | 2.0822 | Smart thermostats for mini-split heat pumps | 5000 | 0 | 2620.6598 | 26206.598 | 1803432.018 | 0 | 129000 | 1803432.018 | 129000 | 1674432.018 | 13.9801
Smart thermostats for in-floor heat | Res HVAC | RET | 10 | 3.3333 | 100% | 265 | 0 | 25.8 | 199.5447 | 0 | 0.088975 | 0.0088975 | N/A | 6.0179 | 6.5247 | Smart thermostats for in-floor heat | 500 | 0 | 144.9843 | 1449.8431 | 99772.335 | 0 | 12900 | 99772.335 | 12900 | 86872.335 | 7.7343
Smart thermostats for electric baseboards | Res HVAC | RET | 10 | 3.3333 | 100% | 265 | 0 | 25.8 | 199.5447 | 0 | 0.088975 | 0.0088975 | N/A | 3.8149 | 4.3217 | Smart thermostats for electric baseboards | 5000 | 0 | 1449.8431 | 14498.431 | 997723.3502 | 0 | 129000 | 997723.3502 | 129000 | 868723.3502 | 7.7343
Programmable thermostats for electric heat | Res HVAC | ROB/NEW | 10 | N/A | 100% | 164 | 0 | 12.9 | 123.4918 | 0 | 0.071885 | 0.0071885 | N/A | 0.8613 | 1.2707 | Programmable thermostats for electric heat | 500 | 0 | 89.7261 | 897.2614 | 61745.8979 | 0 | 6450 | 61745.8979 | 6450 | 55295.8979 | 9.573
Outdoor Heavy Duty Timers | Res Other | ROB/NEW | 10 | N/A | 100% | 122 | 0 | 8.6 | 81.1599 | 0 | 0.064422 | 0.0064422 | N/A | 0.4604 | 0.82733 | Outdoor Heavy Duty Timers | 10000 | 0 | 1334.9499 | 13349.4988 | 811598.8115 | 0 | 86000 | 811598.8115 | 86000 | 725598.8115 | 9.4372
Outdoor clotheslines | Res Other | ROB/NEW | 10 | N/A | 65% | 70.6 | 0 | 17.2 | 30.5281 | 0 | 0.34254 | 0.034254 | N/A | 6.4612 | 8.4122 | Outdoor clotheslines | 3000 | 0 | 150.6414 | 1506.4143 | 91584.2692 | 0 | 51600 | 91584.2692 | 51600 | 39984.2692 | 1.7749
Outdoor clothes dryers | Res Other | ROB/NEW | 10 | N/A | 65% | 70.6 | 0 | 17.2 | 30.5281 | 0 | 0.34254 | 0.034254 | N/A | 15.3998 | 17.3508 | Outdoor clothes dryers | 1000 | 0 | 50.2138 | 502.1381 | 30528.0897 | 0 | 17200 | 30528.0897 | 17200 | 13328.0897 | 1.7749
Heat Pump Water Heater | Res DHW | ROB/NEW | 15 | N/A | 100% | 1007 | 163 | 688 | 1040.8167 | 732.132 | 0.62439 | 0.041626 | 3.6866 | 5.6907 | 9.247 | Heat Pump Water Heater | 200 | 37.3246 | 220.3761 | 3305.6423 | 208163.3487 | 146426.3992 | 137600 | 354589.7479 | 137600 | 216989.7479 | 2.577
Energy Star certified ventilating fans | Res HVAC | ROB/NEW | 19 | N/A | 65% | 143 | 14.3 | 17.2 | 135.9548 | 45.1523 | 0.16911 | 0.0089006 | 1.6162 | 0.24057 | 1.2038 | Energy Star certified ventilating fans | 100 | 1.0642 | 10.1708 | 193.2449 | 13595.4756 | 4515.2309 | 1720 | 18110.7065 | 1720 | 16390.7065 | 10.5295
Energy Star certified variable speed pool pumps | Res Other | ROB/NEW | 10 | N/A | 79% | 530 | 0 | 430 | 278.5381 | 0 | 0.93856 | 0.093856 | N/A | 15.5382 | 20.884 | Energy Star certified variable speed pool pumps | 60 | 0 | 27.489 | 274.8903 | 16712.2831 | 0 | 25800 | 16712.2831 | 25800 | -9087.7169 | 0.64776
Energy Star certified Room Air Purifiers (RAP) | Res HVAC | ROB/NEW | 9 | N/A | 65% | 768 | 131 | 34.4 | 330.4552 | 302.8153 | 0.062977 | 0.0069974 | 0.35286 | 0.87963 | 1.2383 | Energy Star certified Room Air Purifiers (RAP) | 9000 | 877.4139 | 4916.117 | 44245.0535 | 2974096.8226 | 2725337.8039 | 309600 | 5699434.6265 | 309600 | 5389834.6265 | 18.409
Energy Star certified room air conditioners | Res HVAC | ROB/NEW | 10 | N/A | 100% | 363.84 | 0 | 17.2 | 273.9711 | 0 | 0.043203 | 0.0043203 | N/A | 1.303 | 1.5491 | Energy Star certified room air conditioners | 250 | 0 | 99.5304 | 995.3036 | 68492.7667 | 0 | 4300 | 68492.7667 | 4300 | 64192.7667 | 15.9286
Energy Star certified heat pump clothes dryers | Res Other | ROB/NEW | 10 | N/A | 100% | 333.068 | 0 | 129 | 221.5718 | 0 | 0.35396 | 0.035396 | N/A | 13.7798 | 15.7959 | Energy Star certified heat pump clothes dryers | 300 | 0 | 109.335 | 1093.3502 | 66471.5392 | 0 | 38700 | 66471.5392 | 38700 | 27771.5392 | 1.7176
Energy Star certified combination washer/dryer units | Res Other | ROB/NEW | 11 | N/A | 53% | 144 | 19.872 | 129 | 56.7108 | 41.6 | 1.5447 | 0.14043 | 10.6978 | 18.4809 | 25.0107 | Energy Star certified combination washer/dryer units | 150 | 1.8088 | 12.5266 | 137.7931 | 8506.6212 | 6240.0038 | 19350 | 14746.625 | 19350 | -4603.375 | 0.7621
Energy Star certified clothes washers (Tier 3) | Res Other | ROB/NEW | 11 | N/A | 52% | 138 | 19.044 | 64.5 | 53.3224 | 39.1145 | 0.82143 | 0.074676 | 5.6888 | 26.9913 | 30.4252 | Energy Star certified clothes washers (Tier 3) | 3000 | 34.0142 | 235.5639 | 2591.2034 | 159967.2788 | 117343.4674 | 193500 | 277310.7462 | 193500 | 83810.7462 | 1.4331
MHEEP | [15 empty] | MHEEP
Measure Name | Technology Type | Decision Type | Measure Life | Remaining Useful Life (RUL) | Net-To-Gross Ratio | Per Unit Gross Annual Energy Savings per Unit at Meter (kWh) | Per Unit Gross Peak Demand Savings per Unit at Meter (Watts) | Per Unit Incentive ($) | Per Unit Present Value Electric Energy PAC Avoided Cost Benefits ($) | Per Unit Present Value Electric Coin. Demand PAC Avoided Cost Benefits ($) | First-Year Unit Cost / kWh at Generator ($/kWh) | Lifetime Unit Cost / kWh at Generator ($/kWh) | Unit Cost / Watt at Generator ($/W) | Customer Simple Payback with Incentives (years) | Customer Simple Payback without Incentives (years) | Measure Name | Participation (Units) | Total Peak Demand Savings (kW) | Total First Year Energy Savings (MWh) | Total Lifetime Energy Savings (MWh) | Present Value Electric Energy PAC Avoided Cost Benefits ($) | Present Value Electric Coin. Demand PAC Avoided Cost Benefits ($) | Total Incentive ($) | PAC Benefits ($) | PAC Costs ($) | PAC Net Benefits ($) | PAC Ratio
MHEEP Heat Pump - E1 Installed | Res HVAC | RET | 18 | 6 | 100% | 912 | 1450.08 | 3374.592 | 1279.6871 | 6942.0278 | 3.3801 | 0.18778 | 2.0296 | 0 | 19.1613 | MHEEP Heat Pump - E1 Installed | 54 | 89.7838 | 53.9118 | 970.4124 | 69103.1053 | 374869.4988 | 182227.968 | 443972.6041 | 182227.968 | 261744.6361 | 2.4364
MHEEP Building Envelope - E1 Installed | Res HVAC | RET | 20.5 | 6.8333 | 100% | 464 | 140.9966 | 933.6371 | 718.3589 | 702.6676 | 1.8381 | 0.089663 | 5.7751 | 0 | 10.4198 | MHEEP Building Envelope - E1 Installed | 36 | 5.82 | 18.2859 | 374.8604 | 25860.9211 | 25296.0319 | 33610.9363 | 51156.953 | 33610.9363 | 17546.0167 | 1.522
SEM | [15 empty] | SEM
Measure Name | Technology Type | Decision Type | Measure Life | Remaining Useful Life (RUL) | Net-To-Gross Ratio | Per Unit Gross Annual Energy Savings per Unit at Meter (kWh) | Per Unit Gross Peak Demand Savings per Unit at Meter (Watts) | Per Unit Incentive ($) | Per Unit Present Value Electric Energy PAC Avoided Cost Benefits ($) | Per Unit Present Value Electric Coin. Demand PAC Avoided Cost Benefits ($) | First-Year Unit Cost / kWh at Generator ($/kWh) | Lifetime Unit Cost / kWh at Generator ($/kWh) | Unit Cost / Watt at Generator ($/W) | Customer Simple Payback with Incentives (years) | Customer Simple Payback without Incentives (years) | Measure Name | Participation (Units) | Total Peak Demand Savings (kW) | Total First Year Energy Savings (MWh) | Total Lifetime Energy Savings (MWh) | Present Value Electric Energy PAC Avoided Cost Benefits ($) | Present Value Electric Coin. Demand PAC Avoided Cost Benefits ($) | Total Incentive ($) | PAC Benefits ($) | PAC Costs ($) | PAC Net Benefits ($) | PAC Ratio
Custom - Strategic Energy Management | BNI Other | RET | 5.81 | 1.9367 | 100% | 1000000 | 120258.2607 | 60000 | 274323.9276 | 289218.1879 | 0.057296 | 0.0098616 | 0.47725 | 0.60301 | 1.043 | Custom - Strategic Energy Management | 4 | 502.8828 | 4188.7887 | 24336.8624 | 1097295.7104 | 1156872.7518 | 240000 | 2254168.4622 | 240000 | 2014168.4622 | 9.3924
Small Business Energy Solutions | [15 empty] | Small Business Energy Solutions
Measure Name | Technology Type | Decision Type | Measure Life | Remaining Useful Life (RUL) | Net-To-Gross Ratio | Per Unit Gross Annual Energy Savings per Unit at Meter (kWh) | Per Unit Gross Peak Demand Savings per Unit at Meter (Watts) | Per Unit Incentive ($) | Per Unit Present Value Electric Energy PAC Avoided Cost Benefits ($) | Per Unit Present Value Electric Coin. Demand PAC Avoided Cost Benefits ($) | First-Year Unit Cost / kWh at Generator ($/kWh) | Lifetime Unit Cost / kWh at Generator ($/kWh) | Unit Cost / Watt at Generator ($/W) | Customer Simple Payback with Incentives (years) | Customer Simple Payback without Incentives (years) | Measure Name | Participation (Units) | Total Peak Demand Savings (kW) | Total First Year Energy Savings (MWh) | Total Lifetime Energy Savings (MWh) | Present Value Electric Energy PAC Avoided Cost Benefits ($) | Present Value Electric Coin. Demand PAC Avoided Cost Benefits ($) | Total Incentive ($) | PAC Benefits ($) | PAC Costs ($) | PAC Net Benefits ($) | PAC Ratio
SBES - Refrigeration | BNI Refrigeration | RET | 14.0942 | 4.6981 | 80% | 4449.1375 | 642.4707 | 3798.1765 | 3259.599 | 2157.5325 | 0.99675 | 0.070721 | 6.763 | 25.0807 | 32.4028 | SBES - Refrigeration | 25 | 14.0402 | 95.2641 | 1342.6684 | 81489.9758 | 53938.3133 | 94954.4131 | 135428.2892 | 94954.4131 | 40473.876 | 1.4262
SBES - Motors | BNI Process | RET | 15 | 5 | 80% | 21908.5467 | 2394.0219 | 9341.3773 | 17334.7189 | 8209.7928 | 0.49783 | 0.033189 | 4.4638 | 0.91714 | 4.5857 | SBES - Motors | 1 | 2.0927 | 18.7641 | 281.461 | 17334.7189 | 8209.7928 | 9341.3773 | 25544.5117 | 9341.3773 | 16203.1344 | 2.7346
SBES - Lighting - Outdoor | BNI Lighting | RET | 5.3319 | 1.7773 | 80% | 24915.2005 | 5433.0003 | 15572.6225 | 4994.5659 | 10204.6858 | 0.72977 | 0.13687 | 3.279 | 1.5248 | 6.8508 | SBES - Lighting - Outdoor | 75 | 356.1891 | 1600.4385 | 8533.3926 | 374592.4428 | 765351.435 | 1167946.6856 | 1139943.8778 | 1167946.6856 | -28002.8078 | 0.97602
SBES - Lighting - Indoor | BNI Lighting | RET | 5.2167 | 1.7389 | 80% | 20742.8348 | 3634.0082 | 12459 | 3980.8594 | 6709.4736 | 0.7013 | 0.13443 | 3.9221 | 3.944 | 9.0817 | SBES - Lighting - Indoor | 120 | 381.1947 | 2131.8798 | 11121.3061 | 477703.1329 | 805136.8325 | 1495080 | 1282839.9654 | 1495080 | -212240.0346 | 0.85804
SBES - Lighting - Controls | BNI Lighting | RET | 10 | 3.3333 | 80% | 3674.5702 | 719.3346 | 2477.1 | 1922.2118 | 2055.8101 | 0.78709 | 0.078709 | 3.9394 | 13.821 | 19.5767 | SBES - Lighting - Controls | 10 | 6.288 | 31.4717 | 314.7168 | 19222.1183 | 20558.1013 | 24771.0002 | 39780.2196 | 24771.0002 | 15009.2194 | 1.6059
SBES - HVAC | BNI HVAC | RET | 18.2445 | 6.0815 | 85% | 23822.0725 | 6586.9976 | 12986.5123 | 27966.3188 | 25644.4071 | 0.59906 | 0.032835 | 2.1227 | 4.5602 | 8.9098 | SBES - HVAC | 100 | 611.7812 | 2167.8131 | 39550.5621 | 2796631.8819 | 2564440.7085 | 1298651.2264 | 5361072.5903 | 1298651.2264 | 4062421.364 | 4.1282
SBES - DHW | BNI Domestic Hot Water (DHW) | RET | 15 | 5 | 80% | 11274.9587 | 2631.4234 | 6144.572 | 9213.1097 | 9023.9113 | 0.6363 | 0.04242 | 2.6713 | 4.189 | 8.8266 | SBES - DHW | 7 | 16.1016 | 67.5968 | 1013.9525 | 64491.7682 | 63167.3793 | 43012.0037 | 127659.1475 | 43012.0037 | 84647.1438 | 2.968
SBES - Commercial Kitchen | BNI Cooking and Laundry | RET | 12 | 4 | 80% | 4722.2707 | 983.8147 | 2833.6678 | 2976.4421 | 3098.0555 | 0.70062 | 0.058385 | 3.295 | 2.1674 | 7.2852 | SBES - Commercial Kitchen | 5 | 4.2999 | 20.2225 | 242.6697 | 14882.2104 | 15490.2774 | 14168.3388 | 30372.4878 | 14168.3388 | 16204.149 | 2.1437
SBES - Agriculture | BNI Process | RET | 14.9251 | 4.975 | 80% | 23562.1624 | 5498.4888 | 17324.2769 | 18552.116 | 18823.5664 | 0.85847 | 0.057519 | 3.6044 | 1.8559 | 8.1128 | SBES - Agriculture | 6 | 28.8386 | 121.082 | 1807.1585 | 111312.6961 | 112941.3986 | 103945.6611 | 224254.0947 | 103945.6611 | 120308.4336 | 2.1574
SBES - Smart thermostats for mini-split heat pumps | BNI HVAC | RET | 9 | 3 | 100% | 564 | 0 | 223.713 | 361.4082 | 0 | 0.3705 | 0.041167 | N/A | 0 | 2.7571 | SBES - Smart thermostats for mini-split heat pumps | 50 | 0 | 30.1907 | 271.7159 | 18070.4124 | 0 | 11185.6476 | 18070.4124 | 11185.6476 | 6884.7648 | 1.6155
SBES - Packaged Terminal Heat Pump | BNI HVAC | RET | 15 | 5 | 100% | 3128.8716 | 223.2065 | 2751.7748 | 3610.8218 | 956.7994 | 0.82149 | 0.054766 | 11.2828 | 0 | 6.0741 | SBES - Packaged Terminal Heat Pump | 10 | 2.4389 | 33.4974 | 502.461 | 36108.2183 | 9567.9944 | 27517.7483 | 45676.2127 | 27517.7483 | 18158.4644 | 1.6599
SBES - Ductless Mini-Split Heat Pump | BNI HVAC | RET | 18 | 6 | 100% | 912 | 1450.08 | 6749.184 | 1246.4887 | 6615.5161 | 6.9125 | 0.38403 | 4.2596 | 0 | 44.9971 | SBES - Ductless Mini-Split Heat Pump | 100 | 158.4461 | 97.6378 | 1757.4813 | 124648.8663 | 661551.6061 | 674918.4 | 786200.4723 | 674918.4 | 111282.0723 | 1.1649

## 2028
Affordable Multifamily Housing | [15 empty] | Affordable Multi-Family Housing
Measure Name | Technology Type | Decision Type | Measure Life | Remaining Useful Life (RUL) | Net-To-Gross Ratio | Per Unit Gross Annual Energy Savings per Unit at Meter (kWh) | Per Unit Gross Peak Demand Savings per Unit at Meter (Watts) | Per Unit Incentive ($) | Per Unit Present Value Electric Energy PAC Avoided Cost Benefits ($) | Per Unit Present Value Electric Coin. Demand PAC Avoided Cost Benefits ($) | First-Year Unit Cost / kWh at Generator ($/kWh) | Lifetime Unit Cost / kWh at Generator ($/kWh) | Unit Cost / Watt at Generator ($/W) | Customer Simple Payback with Incentives (years) | Customer Simple Payback without Incentives (years) | Measure Name | Participation (Units) | Total Peak Demand Savings (kW) | Total First Year Energy Savings (MWh) | Total Lifetime Energy Savings (MWh) | Present Value Electric Energy PAC Avoided Cost Benefits ($) | Present Value Electric Coin. Demand PAC Avoided Cost Benefits ($) | Total Incentive ($) | PAC Benefits ($) | PAC Costs ($) | PAC Net Benefits ($) | PAC Ratio
Heat Pump Water Heater with heat pump baseline | Res DHW | RET | 15 | 5 | 100% | 1280 | 207 | 1530 | 1548.963 | 853.1194 | 1.0977 | 0.073179 | 6.5711 | 9.6884 | 16.1613 | Heat Pump Water Heater with heat pump baseline | 35 | 8.1493 | 48.7844 | 731.7655 | 54213.7065 | 29859.1795 | 53550 | 84072.886 | 53550 | 30522.886 | 1.57
Heat Pump Water Heater with electric resistance baseline | Res DHW | RET | 15 | 5 | 100% | 1179 | 191 | 1530 | 1426.7402 | 787.1778 | 1.1917 | 0.079448 | 7.1216 | 10.5183 | 17.5457 | Heat Pump Water Heater with electric resistance baseline | 35 | 7.5194 | 44.935 | 674.0246 | 49935.9062 | 27551.2236 | 53550 | 77487.1298 | 53550 | 23937.1298 | 1.447
AMFH Comprehensive - electrically heated | Res HVAC | RET | 20.5 | 6.8333 | 100% | 17546.1395 | 4964.6 | 40000 | 29673.2957 | 22860.1199 | 2.0935 | 0.10212 | 7.163 | 7.8442 | 18.1704 | AMFH Comprehensive - electrically heated | 15 | 83.7642 | 286.5995 | 5875.2905 | 445099.4356 | 342901.7986 | 600000 | 788001.2342 | 600000 | 188001.2342 | 1.3133
Air-Source Heat Pump - ducted and non-ducted | Res HVAC | RET | 18 | 6 | 100% | 12144.6382 | 7327.99 | 21930 | 18795.9439 | 32228.757 | 1.6583 | 0.092125 | 2.6605 | 2.4374 | 12.1984 | Air-Source Heat Pump - ducted and non-ducted | 40 | 329.7068 | 528.9897 | 9521.8148 | 751837.7551 | 1289150.2792 | 877200 | 2040988.0343 | 877200 | 1163788.0343 | 2.3267
Lighting project | Res Lighting | RET | 5.7 | 1.9 | 100% | 8037.484 | 1591.7998 | 6630 | 3619.5332 | 3833.8785 | 0.75751 | 0.1329 | 3.7029 | 1.0226 | 5.4889 | Lighting project | 30 | 53.7147 | 262.5693 | 1496.6453 | 108585.997 | 115016.354 | 198900 | 223602.351 | 198900 | 24702.351 | 1.1242
Affordable Single-family Homes | [15 empty] | Affordable Single-Family Homes
Measure Name | Technology Type | Decision Type | Measure Life | Remaining Useful Life (RUL) | Net-To-Gross Ratio | Per Unit Gross Annual Energy Savings per Unit at Meter (kWh) | Per Unit Gross Peak Demand Savings per Unit at Meter (Watts) | Per Unit Incentive ($) | Per Unit Present Value Electric Energy PAC Avoided Cost Benefits ($) | Per Unit Present Value Electric Coin. Demand PAC Avoided Cost Benefits ($) | First-Year Unit Cost / kWh at Generator ($/kWh) | Lifetime Unit Cost / kWh at Generator ($/kWh) | Unit Cost / Watt at Generator ($/W) | Customer Simple Payback with Incentives (years) | Customer Simple Payback without Incentives (years) | Measure Name | Participation (Units) | Total Peak Demand Savings (kW) | Total First Year Energy Savings (MWh) | Total Lifetime Energy Savings (MWh) | Present Value Electric Energy PAC Avoided Cost Benefits ($) | Present Value Electric Coin. Demand PAC Avoided Cost Benefits ($) | Total Incentive ($) | PAC Benefits ($) | PAC Costs ($) | PAC Net Benefits ($) | PAC Ratio
HW Heat Pump - E1 Installed | Res HVAC | RET | 18 | 6 | 100% | 912 | 1450.08 | 7019.1514 | 1418.9497 | 6500.9954 | 7.0306 | 0.39059 | 4.2216 | 0 | 39.074 | HW Heat Pump - E1 Installed | 412.5 | 685.8485 | 411.8263 | 7412.8729 | 585316.7529 | 2681660.584 | 2895399.936 | 3266977.3368 | 2895399.936 | 371577.4008 | 1.1283
HW Building Envelope - E1 Installed | Res HVAC | RET | 20.5 | 6.8333 | 100% | 2576 | 782.8922 | 8189.0099 | 4379.4813 | 3674.73 | 2.904 | 0.14166 | 9.1226 | 0 | 16.1393 | HW Building Envelope - E1 Installed | 429 | 385.0983 | 1209.7577 | 24800.0335 | 1878797.4569 | 1576459.1624 | 3513085.2557 | 3455256.6194 | 3513085.2557 | -57828.6363 | 0.98354
HW - Heat Pump Cleanings | Res HVAC | RET | 2 | 0.66667 | 100% | 78.8 | 149.2 | 624 | 4.3021 | 137.235 | 7.2337 | 3.6169 | 3.6476 | 0 | 40.2028 | HW - Heat Pump Cleanings | 450 | 76.9828 | 38.8181 | 77.6361 | 1935.9405 | 61755.7449 | 280800 | 63691.6854 | 280800 | -217108.3146 | 0.22682
MHEEP - Heat Pump Cleanings | Res HVAC | RET | 2 | 0.66667 | 100% | 78.8 | 149.2 | 624 | 4.3021 | 137.235 | 7.2337 | 3.6169 | 3.6476 | 0 | 40.2028 | MHEEP - Heat Pump Cleanings | 450 | 76.9828 | 38.8181 | 77.6361 | 1935.9405 | 61755.7449 | 280800 | 63691.6854 | 280800 | -217108.3146 | 0.22682
Business Energy Rebates | [15 empty] | Business Energy Rebates
Measure Name | Technology Type | Decision Type | Measure Life | Remaining Useful Life (RUL) | Net-To-Gross Ratio | Per Unit Gross Annual Energy Savings per Unit at Meter (kWh) | Per Unit Gross Peak Demand Savings per Unit at Meter (Watts) | Per Unit Incentive ($) | Per Unit Present Value Electric Energy PAC Avoided Cost Benefits ($) | Per Unit Present Value Electric Coin. Demand PAC Avoided Cost Benefits ($) | First-Year Unit Cost / kWh at Generator ($/kWh) | Lifetime Unit Cost / kWh at Generator ($/kWh) | Unit Cost / Watt at Generator ($/W) | Customer Simple Payback with Incentives (years) | Customer Simple Payback without Incentives (years) | Measure Name | Participation (Units) | Total Peak Demand Savings (kW) | Total First Year Energy Savings (MWh) | Total Lifetime Energy Savings (MWh) | Present Value Electric Energy PAC Avoided Cost Benefits ($) | Present Value Electric Coin. Demand PAC Avoided Cost Benefits ($) | Total Incentive ($) | PAC Benefits ($) | PAC Costs ($) | PAC Net Benefits ($) | PAC Ratio
IR - Steam Cooker - Electric | BNI Cooking and Laundry | RET | 12 | 4 | 100% | 3322.3 | 400.4186 | 1500 | 3192.2215 | 1447.3187 | 0.42329 | 0.035274 | 3.48 | 21.5536 | 24.1057 | IR - Steam Cooker - Electric | 2 | 0.86208 | 7.0873 | 85.0475 | 6384.443 | 2894.6374 | 3000 | 9279.0804 | 3000 | 6279.0804 | 3.093
IR - Smart thermostats for mini-split heat pumps | BNI HVAC | RET | 8 | 2.6667 | 100% | 564 | 0 | 30 | 382.5371 | 0 | 0.049869 | 0.0062336 | N/A | 2.0885 | 2.4654 | IR - Smart thermostats for mini-split heat pumps | 150 | 0 | 90.2364 | 721.8915 | 57380.5583 | 0 | 4500 | 57380.5583 | 4500 | 52880.5583 | 12.7512
IR - Smart thermostats for in-floor heat | BNI HVAC | RET | 8 | 2.6667 | 100% | 312 | 0 | 35 | 211.6162 | 0 | 0.10517 | 0.013147 | N/A | 3.6619 | 4.4567 | IR - Smart thermostats for in-floor heat | 10 | 0 | 3.3279 | 26.6229 | 2116.1624 | 0 | 350 | 2116.1624 | 350 | 1766.1624 | 6.0462
IR - Smart thermostats for electric baseboards | BNI HVAC | RET | 8 | 2.6667 | 100% | 312 | 0 | 35 | 211.6162 | 0 | 0.10517 | 0.013147 | N/A | 3.6619 | 4.4567 | IR - Smart thermostats for electric baseboards | 25 | 0 | 8.3197 | 66.5574 | 5290.4061 | 0 | 875 | 5290.4061 | 875 | 4415.4061 | 6.0462
IR - Smart thermostats for central air source heat pumps | BNI HVAC | RET | 8 | 2.6667 | 100% | 1128 | 0 | 35 | 765.0741 | 0 | 0.02909 | 0.0036363 | N/A | 1.0129 | 1.2327 | IR - Smart thermostats for central air source heat pumps | 20 | 0 | 24.0631 | 192.5044 | 15301.4822 | 0 | 700 | 15301.4822 | 700 | 14601.4822 | 21.8593
IR - Oven - Electric - Convection | BNI Cooking and Laundry | RET | 12 | 4 | 100% | 4549.6667 | 1113.2187 | 650 | 4371.5329 | 4023.7444 | 0.13394 | 0.011162 | 0.54241 | 18.4168 | 19.347 | IR - Oven - Electric - Convection | 1 | 1.1983 | 4.8528 | 58.2334 | 4371.5329 | 4023.7444 | 650 | 8395.2773 | 650 | 7745.2773 | 12.9158
IR - Oven - Electric - Combination | BNI Cooking and Laundry | RET | 12 | 4 | 100% | 6258 | 1524.8767 | 1500 | 6012.9796 | 5511.6878 | 0.22472 | 0.018727 | 0.91381 | 25.5277 | 27.0888 | IR - Oven - Electric - Combination | 5 | 8.2074 | 33.3747 | 400.4962 | 30064.8981 | 27558.4392 | 7500 | 57623.3373 | 7500 | 50123.3373 | 7.6831
IR - Occupancy Sensor - Wall-Switch Mounted | BNI Lighting | RET | 10 | 3.3333 | 100% | 112.2328 | 11.4021 | 15 | 91.6824 | 37.6111 | 0.1253 | 0.01253 | 1.2221 | 7.3963 | 8.3098 | IR - Occupancy Sensor - Wall-Switch Mounted | 1500 | 18.411 | 179.5654 | 1795.6536 | 137523.6239 | 56416.6052 | 22500 | 193940.2291 | 22500 | 171440.2291 | 8.6196
IR - Occupancy Sensor - Fixture Mounted | BNI Lighting | RET | 10 | 3.3333 | 100% | 112.2328 | 11.4021 | 15 | 91.6824 | 37.6111 | 0.1253 | 0.01253 | 1.2221 | 5.7184 | 6.6319 | IR - Occupancy Sensor - Fixture Mounted | 450 | 5.5233 | 53.8696 | 538.6961 | 41257.0872 | 16924.9816 | 6750 | 58182.0687 | 6750 | 51432.0687 | 8.6196
IR - Occupancy Sensor - Exterior | BNI Lighting | RET | 10 | 3.3333 | 100% | 134 | 31.1 | 10 | 109.464 | 102.5869 | 0.069965 | 0.0069965 | 0.2987 | 5.9263 | 6.4142 | IR - Occupancy Sensor - Exterior | 350 | 11.7174 | 50.0247 | 500.2469 | 38312.3838 | 35905.4035 | 3500 | 74217.7873 | 3500 | 70717.7873 | 21.2051
IR - Occupancy Sensor - Ceiling or Wall Remote Mounted | BNI Lighting | RET | 10 | 3.3333 | 100% | 192.8102 | 19.5762 | 30 | 157.5057 | 64.5743 | 0.14587 | 0.014587 | 1.4236 | 6.0276 | 7.091 | IR - Occupancy Sensor - Ceiling or Wall Remote Mounted | 2000 | 42.1463 | 411.3121 | 4113.1211 | 315011.3779 | 129148.5149 | 60000 | 444159.8927 | 60000 | 384159.8927 | 7.4027
IR - Low Temperature Dishwasher - Under-Counter | BNI Cooking and Laundry | ROB/NEW | 10 | N/A | 100% | 6182 | 745.0826 | 400 | 4991.2967 | 2457.7394 | 0.060662 | 0.0060662 | 0.49872 | 1.1865 | 1.5776 | IR - Low Temperature Dishwasher - Under-Counter | 5 | 4.0103 | 32.9694 | 329.6937 | 24956.4835 | 12288.6969 | 2000 | 37245.1804 | 2000 | 35245.1804 | 18.6226
IR - Low Temperature Dishwasher - Single-Tank Door Type | BNI Cooking and Laundry | ROB/NEW | 15 | N/A | 100% | 17255 | 2079.6508 | 1500 | 20204.0844 | 8202.5405 | 0.081501 | 0.0054334 | 0.67004 | 0.060254 | 0.52241 | IR - Low Temperature Dishwasher - Single-Tank Door Type | 5 | 11.1934 | 92.023 | 1380.3455 | 101020.4222 | 41012.7023 | 7500 | 142033.1245 | 7500 | 134533.1245 | 18.9377
IR - Low Temperature Dishwasher - Single-Tank Conveyor | BNI Cooking and Laundry | ROB/NEW | 20 | N/A | 100% | 15378 | 1853.4262 | 1250 | 22230.4714 | 8096.7004 | 0.076208 | 0.0038104 | 0.62652 | 0.20208 | 0.6431 | IR - Low Temperature Dishwasher - Single-Tank Conveyor | 5 | 9.9758 | 82.0128 | 1640.2553 | 111152.357 | 40483.5018 | 6250 | 151635.8587 | 6250 | 145385.8587 | 24.2617
IR - Low Temperature Dishwasher - Multi-Tank Conveyor | BNI Cooking and Laundry | ROB/NEW | 20 | N/A | 100% | 22863 | 2755.5523 | 1750 | 33050.8042 | 12037.6421 | 0.071762 | 0.0035881 | 0.58997 | 0.016641 | 0.43415 | IR - Low Temperature Dishwasher - Multi-Tank Conveyor | 5 | 14.8313 | 121.9312 | 2438.6238 | 165254.0212 | 60188.2105 | 8750 | 225442.2317 | 8750 | 216692.2317 | 25.7648
AR - Custom Measures - Lighting | BNI Lighting | RET | 5.9 | 1.9667 | 74% | 37974.72 | 4829.8531 | 7215.1968 | 13116.5964 | 8500.322 | 0.24072 | 0.0408 | 1.8753 | 1.978 | 3.7174 | AR - Custom Measures - Lighting | 10 | 38.474 | 299.7353 | 1768.4382 | 131165.9643 | 85003.2204 | 72151.968 | 216169.1847 | 72151.968 | 144017.2167 | 2.996
IR - Kitchen Exhaust Demand Controlled Ventilation (DCV) | BNI Cooking and Laundry | RET | 15 | 5 | 100% | 3364.5 | 387.6 | 637.5 | 3939.533 | 1528.7685 | 0.17764 | 0.011843 | 1.5279 | 4.0252 | 5.3141 | IR - Kitchen Exhaust Demand Controlled Ventilation (DCV) | 5 | 2.0862 | 17.9433 | 269.1494 | 19697.6651 | 7643.8427 | 3187.5 | 27341.5077 | 3187.5 | 24154.0077 | 8.5777
IR - Ice Maker - Self-Contained | BNI Cooking and Laundry | ROB/NEW | 10 | N/A | 100% | 1280 | 321.7709 | 150 | 1033.4616 | 1061.3978 | 0.10987 | 0.010987 | 0.43305 | 1.5978 | 2.359 | IR - Ice Maker - Self-Contained | 5 | 1.7319 | 6.8264 | 68.264 | 5167.3081 | 5306.9892 | 750 | 10474.2974 | 750 | 9724.2974 | 13.9657
IR - Ice Maker - Remote Condensing Unit - 400-1000 lb/day | BNI Cooking and Laundry | ROB/NEW | 10 | N/A | 100% | 1552 | 187.0541 | 200 | 1253.0722 | 617.019 | 0.12082 | 0.012082 | 0.99326 | 1.5357 | 2.0057 | IR - Ice Maker - Remote Condensing Unit - 400-1000 lb/day | 5 | 1.0068 | 8.277 | 82.7701 | 6265.3611 | 3085.0951 | 1000 | 9350.4562 | 1000 | 8350.4562 | 9.3505
IR - Ice Maker - Remote Condensing Unit - 1000-2000 lb/day | BNI Cooking and Laundry | ROB/NEW | 10 | N/A | 100% | 3131.5 | 377.4226 | 300 | 2528.3477 | 1244.971 | 0.089817 | 0.0089817 | 0.7384 | 1.2086 | 1.6645 | IR - Ice Maker - Remote Condensing Unit - 1000-2000 lb/day | 2 | 0.81257 | 6.6803 | 66.8027 | 5056.6954 | 2489.9421 | 600 | 7546.6375 | 600 | 6946.6375 | 12.5777
IR - Ice Maker - Remote Condensing Unit - >2000 lb/day | BNI Cooking and Laundry | ROB/NEW | 10 | N/A | 100% | 5872 | 707.72 | 600 | 4741.0052 | 2334.4946 | 0.095797 | 0.0095797 | 0.78757 | 0.60908 | 1.1742 | IR - Ice Maker - Remote Condensing Unit - >2000 lb/day | 1 | 0.76184 | 6.2632 | 62.6322 | 4741.0052 | 2334.4946 | 600 | 7075.4998 | 600 | 6475.4998 | 11.7925
IR - Ice Maker - Ice Making Head - 750-1000 lb/day | BNI Cooking and Laundry | ROB/NEW | 10 | N/A | 100% | 1838 | 221.5241 | 250 | 1483.9863 | 730.7223 | 0.12752 | 0.012752 | 1.0484 | 2.1482 | 3.0717 | IR - Ice Maker - Ice Making Head - 750-1000 lb/day | 3 | 0.71539 | 5.8814 | 58.8137 | 4451.9589 | 2192.1668 | 750 | 6644.1257 | 750 | 5894.1257 | 8.8588
IR - Ice Maker - Ice Making Head - 500-750 lb/day | BNI Cooking and Laundry | ROB/NEW | 10 | N/A | 100% | 1085 | 130.7691 | 200 | 876.0202 | 431.3567 | 0.17282 | 0.017282 | 1.4208 | 2.9174 | 4.169 | IR - Ice Maker - Ice Making Head - 500-750 lb/day | 4 | 0.56308 | 4.6292 | 46.2915 | 3504.0808 | 1725.4269 | 800 | 5229.5077 | 800 | 4429.5077 | 6.5369
IR - Ice Maker - Ice Making Head - 200-500 lb/day | BNI Cooking and Laundry | ROB/NEW | 10 | N/A | 100% | 469 | 53.5388 | 150 | 378.6668 | 176.6038 | 0.29985 | 0.029985 | 2.6027 | 5.0911 | 7.2676 | IR - Ice Maker - Ice Making Head - 200-500 lb/day | 10 | 0.57633 | 5.0025 | 50.0247 | 3786.668 | 1766.0383 | 1500 | 5552.7063 | 1500 | 4052.7063 | 3.7018
IR - Ice Maker - Ice Making Head - >1000 lb/day | BNI Cooking and Laundry | ROB/NEW | 10 | N/A | 100% | 2595 | 312.7612 | 300 | 2095.182 | 1031.678 | 0.10839 | 0.010839 | 0.89106 | 1.6502 | 2.4352 | IR - Ice Maker - Ice Making Head - >1000 lb/day | 2 | 0.67336 | 5.5358 | 55.3578 | 4190.3639 | 2063.3561 | 600 | 6253.72 | 600 | 5653.72 | 10.4229
IR - Hot Food Holding Cabinet - Full Size - Interior Volume >=20 ft^3 | BNI Cooking and Laundry | ROB/NEW | 12 | N/A | 100% | 1914 | 230.684 | 900 | 1839.0609 | 833.8103 | 0.44085 | 0.036737 | 3.6243 | 9.892 | 13.0847 | IR - Hot Food Holding Cabinet - Full Size - Interior Volume >=20 ft^3 | 0.5 | 0.12416 | 1.0208 | 12.2491 | 919.5304 | 416.9052 | 450 | 1336.4356 | 450 | 886.4356 | 2.9699
IR - Hot Food Holding Cabinet - 1/2 and 3/4 Size - Interior Volume <20 ft^3 | BNI Cooking and Laundry | ROB/NEW | 12 | N/A | 100% | 1040 | 125.3455 | 399.8 | 999.2807 | 453.0631 | 0.36041 | 0.030034 | 2.963 | 1.3689 | 3.9791 | IR - Hot Food Holding Cabinet - 1/2 and 3/4 Size - Interior Volume <20 ft^3 | 1 | 0.13493 | 1.1093 | 13.3115 | 999.2807 | 453.0631 | 399.8 | 1452.3438 | 399.8 | 1052.5438 | 3.6327
IR - High Temperature Dishwasher - Under-Counter | BNI Cooking and Laundry | ROB/NEW | 10 | N/A | 100% | 2133.64 | 462.4805 | 400 | 1722.6836 | 1525.5442 | 0.17576 | 0.017576 | 0.80346 | 4.5671 | 5.6493 | IR - High Temperature Dishwasher - Under-Counter | 3 | 1.4935 | 6.8274 | 68.2738 | 5168.0509 | 4576.6325 | 1200 | 9744.6834 | 1200 | 8544.6834 | 8.1206
IR - High Temperature Dishwasher - Single-Tank Door Type | BNI Cooking and Laundry | ROB/NEW | 15 | N/A | 100% | 2157.5 | 1300.2648 | 1100 | 2526.2424 | 5128.4932 | 0.478 | 0.031867 | 0.78589 | 7.6961 | 9.3186 | IR - High Temperature Dishwasher - Single-Tank Door Type | 15 | 20.9954 | 34.5186 | 517.7796 | 37893.6356 | 76927.3986 | 16500 | 114821.0342 | 16500 | 98321.0342 | 6.9589
IR - High Temperature Dishwasher - Single-Tank Conveyor | BNI Cooking and Laundry | ROB/NEW | 20 | N/A | 100% | 10204 | 1229.8323 | 1100 | 14750.9254 | 5372.5277 | 0.10107 | 0.0050534 | 0.83089 | 0.42763 | 1.0785 | IR - High Temperature Dishwasher - Single-Tank Conveyor | 3 | 3.9716 | 32.6515 | 653.0302 | 44252.7761 | 16117.583 | 3300 | 60370.3591 | 3300 | 57070.3591 | 18.294
IR - High Temperature Dishwasher - Pot, Pan and Utensil | BNI Cooking and Laundry | ROB/NEW | 10 | N/A | 100% | 10979 | 1323.2388 | 450 | 8864.3556 | 4364.8529 | 0.038427 | 0.0038427 | 0.31592 | 1.6755 | 1.9427 | IR - High Temperature Dishwasher - Pot, Pan and Utensil | 3 | 4.2733 | 35.1314 | 351.3141 | 26593.0669 | 13094.5587 | 1350 | 39687.6256 | 1350 | 38337.6256 | 29.3982
IR - High Temperature Dishwasher - Multi-Tank Conveyor | BNI Cooking and Laundry | ROB/NEW | 20 | N/A | 100% | 45074 | 5432.5227 | 2000 | 65159.0758 | 23731.9984 | 0.0416 | 0.00208 | 0.342 | -0.024548 | 0.24783 | IR - High Temperature Dishwasher - Multi-Tank Conveyor | 3 | 17.5438 | 144.2311 | 2884.6222 | 195477.2274 | 71195.9953 | 6000 | 266673.2227 | 6000 | 260673.2227 | 44.4455
IR - High Efficiency Circulator Pump - 500-2500 W | BNI Other | ROB/NEW | 15 | N/A | 100% | 1974 | 127 | 600 | 2303.482 | 500.9123 | 0.28497 | 0.018998 | 4.3888 | 0.033564 | 2.1383 | IR - High Efficiency Circulator Pump - 500-2500 W | 20 | 2.7342 | 42.1103 | 631.6551 | 46069.6396 | 10018.2458 | 12000 | 56087.8854 | 12000 | 44087.8854 | 4.674
IR - High Efficiency Circulator Pump - 150-499 W | BNI Other | ROB/NEW | 15 | N/A | 100% | 800 | 95.3 | 150 | 933.5287 | 375.8814 | 0.17579 | 0.011719 | 1.4622 | 5.8353 | 7.1091 | IR - High Efficiency Circulator Pump - 150-499 W | 30 | 3.0776 | 25.599 | 383.9848 | 28005.8599 | 11276.4429 | 4500 | 39282.3028 | 4500 | 34782.3028 | 8.7294
IR - High Efficiency Circulator Pump - 0-149 W | BNI Other | ROB/NEW | 15 | N/A | 100% | 412 | 67.5 | 100 | 480.7673 | 266.2329 | 0.22756 | 0.015171 | 1.3762 | 0.010709 | 1.6345 | IR - High Efficiency Circulator Pump - 0-149 W | 900 | 65.3955 | 395.5044 | 5932.5659 | 432690.536 | 239609.6199 | 90000 | 672300.156 | 90000 | 582300.156 | 7.47
IR - Griddle - Electric | BNI Cooking and Laundry | RET | 12 | 4 | 100% | 636.33 | 76.6934 | 1500 | 611.4157 | 277.2093 | 2.21 | 0.18417 | 18.169 | 148.8482 | 164.8541 | IR - Griddle - Electric | 10 | 0.82558 | 6.7873 | 81.447 | 6114.1568 | 2772.0926 | 15000 | 8886.2494 | 15000 | -6113.7506 | 0.59242
IR - Fryer - Electric | BNI Cooking and Laundry | RET | 12 | 4 | 100% | 2401 | 750.3125 | 850 | 2306.9933 | 2712.0148 | 0.33191 | 0.027659 | 1.0524 | 38.8706 | 41.1248 | IR - Fryer - Electric | 10 | 8.0769 | 25.6097 | 307.3159 | 23069.933 | 27120.1485 | 8500 | 50190.0815 | 8500 | 41690.0815 | 5.9047
IR - Commercial Washing Machine - CEE Tier 3 | BNI Cooking and Laundry | ROB/NEW | 11 | N/A | 100% | 1062.664 | 694 | 450 | 940.2427 | 2410.8191 | 0.39701 | 0.036092 | 0.60235 | -0.7607 | 1.3223 | IR - Commercial Washing Machine - CEE Tier 3 | 10 | 7.4707 | 11.3346 | 124.681 | 9402.4275 | 24108.1913 | 4500 | 33510.6188 | 4500 | 29010.6188 | 7.4468
IR - Commercial Washing Machine - CEE Tier 2 | BNI Cooking and Laundry | ROB/NEW | 11 | N/A | 100% | 1068.889 | 499 | 350 | 945.7506 | 1733.4276 | 0.30699 | 0.027908 | 0.65158 | -0.38324 | 1.32 | IR - Commercial Washing Machine - CEE Tier 2 | 10 | 5.3716 | 11.401 | 125.4114 | 9457.5061 | 17334.2759 | 3500 | 26791.782 | 3500 | 23291.782 | 7.6548
IR - Commercial Washing Machine - CEE Tier 1 | BNI Cooking and Laundry | ROB/NEW | 11 | N/A | 100% | 1102.3405 | 833 | 300 | 975.3484 | 2893.6777 | 0.25515 | 0.023195 | 0.33456 | -0.35373 | 1.007 | IR - Commercial Washing Machine - CEE Tier 1 | 7 | 6.2769 | 8.2305 | 90.5353 | 6827.439 | 20255.7441 | 2100 | 27083.183 | 2100 | 24983.183 | 12.8968
IR - Commercial Clothes Dryer - Heat Pump | BNI Cooking and Laundry | RET | 12 | 4 | 100% | 1956.2255 | 506.1771 | 650 | 1879.6331 | 1829.584 | 0.31152 | 0.02596 | 1.1929 | 7.5087 | 9.6619 | IR - Commercial Clothes Dryer - Heat Pump | 15 | 8.1733 | 31.2984 | 375.5805 | 28194.4968 | 27443.7597 | 9750 | 55638.2564 | 9750 | 45888.2564 | 5.7065
AR - Zero-energy Doors for Reach-in Coolers | BNI Refrigeration | RET | 12 | 4 | 94% | 1365.5964 | 155.89 | 120 | 1216.6812 | 529.6586 | 0.087643 | 0.0073036 | 0.76074 | 8.8299 | 9.466 | AR - Zero-energy Doors for Reach-in Coolers | 1 | 0.15774 | 1.3692 | 16.4302 | 1216.6812 | 529.6586 | 120 | 1746.3397 | 120 | 1626.3397 | 14.5528
AR - Water Source Heat Pump - Open Loop - EER>=20.0, COP>=4.0 | BNI HVAC | ROB/NEW | 15 | N/A | 83% | 2684.4196 | 7189.661 | 2355 | 2909.0239 | 23536.6404 | 0.99095 | 0.066063 | 0.36661 | 3.394 | 7.2034 | AR - Water Source Heat Pump - Open Loop - EER>=20.0, COP>=4.0 | 1 | 6.4237 | 2.3765 | 35.6477 | 2909.0239 | 23536.6404 | 2355 | 26445.6642 | 2355 | 24090.6642 | 11.2296
AR - Water Source Heat Pump - Open Loop - EER>=16.2, COP>=3.6 | BNI HVAC | ROB/NEW | 15 | N/A | 83% | 2684.4196 | 7189.661 | 2355 | 2909.0239 | 23536.6404 | 0.99095 | 0.066063 | 0.36661 | -0.14738 | 3.662 | AR - Water Source Heat Pump - Open Loop - EER>=16.2, COP>=3.6 | 1 | 6.4237 | 2.3765 | 35.6477 | 2909.0239 | 23536.6404 | 2355 | 26445.6642 | 2355 | 24090.6642 | 11.2296
AR - Water Source Heat Pump - Closed Loop/Direct Geoexchange - EER>=16.0, COP>=3.6 | BNI HVAC | ROB/NEW | 15 | N/A | 83% | 2684.4196 | 7189.661 | 2355 | 2909.0239 | 23536.6404 | 0.99095 | 0.066063 | 0.36661 | 3.394 | 7.2034 | AR - Water Source Heat Pump - Closed Loop/Direct Geoexchange - EER>=16.0, COP>=3.6 | 1 | 6.4237 | 2.3765 | 35.6477 | 2909.0239 | 23536.6404 | 2355 | 26445.6642 | 2355 | 24090.6642 | 11.2296
AR - Water Source Heat Pump - Closed Loop/Direct Geoexchange - EER>=13.4, COP>=3.1 | BNI HVAC | ROB/NEW | 15 | N/A | 83% | 2684.4196 | 7189.661 | 2355 | 2909.0239 | 23536.6404 | 0.99095 | 0.066063 | 0.36661 | -0.14738 | 3.662 | AR - Water Source Heat Pump - Closed Loop/Direct Geoexchange - EER>=13.4, COP>=3.1 | 0.5 | 3.2119 | 1.1883 | 17.8238 | 1454.5119 | 11768.3202 | 1177.5 | 13222.8321 | 1177.5 | 12045.3321 | 11.2296
AR - VFD for Milk Vacuum Pump | BNI Process | RET | 15 | 5 | 94% | 7470.6962 | 2263.5295 | 837.5 | 8194.5782 | 8392.1256 | 0.11181 | 0.0074541 | 0.36565 | 8.1837 | 8.9454 | AR - VFD for Milk Vacuum Pump | 3 | 6.8713 | 22.471 | 337.0645 | 24583.7345 | 25176.3769 | 2512.5 | 49760.1114 | 2512.5 | 47247.6114 | 19.805
AR - VFD for Milk Transfer Pump | BNI Process | RET | 15 | 5 | 94% | 1820.4407 | 596.5267 | 500 | 1996.8344 | 2211.6464 | 0.27394 | 0.018263 | 0.82834 | 14.7917 | 16.6431 | AR - VFD for Milk Transfer Pump | 10 | 6.0361 | 18.2522 | 273.7835 | 19968.3441 | 22116.4636 | 5000 | 42084.8077 | 5000 | 37084.8077 | 8.417
AR - Variable Frequency Drive >5-10 hp | BNI Process | RET | 15 | 5 | 94% | 17719.5906 | 1199.6443 | 1200 | 19436.5512 | 4447.7289 | 0.067544 | 0.0045029 | 0.98855 | 2.6244 | 3.1227 | AR - Variable Frequency Drive >5-10 hp | 4 | 4.8556 | 71.0646 | 1065.9685 | 77746.2048 | 17790.9154 | 4800 | 95537.1203 | 4800 | 90737.1203 | 19.9036
AR - Variable Frequency Drive >= 10 hp | BNI Process | RET | 15 | 5 | 94% | 12799.55 | 923.7458 | 1131.25 | 14039.7775 | 3424.8245 | 0.08815 | 0.0058767 | 1.2103 | 7.2239 | 7.8732 | AR - Variable Frequency Drive >= 10 hp | 8 | 7.4778 | 102.6654 | 1539.9811 | 112318.2202 | 27398.5958 | 9050 | 139716.816 | 9050 | 130666.816 | 15.4383
AR - Variable Frequency Drive - 1-5 hp | BNI Process | RET | 15 | 5 | 94% | 6773.2835 | 1180.4538 | 750 | 7429.5888 | 4376.5794 | 0.11044 | 0.0073626 | 0.62789 | 3.1275 | 3.9128 | AR - Variable Frequency Drive - 1-5 hp | 5 | 5.9724 | 33.9554 | 509.3308 | 37147.9438 | 21882.897 | 3750 | 59030.8409 | 3750 | 55280.8409 | 15.7416
AR - Uninterruptible Power Supply (UPS) | BNI Other | ROB/NEW | 10 | N/A | 94% | 6120 | 0 | 40 | 4629.6699 | 0 | 0.0065188 | 0.00065188 | N/A | 0.052136 | 0.1014 | AR - Uninterruptible Power Supply (UPS) | 0.25 | 0 | 1.534 | 15.3402 | 1157.4175 | 0 | 10 | 1157.4175 | 10 | 1147.4175 | 115.7417
AR - Strip Curtains for Display Cases | BNI Refrigeration | RET | 4 | 1.3333 | 94% | 2664.853 | 304.207 | 42 | 663.8532 | 481.5202 | 0.015719 | 0.0039299 | 0.13644 | 0.12695 | 0.24105 | AR - Strip Curtains for Display Cases | 0.5 | 0.15391 | 1.3359 | 5.3437 | 331.9266 | 240.7601 | 21 | 572.6867 | 21 | 551.6867 | 27.2708
AR - Steam Cooker - Electric | BNI Cooking and Laundry | RET | 12 | 4 | 94% | 3322.3 | 400.4186 | 1500 | 3000.6882 | 1360.4796 | 0.45031 | 0.037526 | 3.7021 | 22.9294 | 25.6443 | AR - Steam Cooker - Electric | 0.25 | 0.10129 | 0.83276 | 9.9931 | 750.1721 | 340.1199 | 375 | 1090.292 | 375 | 715.292 | 2.9074
AR - Solar Space Heating System | BNI HVAC | ROB/NEW | 20 | N/A | 83% | 21196 | 0 | 2967.44 | 28699.7598 | 0 | 0.15814 | 0.0079069 | N/A | 2.2713 | 3.4663 | AR - Solar Space Heating System | 0.5 | 0 | 9.3824 | 187.6478 | 14349.8799 | 0 | 1483.72 | 14349.8799 | 1483.72 | 12866.1599 | 9.6716
AR - Solar Domestic Hot Water (DHW) System | BNI Domestic Hot Water (DHW) | ROB/NEW | 20 | N/A | 94% | 21196 | 0 | 2967.44 | 29329.4675 | 0 | 0.13963 | 0.0069817 | N/A | 1.8887 | 2.9439 | AR - Solar Domestic Hot Water (DHW) System | 2 | 0 | 42.5034 | 850.0674 | 58658.9349 | 0 | 5934.88 | 58658.9349 | 5934.88 | 52724.0549 | 9.8838
AR - Smart thermostats for mini-split heat pumps | BNI HVAC | RET | 8 | 2.6667 | 83% | 564 | 0 | 30 | 317.5058 | 0 | 0.060083 | 0.0075104 | N/A | 2.5163 | 2.9704 | AR - Smart thermostats for mini-split heat pumps | 20 | 0 | 9.9862 | 79.8893 | 6350.1151 | 0 | 600 | 6350.1151 | 600 | 5750.1151 | 10.5835
AR - Smart thermostats for in-floor heat | BNI HVAC | RET | 8 | 2.6667 | 83% | 312 | 0 | 30 | 175.6415 | 0 | 0.10861 | 0.013576 | N/A | 4.5487 | 5.3695 | AR - Smart thermostats for in-floor heat | 10 | 0 | 2.7621 | 22.097 | 1756.4148 | 0 | 300 | 1756.4148 | 300 | 1456.4148 | 5.8547
AR - Smart thermostats for electric baseboards | BNI HVAC | RET | 8 | 2.6667 | 83% | 312 | 0 | 30 | 175.6415 | 0 | 0.10861 | 0.013576 | N/A | 4.5487 | 5.3695 | AR - Smart thermostats for electric baseboards | 100 | 0 | 27.6213 | 220.9705 | 17564.1482 | 0 | 3000 | 17564.1482 | 3000 | 14564.1482 | 5.8547
AR - Smart thermostats for central air source heat pumps | BNI HVAC | RET | 8 | 2.6667 | 83% | 1128 | 0 | 30 | 635.0115 | 0 | 0.030042 | 0.0037552 | N/A | 1.2582 | 1.4852 | AR - Smart thermostats for central air source heat pumps | 1 | 0 | 0.99862 | 7.9889 | 635.0115 | 0 | 30 | 635.0115 | 30 | 605.0115 | 21.1671
AR - Small Single Package Heat Pump System - Commercial | BNI HVAC | RET | 18 | 6 | 83% | 10930.542 | 754.3332 | 1955.8333 | 13718.4017 | 2635.2299 | 0.20212 | 0.011229 | 2.9019 | 10.0696 | 11.5599 | AR - Small Single Package Heat Pump System - Commercial | 2 | 1.3479 | 19.3536 | 348.3645 | 27436.8033 | 5270.4598 | 3911.6667 | 32707.2632 | 3911.6667 | 28795.5965 | 8.3615
AR - Small Multi-Zone Heat Pump - MURB (with baseline cooling) | BNI HVAC | RET | 18 | 6 | 83% | 8732.244 | 1688.2358 | 1681.6667 | 10959.4228 | 5897.7774 | 0.21753 | 0.012085 | 1.1149 | 10.1612 | 11.698 | AR - Small Multi-Zone Heat Pump - MURB (with baseline cooling) | 0.5 | 0.75419 | 3.8653 | 69.5758 | 5479.7114 | 2948.8887 | 840.8333 | 8428.6001 | 840.8333 | 7587.7668 | 10.0241
AR - Small Multi-Zone Heat Pump - MURB (no baseline cooling) | BNI HVAC | RET | 18 | 6 | 83% | 7418.8754 | 2781.0566 | 1389.75 | 9311.0765 | 9715.4986 | 0.2116 | 0.011755 | 0.5593 | 11.5662 | 12.9748 | AR - Small Multi-Zone Heat Pump - MURB (no baseline cooling) | 0.5 | 1.2424 | 3.284 | 59.1113 | 4655.5382 | 4857.7493 | 694.875 | 9513.2875 | 694.875 | 8818.4125 | 13.6906
AR - Small Multi-Zone Heat Pump - Commercial (with baseline cooling) | BNI HVAC | RET | 18 | 6 | 83% | 9335.8087 | 3316.5802 | 2318.8696 | 11716.928 | 11586.3266 | 0.28057 | 0.015587 | 0.78254 | 8.4959 | 10.3753 | AR - Small Multi-Zone Heat Pump - Commercial (with baseline cooling) | 8 | 23.7061 | 66.1198 | 1190.1566 | 93735.4242 | 92690.6131 | 18550.9565 | 186426.0373 | 18550.9565 | 167875.0808 | 10.0494
AR - Small Multi-Zone Heat Pump - Commercial (no baseline cooling) | BNI HVAC | RET | 18 | 6 | 83% | 9240.6756 | 3490.0209 | 2477.1429 | 11597.531 | 12192.2342 | 0.3028 | 0.016822 | 0.79441 | 8.3935 | 10.4075 | AR - Small Multi-Zone Heat Pump - Commercial (no baseline cooling) | 8 | 24.9458 | 65.446 | 1178.0288 | 92780.2483 | 97537.8739 | 19817.1429 | 190318.1222 | 19817.1429 | 170500.9793 | 9.6037
AR - Small Ductless Mini-Split Heat Pump - MURB (with baseline cooling) | BNI HVAC | RET | 18 | 6 | 83% | 5608.254 | 1724.128 | 569.6078 | 7038.652 | 6023.1653 | 0.11473 | 0.0063736 | 0.36977 | 5.6895 | 6.47 | AR - Small Ductless Mini-Split Heat Pump - MURB (with baseline cooling) | 60 | 92.4273 | 297.8987 | 5362.1765 | 422319.1195 | 361389.9201 | 34176.4706 | 783709.0395 | 34176.4706 | 749532.5689 | 22.9312
AR - Small Ductless Mini-Split Heat Pump - MURB (no baseline cooling) | BNI HVAC | RET | 18 | 6 | 83% | 4826.2225 | 1648.0739 | 556.1152 | 6057.1616 | 5757.4735 | 0.13016 | 0.0072309 | 0.37767 | 6.5604 | 7.4362 | AR - Small Ductless Mini-Split Heat Pump - MURB (no baseline cooling) | 140 | 206.1505 | 598.1706 | 10767.0705 | 848002.6234 | 806046.2847 | 77856.1275 | 1654048.9081 | 77856.1275 | 1576192.7806 | 21.2449
AR - Small Ductless Mini-Split Heat Pump - Commercial - HSPF>=12, SEER>=22 (with baseline cooling) | BNI HVAC | RET | 18 | 6 | 83% | 4966.1866 | 1982.091 | 640.8234 | 6232.8238 | 6924.3475 | 0.14576 | 0.0080975 | 0.36186 | 7.4341 | 8.397 | AR - Small Ductless Mini-Split Heat Pump - Commercial - HSPF>=12, SEER>=22 (with baseline cooling) | 5 | 8.8547 | 21.9828 | 395.6901 | 31164.1191 | 34621.7377 | 3204.1171 | 65785.8568 | 3204.1171 | 62581.7397 | 20.5317
AR - Small Ductless Mini-Split Heat Pump - Commercial - HSPF>=12, SEER>=22 (no baseline cooling) | BNI HVAC | RET | 18 | 6 | 83% | 5030.4266 | 1904.4927 | 644.955 | 6313.4484 | 6653.2614 | 0.14482 | 0.0080457 | 0.37903 | 7.3808 | 8.3437 | AR - Small Ductless Mini-Split Heat Pump - Commercial - HSPF>=12, SEER>=22 (no baseline cooling) | 12 | 20.4193 | 53.4411 | 961.9406 | 75761.3811 | 79839.1369 | 7739.4595 | 155600.518 | 7739.4595 | 147861.0586 | 20.1048
AR - Small Ductless Mini-Split Heat Pump - Commercial - HSPF>=11, SEER>=17 (with baseline cooling) | BNI HVAC | RET | 18 | 6 | 83% | 5390.7374 | 2176.9852 | 758.5337 | 6765.6573 | 7605.2017 | 0.15894 | 0.0088301 | 0.38998 | 5.9274 | 6.9758 | AR - Small Ductless Mini-Split Heat Pump - Commercial - HSPF>=11, SEER>=17 (with baseline cooling) | 20 | 38.9014 | 95.4482 | 1718.068 | 135313.1468 | 152104.0344 | 15170.6731 | 287417.1812 | 15170.6731 | 272246.5081 | 18.9456
AR - Small Ductless Mini-Split Heat Pump - Commercial - HSPF>=11, SEER>=17 (no baseline cooling) | BNI HVAC | RET | 18 | 6 | 83% | 6207.4598 | 2379.4021 | 707.8463 | 7790.6866 | 8312.3365 | 0.12881 | 0.0071559 | 0.33296 | 5.2422 | 6.0974 | AR - Small Ductless Mini-Split Heat Pump - Commercial - HSPF>=11, SEER>=17 (no baseline cooling) | 40 | 85.0369 | 219.8182 | 3956.727 | 311627.4639 | 332493.4614 | 28313.8514 | 644120.9253 | 28313.8514 | 615807.0739 | 22.7493
AR - Small Centrally Ducted Split System Heat Pump - MURB | BNI HVAC | RET | 18 | 6 | 83% | 16433.3894 | 6443.6046 | 3750 | 20624.7629 | 22510.4487 | 0.25776 | 0.01432 | 0.65136 | 4.6098 | 6.3164 | AR - Small Centrally Ducted Split System Heat Pump - MURB | 1 | 5.7572 | 14.5485 | 261.8722 | 20624.7629 | 22510.4487 | 3750 | 43135.2117 | 3750 | 39385.2117 | 11.5027
AR - Small Centrally Ducted Split System Heat Pump - Commercial (with baseline cooling) | BNI HVAC | RET | 18 | 6 | 83% | 9049.1838 | 5243.2824 | 3375 | 11357.1988 | 18317.1761 | 0.42128 | 0.023405 | 0.72043 | 9.0201 | 11.6536 | AR - Small Centrally Ducted Split System Heat Pump - Commercial (with baseline cooling) | 2 | 9.3694 | 16.0225 | 288.4042 | 22714.3975 | 36634.3521 | 6750 | 59348.7497 | 6750 | 52598.7497 | 8.7924
AR - Small Centrally Ducted Split System Heat Pump - Commercial (no baseline cooling) | BNI HVAC | RET | 18 | 6 | 83% | 9072.8407 | 3924.491 | 2783.8235 | 11386.8895 | 13710.0365 | 0.34658 | 0.019255 | 0.79392 | 9.89 | 12.1557 | AR - Small Centrally Ducted Split System Heat Pump - Commercial (no baseline cooling) | 3 | 10.5192 | 24.0965 | 433.7373 | 34160.6684 | 41130.1095 | 8351.4706 | 75290.7779 | 8351.4706 | 66939.3073 | 9.0153
AR - RTU with DCV only - 5 hp fan | BNI HVAC | RET | 10 | 3.3333 | 83% | 9261.7717 | 0 | 1550 | 6671.5357 | 0 | 0.18904 | 0.018904 | N/A | 1.5138 | 2.9424 | AR - RTU with DCV only - 5 hp fan | 10 | 0 | 81.9943 | 819.9432 | 66715.3575 | 0 | 15500 | 66715.3575 | 15500 | 51215.3575 | 4.3042
AR - RTU with DCV only - 4 hp fan | BNI HVAC | RET | 10 | 3.3333 | 83% | 9261.7717 | 0 | 2000 | 6671.5357 | 0 | 0.24392 | 0.024392 | N/A | 0.58176 | 2.4251 | AR - RTU with DCV only - 4 hp fan | 1 | 0 | 8.1994 | 81.9943 | 6671.5357 | 0 | 2000 | 6671.5357 | 2000 | 4671.5357 | 3.3358
AR - RTU with DCV only - 3 hp fan | BNI HVAC | RET | 10 | 3.3333 | 83% | 9261.7717 | 0 | 1500 | 6671.5357 | 0 | 0.18294 | 0.018294 | N/A | 0.52533 | 1.9078 | AR - RTU with DCV only - 3 hp fan | 1 | 0 | 8.1994 | 81.9943 | 6671.5357 | 0 | 1500 | 6671.5357 | 1500 | 5171.5357 | 4.4477
AR - RTU with DCV only - >= 7.5 hp fan | BNI HVAC | RET | 10 | 3.3333 | 83% | 9261.7717 | 0 | 2300 | 6671.5357 | 0 | 0.28051 | 0.028051 | N/A | 2.1986 | 4.3184 | AR - RTU with DCV only - >= 7.5 hp fan | 10 | 0 | 81.9943 | 819.9432 | 66715.3575 | 0 | 23000 | 66715.3575 | 23000 | 43715.3575 | 2.9007
AR - RTU with DCV and VFD - 5 hp fan | BNI HVAC | ROB/NEW | 10 | N/A | 83% | 10721.9524 | 1234.8 | 2850 | 7723.3483 | 3380.6958 | 0.30025 | 0.030025 | 2.5833 | 3.0272 | 5.2058 | AR - RTU with DCV and VFD - 5 hp fan | 10 | 11.0326 | 94.9213 | 949.2127 | 77233.4831 | 33806.9578 | 28500 | 111040.4409 | 28500 | 82540.4409 | 3.8962
AR - RTU with DCV and VFD - 4 hp fan | BNI HVAC | ROB/NEW | 10 | N/A | 83% | 8969.3021 | 956.8684 | 2300 | 6460.861 | 2619.761 | 0.28965 | 0.028965 | 2.6903 | 3.0062 | 5.1141 | AR - RTU with DCV and VFD - 4 hp fan | 10 | 8.5493 | 79.4051 | 794.0509 | 64608.6102 | 26197.6103 | 23000 | 90806.2205 | 23000 | 67806.2205 | 3.9481
AR - RTU with DCV and VFD - 3 hp fan | BNI HVAC | ROB/NEW | 10 | N/A | 83% | 7216.6518 | 678.9368 | 1700 | 5198.3737 | 1858.8263 | 0.26609 | 0.026609 | 2.8025 | 3.0321 | 4.977 | AR - RTU with DCV and VFD - 3 hp fan | 10 | 6.0661 | 63.8889 | 638.889 | 51983.7372 | 18588.2628 | 17000 | 70572 | 17000 | 53572 | 4.1513
AR - RTU with DCV and VFD - >= 7.5 hp fan | BNI HVAC | ROB/NEW | 10 | N/A | 83% | 15551.7681 | 2151.576 | 4300 | 11202.4114 | 5890.6899 | 0.31232 | 0.031232 | 2.2368 | 3.0162 | 5.2643 | AR - RTU with DCV and VFD - >= 7.5 hp fan | 10 | 19.2237 | 137.6796 | 1376.7955 | 112024.1144 | 58906.8992 | 43000 | 170931.0135 | 43000 | 127931.0135 | 3.9751
AR - Roadway lighting >=15,000 lm | BNI Lighting | RET | 4.5667 | 1.5222 | 94% | 200 | 38 | 35 | 62.405 | 67.5255 | 0.17454 | 0.038221 | 0.91024 | 25.1249 | 26.3594 | AR - Roadway lighting >=15,000 lm | 750 | 28.8386 | 150.3941 | 686.7996 | 46803.7681 | 50644.1437 | 26250 | 97447.9118 | 26250 | 71197.9118 | 3.7123
AR - Roadway lighting <15,000 lm | BNI Lighting | RET | 4.5667 | 1.5222 | 94% | 153.846 | 33 | 15 | 48.0038 | 58.6406 | 0.097245 | 0.021294 | 0.44921 | 33.3041 | 33.9862 | AR - Roadway lighting <15,000 lm | 750 | 25.0441 | 115.6876 | 528.3068 | 36002.8626 | 43980.4406 | 11250 | 79983.3031 | 11250 | 68733.3031 | 7.1096
AR - Refrigerator - Solid Door | BNI Cooking and Laundry | RET | 12 | 4 | 94% | 641.4286 | 73.2224 | 130.9833 | 579.3357 | 248.7837 | 0.20367 | 0.016973 | 1.7678 | 89.9645 | 91.4429 | AR - Refrigerator - Solid Door | 0.25 | 0.018523 | 0.16078 | 1.9293 | 144.8339 | 62.1959 | 32.7458 | 207.0299 | 32.7458 | 174.284 | 6.3223
AR - Refrigerator - Glass Door >=15 ft^3 | BNI Cooking and Laundry | RET | 12 | 4 | 94% | 2321.6364 | 237.6007 | 176 | 2096.8928 | 807.2824 | 0.07561 | 0.0063008 | 0.73204 | 29.9479 | 30.4989 | AR - Refrigerator - Glass Door >=15 ft^3 | 1 | 0.24042 | 2.3277 | 27.9328 | 2096.8928 | 807.2824 | 176 | 2904.1751 | 176 | 2728.1751 | 16.501
AR - Refrigerator - Glass Door <15 ft^3 | BNI Cooking and Laundry | RET | 12 | 4 | 94% | 177 | 21.3328 | 67.8533 | 159.8657 | 72.4814 | 0.38235 | 0.031862 | 3.1434 | 260.3206 | 263.0897 | AR - Refrigerator - Glass Door <15 ft^3 | 1 | 0.021586 | 0.17746 | 2.1296 | 159.8657 | 72.4814 | 67.8533 | 232.3471 | 67.8533 | 164.4937 | 3.4243
AR - Refrigerated Vending Machine Controls | BNI Refrigeration | RET | 5 | 1.6667 | 94% | 1431.384 | 163.4 | 50 | 487.3619 | 314.6153 | 0.03484 | 0.0069679 | 0.3024 | 1.0583 | 1.3112 | AR - Refrigerated Vending Machine Controls | 0.25 | 0.041335 | 0.35879 | 1.7939 | 121.8405 | 78.6538 | 12.5 | 200.4943 | 12.5 | 187.9943 | 16.0395
AR - Pool Pump | BNI Other | ROB/NEW | 10 | N/A | 94% | 2174 | 0 | 350 | 1644.5919 | 0 | 0.16057 | 0.016057 | N/A | 3.8332 | 5.0467 | AR - Pool Pump | 1 | 0 | 2.1797 | 21.7971 | 1644.5919 | 0 | 350 | 1644.5919 | 350 | 1294.5919 | 4.6988
AR - Packaged Terminal Heat Pump | BNI HVAC | ROB/NEW | 15 | N/A | 83% | 2670.2171 | 0 | 500 | 2893.633 | 0 | 0.21151 | 0.014101 | N/A | -0.58736 | 1.0111 | AR - Packaged Terminal Heat Pump | 120 | 0 | 283.6727 | 4255.09 | 347235.9619 | 0 | 60000 | 347235.9619 | 60000 | 287235.9619 | 5.7873
AR - Oven - Electric - Convection | BNI Cooking and Laundry | RET | 12 | 4 | 94% | 4549.6667 | 1113.2187 | 650 | 4109.2409 | 3782.3197 | 0.14249 | 0.011874 | 0.57704 | 19.5924 | 20.5819 | AR - Oven - Electric - Convection | 0.25 | 0.28161 | 1.1404 | 13.6849 | 1027.3102 | 945.5799 | 162.5 | 1972.8902 | 162.5 | 1810.3902 | 12.1409
AR - Oven - Electric - Combination | BNI Cooking and Laundry | RET | 12 | 4 | 94% | 6120.5 | 1289.0509 | 1500 | 5528.0114 | 4379.7347 | 0.24444 | 0.02037 | 1.15 | 28.0749 | 29.7917 | AR - Oven - Electric - Combination | 10 | 13.0437 | 61.3658 | 736.3895 | 55280.1138 | 43797.3467 | 15000 | 99077.4606 | 15000 | 84077.4606 | 6.6052
AR - Outside Air Economizer | BNI Refrigeration | RET | 15 | 5 | 94% | 5997.597 | 2002 | 2000 | 6508.452 | 7422.4947 | 0.33259 | 0.022173 | 0.98727 | 8.7154 | 10.9588 | AR - Outside Air Economizer | 10 | 20.2579 | 60.1335 | 902.003 | 65084.52 | 74224.9468 | 20000 | 139309.4668 | 20000 | 119309.4668 | 6.9655
AR - Open to Closed Cooler Conversion | BNI Refrigeration | RET | 12 | 4 | 94% | 608.2725 | 62.5 | 25 | 541.9417 | 212.3527 | 0.040992 | 0.003416 | 0.3953 | 8.4499 | 8.7487 | AR - Open to Closed Cooler Conversion | 0.5 | 0.031621 | 0.30494 | 3.6592 | 270.9709 | 106.1763 | 12.5 | 377.1472 | 12.5 | 364.6472 | 30.1718
AR - Occupancy Sensor - Wall-Switch Mounted | BNI Lighting | RET | 10 | 3.3333 | 94% | 146.4505 | 28.6359 | 15 | 112.4566 | 88.7914 | 0.10216 | 0.010216 | 0.51767 | 5.8392 | 6.5603 | AR - Occupancy Sensor - Wall-Switch Mounted | 40 | 1.159 | 5.8734 | 58.7341 | 4498.2638 | 3551.6545 | 600 | 8049.9183 | 600 | 7449.9183 | 13.4165
AR - Occupancy Sensor - Fixture Mounted | BNI Lighting | RET | 10 | 3.3333 | 94% | 106.953 | 14.5186 | 15 | 82.1272 | 45.0177 | 0.13988 | 0.013988 | 1.021 | 6.3088 | 7.3166 | AR - Occupancy Sensor - Fixture Mounted | 130 | 1.9098 | 13.9404 | 139.4041 | 10676.5346 | 5852.3028 | 1950 | 16528.8374 | 1950 | 14578.8374 | 8.4763
AR - Occupancy Sensor - Exterior | BNI Lighting | RET | 10 | 3.3333 | 94% | 47.6053 | 24.9331 | 10 | 36.5553 | 77.31 | 0.20951 | 0.020951 | 0.39636 | 16.1763 | 17.508 | AR - Occupancy Sensor - Exterior | 10 | 0.25229 | 0.4773 | 4.773 | 365.5525 | 773.1002 | 100 | 1138.6527 | 100 | 1038.6527 | 11.3865
AR - Occupancy Sensor - Ceiling or Wall Remote Mounted | BNI Lighting | RET | 10 | 3.3333 | 94% | 163.1654 | 35.3354 | 30 | 125.2917 | 109.5644 | 0.18338 | 0.018338 | 0.83904 | 7.2858 | 8.5712 | AR - Occupancy Sensor - Ceiling or Wall Remote Mounted | 15 | 0.53633 | 2.4539 | 24.5391 | 1879.3751 | 1643.466 | 450 | 3522.8412 | 450 | 3072.8412 | 7.8285
AR - No Loss Drain | BNI Process | ROB/NEW | 15 | N/A | 94% | 4044.7401 | 1181.5759 | 120 | 4436.66 | 4380.7398 | 0.02959 | 0.0019727 | 0.10037 | 0.24364 | 0.44595 | AR - No Loss Drain | 0.25 | 0.2989 | 1.0138 | 15.2076 | 1109.165 | 1095.185 | 30 | 2204.35 | 30 | 2174.35 | 73.4783
AR - Natural Ventilation - Year-round | BNI Process | RET | 15 | 5 | 94% | 7581.0265 | 866.7889 | 882.8571 | 8315.599 | 3213.6544 | 0.11615 | 0.0077434 | 1.0066 | 61.225 | 62.0681 | AR - Natural Ventilation - Year-round | 1 | 0.87709 | 7.6009 | 114.0141 | 8315.599 | 3213.6544 | 882.8571 | 11529.2534 | 882.8571 | 10646.3963 | 13.059
AR - Natural Ventilation - Winter Only | BNI Process | RET | 15 | 5 | 94% | 3103.5429 | 297.6 | 192 | 3404.2643 | 1103.3638 | 0.061703 | 0.0041135 | 0.63759 | 152.1379 | 152.5886 | AR - Natural Ventilation - Winter Only | 0.5 | 0.15057 | 1.5558 | 23.3377 | 1702.1322 | 551.6819 | 96 | 2253.8141 | 96 | 2157.8141 | 23.4772
AR - Milk Pre-cooler - 50+ Plates | BNI Process | RET | 15 | 5 | 94% | 11539.9572 | 3958.6426 | 1400 | 12658.1349 | 14676.8251 | 0.121 | 0.0080666 | 0.3495 | 6.5378 | 7.3515 | AR - Milk Pre-cooler - 50+ Plates | 3 | 12.017 | 34.7108 | 520.6623 | 37974.4048 | 44030.4753 | 4200 | 82004.8801 | 4200 | 77804.8801 | 19.525
AR - Milk Pre-cooler - 10-49 Plates | BNI Process | RET | 15 | 5 | 94% | 6917.0768 | 1766.381 | 750 | 7587.3151 | 6548.9277 | 0.10814 | 0.0072095 | 0.41961 | 5.4383 | 6.1866 | AR - Milk Pre-cooler - 10-49 Plates | 0.1 | 0.17874 | 0.69352 | 10.4029 | 758.7315 | 654.8928 | 75 | 1413.6243 | 75 | 1338.6243 | 18.8483
AR - Low-Energy or Zero-Energy Livestock Waterer | BNI Process | RET | 10 | 3.3333 | 94% | 1553.1 | 567.294 | 100 | 1174.8922 | 1759.0064 | 0.064219 | 0.0064219 | 0.17421 | 7.5829 | 8.0117 | AR - Low-Energy or Zero-Energy Livestock Waterer | 0.2 | 0.11481 | 0.31144 | 3.1144 | 234.9784 | 351.8013 | 20 | 586.7797 | 20 | 566.7797 | 29.339
AR - Low Temperature Dishwasher - Under-Counter | BNI Cooking and Laundry | ROB/NEW | 10 | N/A | 94% | 6182 | 745.0826 | 400 | 4691.8189 | 2310.275 | 0.064534 | 0.0064534 | 0.53055 | 1.2623 | 1.6783 | AR - Low Temperature Dishwasher - Under-Counter | 0.25 | 0.18848 | 1.5496 | 15.4956 | 1172.9547 | 577.5688 | 100 | 1750.5235 | 100 | 1650.5235 | 17.5052
AR - Low Temperature Dishwasher - Single-Tank Door Type | BNI Cooking and Laundry | ROB/NEW | 15 | N/A | 94% | 17255 | 2079.6508 | 1500 | 18991.8394 | 7710.388 | 0.086704 | 0.0057802 | 0.71281 | 0.0641 | 0.55575 | AR - Low Temperature Dishwasher - Single-Tank Door Type | 0.25 | 0.52609 | 4.3251 | 64.8762 | 4747.9598 | 1927.597 | 375 | 6675.5569 | 375 | 6300.5569 | 17.8015
AR - Low Temperature Dishwasher - Single-Tank Conveyor | BNI Cooking and Laundry | ROB/NEW | 20 | N/A | 94% | 15378 | 1853.4262 | 1250 | 20896.6431 | 7610.8983 | 0.081072 | 0.0040536 | 0.66651 | 0.21498 | 0.68414 | AR - Low Temperature Dishwasher - Single-Tank Conveyor | 0.25 | 0.46886 | 3.8546 | 77.092 | 5224.1608 | 1902.7246 | 312.5 | 7126.8854 | 312.5 | 6814.3854 | 22.806
AR - Low Temperature Dishwasher - Multi-Tank Conveyor | BNI Cooking and Laundry | ROB/NEW | 20 | N/A | 94% | 22863 | 2755.5523 | 1750 | 31067.756 | 11315.3836 | 0.076342 | 0.0038171 | 0.62762 | 0.017703 | 0.46186 | AR - Low Temperature Dishwasher - Multi-Tank Conveyor | 0.25 | 0.69707 | 5.7308 | 114.6153 | 7766.939 | 2828.8459 | 437.5 | 10595.7849 | 437.5 | 10158.2849 | 24.2189
AR - Large ASHP - 65 to 135 kBTU/h - High Heat COP>=3.6, Low Heat COP>=2.45, EER>=11.9 (with baseline cooling) | BNI HVAC | ROB/NEW | 20 | N/A | 83% | 28866.9023 | 12627.4167 | 5104.1667 | 39086.2976 | 45785.2263 | 0.19973 | 0.0099863 | 0.45241 | -0.99207 | 0.31163 | AR - Large ASHP - 65 to 135 kBTU/h - High Heat COP>=3.6, Low Heat COP>=2.45, EER>=11.9 (with baseline cooling) | 0.5 | 5.6411 | 12.7779 | 255.5582 | 19543.1488 | 22892.6132 | 2552.0833 | 42435.762 | 2552.0833 | 39883.6786 | 16.6279
AR - Large ASHP - 65 to 135 kBTU/h - High Heat COP>=3.6, Low Heat COP>=2.45, EER>=11.9 (no baseline cooling) | BNI HVAC | ROB/NEW | 20 | N/A | 83% | 28866.9023 | 12627.4167 | 5104.1667 | 39086.2976 | 45785.2263 | 0.19973 | 0.0099863 | 0.45241 | 0.48566 | 1.7894 | AR - Large ASHP - 65 to 135 kBTU/h - High Heat COP>=3.6, Low Heat COP>=2.45, EER>=11.9 (no baseline cooling) | 0.5 | 5.6411 | 12.7779 | 255.5582 | 19543.1488 | 22892.6132 | 2552.0833 | 42435.762 | 2552.0833 | 39883.6786 | 16.6279
AR - Large ASHP - 65 to 135 kBTU/h - High Heat COP>=3.4, Low Heat COP>=2.25, EER>=11 (with baseline cooling) | BNI HVAC | ROB/NEW | 20 | N/A | 83% | 28765.7747 | 1481.143 | 4476.9737 | 38949.3691 | 5370.4151 | 0.1758 | 0.00879 | 3.383 | -1.0672 | 0.23717 | AR - Large ASHP - 65 to 135 kBTU/h - High Heat COP>=3.4, Low Heat COP>=2.25, EER>=11 (with baseline cooling) | 0.5 | 0.66168 | 12.7331 | 254.6629 | 19474.6845 | 2685.2076 | 2238.4868 | 22159.8921 | 2238.4868 | 19921.4052 | 9.8995
AR - Large ASHP - 65 to 135 kBTU/h - High Heat COP>=3.4, Low Heat COP>=2.25, EER>=11 (no baseline cooling) | BNI HVAC | ROB/NEW | 20 | N/A | 83% | 21702.331 | 0 | 5127.5 | 29385.341 | 0 | 0.26688 | 0.013344 | N/A | 0.83046 | 2.8473 | AR - Large ASHP - 65 to 135 kBTU/h - High Heat COP>=3.4, Low Heat COP>=2.25, EER>=11 (no baseline cooling) | 0.5 | 0 | 9.6065 | 192.1304 | 14692.6705 | 0 | 2563.75 | 14692.6705 | 2563.75 | 12128.9205 | 5.7309
AR - Large ASHP - 135 to 240 kBTU/h - High Heat COP>=3.5, Low Heat COP>=2.25, EER>=11.4 (with baseline cooling) | BNI HVAC | ROB/NEW | 20 | N/A | 83% | 39099.1749 | 9683.0851 | 7291.6667 | 52940.9761 | 35109.4965 | 0.21065 | 0.010533 | 0.84282 | -0.75699 | 0.70443 | AR - Large ASHP - 135 to 240 kBTU/h - High Heat COP>=3.5, Low Heat COP>=2.25, EER>=11.4 (with baseline cooling) | 0.5 | 4.3258 | 17.3072 | 346.1444 | 26470.488 | 17554.7482 | 3645.8333 | 44025.2363 | 3645.8333 | 40379.403 | 12.0755
AR - Large ASHP - 135 to 240 kBTU/h - High Heat COP>=3.5, Low Heat COP>=2.25, EER>=11.4 (no baseline cooling) | BNI HVAC | ROB/NEW | 20 | N/A | 83% | 52151.3718 | 12651.3142 | 7291.6667 | 70613.8822 | 45871.8753 | 0.15793 | 0.0078966 | 0.64508 | 0.47886 | 1.5764 | AR - Large ASHP - 135 to 240 kBTU/h - High Heat COP>=3.5, Low Heat COP>=2.25, EER>=11.4 (no baseline cooling) | 0.5 | 5.6518 | 23.0848 | 461.6953 | 35306.9411 | 22935.9376 | 3645.8333 | 58242.8787 | 3645.8333 | 54597.0454 | 15.9752
AR - Large ASHP - 135 to 240 kBTU/h - High Heat COP>=3.2, Low Heat COP>=2.05, EER>=10.4 (with baseline cooling) | BNI HVAC | ROB/NEW | 20 | N/A | 83% | 54499.2213 | 7253.4354 | 6508.3333 | 73792.912 | 26299.9305 | 0.13489 | 0.0067447 | 1.0043 | -0.4587 | 0.51402 | AR - Large ASHP - 135 to 240 kBTU/h - High Heat COP>=3.2, Low Heat COP>=2.05, EER>=10.4 (with baseline cooling) | 0.5 | 3.2404 | 24.124 | 482.4807 | 36896.456 | 13149.9653 | 3254.1667 | 50046.4213 | 3254.1667 | 46792.2546 | 15.3792
AR - Large ASHP - 135 to 240 kBTU/h - High Heat COP>=3.2, Low Heat COP>=2.05, EER>=10.4 (no baseline cooling) | BNI HVAC | ROB/NEW | 20 | N/A | 83% | 33712.9967 | 0 | 8925 | 45647.9954 | 0 | 0.29903 | 0.014952 | N/A | 0.72151 | 2.9814 | AR - Large ASHP - 135 to 240 kBTU/h - High Heat COP>=3.2, Low Heat COP>=2.05, EER>=10.4 (no baseline cooling) | 0.5 | 0 | 14.923 | 298.4606 | 22823.9977 | 0 | 4462.5 | 22823.9977 | 4462.5 | 18361.4977 | 5.1146
AR - Kitchen Exhaust Demand Controlled Ventilation (DCV) | BNI Cooking and Laundry | RET | 15 | 5 | 94% | 3364.5 | 387.6 | 637.5 | 3703.161 | 1437.0424 | 0.18898 | 0.012599 | 1.6254 | 4.2821 | 5.6533 | AR - Kitchen Exhaust Demand Controlled Ventilation (DCV) | 10 | 3.9221 | 33.7334 | 506.0008 | 37031.6103 | 14370.4243 | 6375 | 51402.0346 | 6375 | 45027.0346 | 8.0631
AR - Intelligent Freezer Defrost Controls | BNI Refrigeration | RET | 10 | 3.3333 | 94% | 807.3735 | 1297.8063 | 150 | 604.7567 | 4024.1032 | 0.1853 | 0.01853 | 0.11422 | 5.6086 | 6.4951 | AR - Intelligent Freezer Defrost Controls | 0.2 | 0.26265 | 0.1619 | 1.619 | 120.9513 | 804.8206 | 30 | 925.772 | 30 | 895.772 | 30.8591
AR - Integrated Dual Enthalpy Economizer Controls | BNI HVAC | RET | 10 | 3.3333 | 83% | 1159.9765 | 268.5 | 250 | 835.5663 | 735.1124 | 0.24345 | 0.024345 | 1.0421 | 12.2077 | 13.9057 | AR - Integrated Dual Enthalpy Economizer Controls | 0.25 | 0.059974 | 0.25673 | 2.5673 | 208.8916 | 183.7781 | 62.5 | 392.6697 | 62.5 | 330.1697 | 6.2827
AR - Indoor - Horticultural Lighting | BNI Lighting | RET | 2.7667 | 0.92222 | 94% | 2058.176 | 512.2465 | 90 | 289.9684 | 572.1591 | 0.043613 | 0.015764 | 0.17363 | 0.31567 | 0.61812 | AR - Indoor - Horticultural Lighting | 500 | 259.1662 | 1031.7915 | 2854.6231 | 144984.2229 | 286079.5492 | 45000 | 431063.7721 | 45000 | 386063.7721 | 9.5792
AR - Indoor - Four-Pin Base Replacement Lamp for CFL | BNI Lighting | RET | 3.9667 | 1.3222 | 94% | 78.6954 | 10.9788 | 5 | 20.1682 | 17.2415 | 0.06337 | 0.015976 | 0.45007 | 2.5631 | 3.0191 | AR - Indoor - Four-Pin Base Replacement Lamp for CFL | 22 | 0.2444 | 1.7358 | 6.8855 | 443.701 | 379.3139 | 110 | 823.0149 | 110 | 713.0149 | 7.482
AR - Ice Maker - Self-Contained | BNI Cooking and Laundry | ROB/NEW | 10 | N/A | 94% | 1280 | 321.7709 | 150 | 971.4539 | 997.714 | 0.11688 | 0.011688 | 0.4607 | 1.6997 | 2.5096 | AR - Ice Maker - Self-Contained | 0.25 | 0.081398 | 0.32084 | 3.2084 | 242.8635 | 249.4285 | 37.5 | 492.292 | 37.5 | 454.792 | 13.1278
AR - Ice Maker - Remote Condensing Unit - 400-1000 lb/day | BNI Cooking and Laundry | ROB/NEW | 10 | N/A | 94% | 1552 | 187.0541 | 200 | 1177.8879 | 579.9979 | 0.12853 | 0.012853 | 1.0567 | 1.6337 | 2.1337 | AR - Ice Maker - Remote Condensing Unit - 400-1000 lb/day | 0.25 | 0.047319 | 0.38902 | 3.8902 | 294.472 | 144.9995 | 50 | 439.4714 | 50 | 389.4714 | 8.7894
AR - Ice Maker - Remote Condensing Unit - 1000-2000 lb/day | BNI Cooking and Laundry | ROB/NEW | 10 | N/A | 94% | 3131.5 | 377.4226 | 300 | 2376.6469 | 1170.2728 | 0.09555 | 0.009555 | 0.78553 | 1.2858 | 1.7707 | AR - Ice Maker - Remote Condensing Unit - 1000-2000 lb/day | 0.25 | 0.095477 | 0.78493 | 7.8493 | 594.1617 | 292.5682 | 75 | 886.7299 | 75 | 811.7299 | 11.8231
AR - Ice Maker - Remote Condensing Unit - >2000 lb/day | BNI Cooking and Laundry | ROB/NEW | 10 | N/A | 94% | 5872 | 707.72 | 600 | 4456.5449 | 2194.4249 | 0.10191 | 0.010191 | 0.83784 | 0.64795 | 1.2491 | AR - Ice Maker - Remote Condensing Unit - >2000 lb/day | 0.5 | 0.35806 | 2.9437 | 29.4371 | 2228.2724 | 1097.2125 | 300 | 3325.4849 | 300 | 3025.4849 | 11.0849
AR - Ice Maker - Ice Making Head - 750-1000 lb/day | BNI Cooking and Laundry | ROB/NEW | 10 | N/A | 94% | 1838 | 221.5241 | 250 | 1394.9471 | 686.8789 | 0.13566 | 0.013566 | 1.1153 | 2.2853 | 3.2678 | AR - Ice Maker - Ice Making Head - 750-1000 lb/day | 0.5 | 0.11208 | 0.92141 | 9.2141 | 697.4736 | 343.4395 | 125 | 1040.913 | 125 | 915.913 | 8.3273
AR - Ice Maker - Ice Making Head - 500-750 lb/day | BNI Cooking and Laundry | ROB/NEW | 10 | N/A | 94% | 1085 | 130.7691 | 200 | 823.459 | 405.4753 | 0.18385 | 0.018385 | 1.5115 | 3.1037 | 4.4352 | AR - Ice Maker - Ice Making Head - 500-750 lb/day | 0.5 | 0.066161 | 0.54393 | 5.4393 | 411.7295 | 202.7377 | 100 | 614.4672 | 100 | 514.4672 | 6.1447
AR - Ice Maker - Ice Making Head - 200-500 lb/day | BNI Cooking and Laundry | ROB/NEW | 10 | N/A | 94% | 469 | 53.5388 | 150 | 355.9468 | 166.0076 | 0.31899 | 0.031899 | 2.7688 | 5.4161 | 7.7315 | AR - Ice Maker - Ice Making Head - 200-500 lb/day | 10 | 0.54175 | 4.7023 | 47.0232 | 3559.4679 | 1660.076 | 1500 | 5219.5439 | 1500 | 3719.5439 | 3.4797
AR - Ice Maker - Ice Making Head - >1000 lb/day | BNI Cooking and Laundry | ROB/NEW | 10 | N/A | 94% | 2595 | 312.7612 | 300 | 1969.4711 | 969.7774 | 0.1153 | 0.01153 | 0.94794 | 1.7556 | 2.5906 | AR - Ice Maker - Ice Making Head - >1000 lb/day | 0.25 | 0.079119 | 0.65045 | 6.5045 | 492.3678 | 242.4443 | 75 | 734.8121 | 75 | 659.8121 | 9.7975
AR - HVAC Hotel Occupancy Sensor - Without building integrated intelligent control | BNI HVAC | RET | 8 | 2.6667 | 83% | 438.69 | 90 | 50 | 246.9621 | 216.9277 | 0.12874 | 0.016093 | 0.6218 | 2.6499 | 3.5558 | AR - HVAC Hotel Occupancy Sensor - Without building integrated intelligent control | 250 | 20.1031 | 97.0929 | 776.7431 | 61740.5142 | 54231.9309 | 12500 | 115972.4451 | 12500 | 103472.4451 | 9.2778
AR - HVAC Hotel Occupancy Sensor - With building integrated intelligent control | BNI HVAC | RET | 8 | 2.6667 | 83% | 438.69 | 90 | 75 | 246.9621 | 216.9277 | 0.19311 | 0.024139 | 0.93269 | 7.4641 | 8.8229 | AR - HVAC Hotel Occupancy Sensor - With building integrated intelligent control | 50 | 4.0206 | 19.4186 | 155.3486 | 12348.1028 | 10846.3862 | 3750 | 23194.489 | 3750 | 19444.489 | 6.1852
AR - HVAC Air-to-Water Heat Pump | BNI HVAC | ROB/NEW | 15 | N/A | 83% | 18266.9678 | 4239.106 | 3637.5 | 19795.3573 | 13877.4714 | 0.22493 | 0.014995 | 0.96039 | 2.8063 | 4.3748 | AR - HVAC Air-to-Water Heat Pump | 2 | 7.575 | 32.3434 | 485.1515 | 39590.7146 | 27754.9427 | 7275 | 67345.6574 | 7275 | 60070.6574 | 9.2571
AR - Hot Food Holding Cabinet - Full Size - Interior Volume >=20 ft^3 | BNI Cooking and Laundry | ROB/NEW | 12 | N/A | 94% | 1914 | 230.684 | 900 | 1728.7172 | 783.7817 | 0.46899 | 0.039082 | 3.8556 | 10.5234 | 13.9199 | AR - Hot Food Holding Cabinet - Full Size - Interior Volume >=20 ft^3 | 0.5 | 0.11671 | 0.95951 | 11.5142 | 864.3586 | 391.8908 | 450 | 1256.2495 | 450 | 806.2495 | 2.7917
AR - Hot Food Holding Cabinet - 1/2 and 3/4 Size - Interior Volume <20 ft^3 | BNI Cooking and Laundry | ROB/NEW | 12 | N/A | 94% | 1040 | 125.3455 | 399.8 | 939.3239 | 425.8793 | 0.38342 | 0.031951 | 3.1521 | 1.4562 | 4.2331 | AR - Hot Food Holding Cabinet - 1/2 and 3/4 Size - Interior Volume <20 ft^3 | 0.5 | 0.063417 | 0.52137 | 6.2564 | 469.6619 | 212.9396 | 199.9 | 682.6016 | 199.9 | 482.7016 | 3.4147
AR - High Volume Low Speed Fan - 24+ ft | BNI Process | RET | 15 | 5 | 94% | 14311.2603 | 4388.5037 | 2000 | 15697.9667 | 16270.5521 | 0.13938 | 0.0092923 | 0.45039 | 6.4917 | 7.4401 | AR - High Volume Low Speed Fan - 24+ ft | 2 | 8.8813 | 28.6977 | 430.4657 | 31395.9335 | 32541.1042 | 4000 | 63937.0376 | 4000 | 59937.0376 | 15.9843
AR - High Volume Low Speed Fan - 16-22 ft | BNI Process | RET | 15 | 5 | 94% | 12906.0325 | 3839.2712 | 1000 | 14156.5778 | 14234.2509 | 0.07728 | 0.005152 | 0.25741 | 6.2805 | 6.8079 | AR - High Volume Low Speed Fan - 16-22 ft | 2 | 7.7698 | 25.8799 | 388.1981 | 28313.1556 | 28468.5018 | 2000 | 56781.6574 | 2000 | 54781.6574 | 28.3908
AR - High Temperature Dishwasher - Under-Counter | BNI Cooking and Laundry | ROB/NEW | 10 | N/A | 94% | 2133.64 | 462.4805 | 400 | 1619.3226 | 1434.0115 | 0.18698 | 0.018698 | 0.85475 | 4.8587 | 6.0098 | AR - High Temperature Dishwasher - Under-Counter | 5 | 2.3399 | 10.6962 | 106.9623 | 8096.6131 | 7170.0575 | 2000 | 15266.6706 | 2000 | 13266.6706 | 7.6333
AR - High Temperature Dishwasher - Single-Tank Door Type | BNI Cooking and Laundry | ROB/NEW | 15 | N/A | 94% | 2157.5 | 1300.2648 | 1100 | 2374.6678 | 4820.7836 | 0.50851 | 0.033901 | 0.83605 | 8.1873 | 9.9134 | AR - High Temperature Dishwasher - Single-Tank Door Type | 10 | 13.1571 | 21.6317 | 324.4752 | 23746.6783 | 48207.8364 | 11000 | 71954.5148 | 11000 | 60954.5148 | 6.5413
AR - High Temperature Dishwasher - Single-Tank Conveyor | BNI Cooking and Laundry | ROB/NEW | 20 | N/A | 94% | 10204 | 1229.8323 | 1100 | 13865.8698 | 5050.176 | 0.10752 | 0.0053759 | 0.88393 | 0.45493 | 1.1473 | AR - High Temperature Dishwasher - Single-Tank Conveyor | 5 | 6.2222 | 51.154 | 1023.0807 | 69329.3492 | 25250.88 | 5500 | 94580.2292 | 5500 | 89080.2292 | 17.1964
AR - High Temperature Dishwasher - Pot, Pan and Utensil | BNI Cooking and Laundry | ROB/NEW | 10 | N/A | 94% | 10979 | 1323.2388 | 450 | 8332.4943 | 4102.9617 | 0.04088 | 0.004088 | 0.33608 | 1.7825 | 2.0667 | AR - High Temperature Dishwasher - Pot, Pan and Utensil | 5 | 6.6948 | 55.0392 | 550.3921 | 41662.4714 | 20514.8087 | 2250 | 62177.2801 | 2250 | 59927.2801 | 27.6343
AR - High Temperature Dishwasher - Multi-Tank Conveyor | BNI Cooking and Laundry | ROB/NEW | 20 | N/A | 94% | 45074 | 5432.5227 | 2000 | 61249.5313 | 22308.0785 | 0.044255 | 0.0022128 | 0.36383 | -0.026115 | 0.26365 | AR - High Temperature Dishwasher - Multi-Tank Conveyor | 5 | 27.4853 | 225.9621 | 4519.2414 | 306247.6563 | 111540.3926 | 10000 | 417788.0489 | 10000 | 407788.0489 | 41.7788
AR - High Efficiency Ventilation Fan - 48+ in | BNI Process | RET | 15 | 5 | 94% | 2021.2478 | 267.5506 | 95 | 2217.099 | 991.9545 | 0.046878 | 0.0031252 | 0.3509 | 6.1773 | 6.5154 | AR - High Efficiency Ventilation Fan - 48+ in | 2 | 0.54146 | 4.0531 | 60.7967 | 4434.198 | 1983.909 | 190 | 6418.107 | 190 | 6228.107 | 33.7795
AR - High Efficiency Ventilation Fan - 36-47 in | BNI Process | RET | 15 | 5 | 94% | 3308.3214 | 356.608 | 75 | 3628.8852 | 1322.1385 | 0.022611 | 0.0015074 | 0.20785 | 3.047 | 3.2115 | AR - High Efficiency Ventilation Fan - 36-47 in | 10 | 3.6084 | 33.1701 | 497.5519 | 36288.8516 | 13221.3851 | 750 | 49510.2367 | 750 | 48760.2367 | 66.0136
AR - High Efficiency Ventilation Fan - 24-35 in | BNI Process | RET | 15 | 5 | 94% | 422.6317 | 130.7236 | 65 | 463.5831 | 484.6631 | 0.1534 | 0.010226 | 0.49139 | 19.916 | 20.9589 | AR - High Efficiency Ventilation Fan - 24-35 in | 1 | 0.13228 | 0.42374 | 6.3561 | 463.5831 | 484.6631 | 65 | 948.2462 | 65 | 883.2462 | 14.5884
AR - High Efficiency Ventilation Fan - 14-23 in | BNI Process | RET | 15 | 5 | 94% | 155.8686 | 48.2115 | 55 | 170.9717 | 178.7461 | 0.35194 | 0.023462 | 1.1274 | 47.5593 | 49.952 | AR - High Efficiency Ventilation Fan - 14-23 in | 1 | 0.048784 | 0.15628 | 2.3442 | 170.9717 | 178.7461 | 55 | 349.7177 | 55 | 294.7177 | 6.3585
AR - High Efficiency Circulator Pump - 500-2500 W | BNI Other | ROB/NEW | 15 | N/A | 94% | 2014 | 229.3079 | 600 | 2209.1489 | 850.1681 | 0.29713 | 0.019809 | 2.5858 | 0.034396 | 2.1913 | AR - High Efficiency Circulator Pump - 500-2500 W | 20 | 4.6406 | 40.3858 | 605.7873 | 44182.9782 | 17003.3622 | 12000 | 61186.3404 | 12000 | 49186.3404 | 5.0989
AR - High Efficiency Circulator Pump - 150-499 W | BNI Other | ROB/NEW | 15 | N/A | 94% | 816 | 126.5786 | 150 | 895.0673 | 469.2951 | 0.18334 | 0.012223 | 1.1711 | 6.0113 | 7.3234 | AR - High Efficiency Circulator Pump - 150-499 W | 10 | 1.2808 | 8.1814 | 122.7216 | 8950.6728 | 4692.9509 | 1500 | 13643.6237 | 1500 | 12143.6237 | 9.0957
AR - High Efficiency Circulator Pump - 0-149 W | BNI Other | ROB/NEW | 15 | N/A | 94% | 420 | 87.9 | 100 | 460.6964 | 325.8927 | 0.23747 | 0.015831 | 1.1243 | 0.011005 | 1.6797 | AR - High Efficiency Circulator Pump - 0-149 W | 10 | 0.88944 | 4.211 | 63.1655 | 4606.964 | 3258.9275 | 1000 | 7865.8914 | 1000 | 6865.8914 | 7.8659
AR - High Efficiency Circulation Fan - 36-47 in | BNI Process | RET | 15 | 5 | 94% | 152.3602 | 48.6789 | 55 | 167.1233 | 180.4791 | 0.36004 | 0.024003 | 1.1166 | 62.519 | 64.9588 | AR - High Efficiency Circulation Fan - 36-47 in | 10 | 0.49257 | 1.5276 | 22.9141 | 1671.2334 | 1804.7909 | 550 | 3476.0243 | 550 | 2926.0243 | 6.32
AR - High Efficiency Circulation Fan - 18-35 in | BNI Process | RET | 15 | 5 | 94% | 834.9557 | 95.3146 | 35 | 915.8597 | 353.3826 | 0.041809 | 0.0027872 | 0.36289 | 10.1567 | 10.4602 | AR - High Efficiency Circulation Fan - 18-35 in | 0.5 | 0.048224 | 0.41857 | 6.2786 | 457.9299 | 176.6913 | 17.5 | 634.6211 | 17.5 | 617.1211 | 36.2641
AR - Heat Reclaimer Unit | BNI Process | RET | 15 | 5 | 94% | 14743.2797 | 3936.1758 | 1250 | 16171.8472 | 14593.5284 | 0.084562 | 0.0056375 | 0.31384 | 2.4303 | 3.0133 | AR - Heat Reclaimer Unit | 3 | 11.9488 | 44.346 | 665.1905 | 48515.5415 | 43780.5853 | 3750 | 92296.1268 | 3750 | 88546.1268 | 24.6123
AR - Heat Pump Water Heater >=80 gal | BNI Domestic Hot Water (DHW) | ROB/NEW | 10 | N/A | 94% | 16136.0966 | 2013.7623 | 900 | 12468.5445 | 6244.0654 | 0.055629 | 0.0055629 | 0.44168 | 0.96089 | 1.3632 | AR - Heat Pump Water Heater >=80 gal | 20 | 40.7538 | 323.5698 | 3235.6975 | 249370.889 | 124881.308 | 18000 | 374252.1971 | 18000 | 356252.1971 | 20.7918
AR - Heat Pump Water Heater - 60-79 gal | BNI Domestic Hot Water (DHW) | ROB/NEW | 10 | N/A | 94% | 4714.6216 | 922.737 | 800 | 3643.0415 | 2861.1272 | 0.16924 | 0.016924 | 0.85681 | 2.5143 | 3.7089 | AR - Heat Pump Water Heater - 60-79 gal | 10 | 9.337 | 47.2701 | 472.7007 | 36430.4149 | 28611.2724 | 8000 | 65041.6873 | 8000 | 57041.6873 | 8.1302
AR - Ground Source Heat Pump - Open Loop - EER>=20.0, COP>=4.0 | BNI HVAC | ROB/NEW | 25 | N/A | 94% | 28366.6824 | 10893.6784 | 5467.5 | 49223.9139 | 48526.8177 | 0.19224 | 0.0076895 | 0.496 | 0.44582 | 1.7219 | AR - Ground Source Heat Pump - Open Loop - EER>=20.0, COP>=4.0 | 1 | 11.0231 | 28.4412 | 711.0301 | 49223.9139 | 48526.8177 | 5467.5 | 97750.7316 | 5467.5 | 92283.2316 | 17.8785
AR - Ground Source Heat Pump - Open Loop - EER>=16.2, COP>=3.6 | BNI HVAC | ROB/NEW | 25 | N/A | 94% | 28366.6824 | 10893.6784 | 5467.5 | 49223.9139 | 48526.8177 | 0.19224 | 0.0076895 | 0.496 | -0.059636 | 1.2164 | AR - Ground Source Heat Pump - Open Loop - EER>=16.2, COP>=3.6 | 1 | 11.0231 | 28.4412 | 711.0301 | 49223.9139 | 48526.8177 | 5467.5 | 97750.7316 | 5467.5 | 92283.2316 | 17.8785
AR - Griddle - Electric | BNI Cooking and Laundry | RET | 12 | 4 | 94% | 636.33 | 76.6934 | 900 | 574.7307 | 260.5767 | 1.4107 | 0.11755 | 11.5973 | 165.1602 | 175.3767 | AR - Griddle - Electric | 10 | 0.77605 | 6.38 | 76.5602 | 5747.3074 | 2605.767 | 9000 | 8353.0744 | 9000 | -646.9256 | 0.92812
AR - Fryer - Electric | BNI Cooking and Laundry | RET | 12 | 4 | 94% | 2401 | 750.3125 | 850 | 2168.5737 | 2549.294 | 0.35309 | 0.029424 | 1.1196 | 41.3517 | 43.7498 | AR - Fryer - Electric | 10 | 7.5923 | 24.0731 | 288.8769 | 21685.737 | 25492.9396 | 8500 | 47178.6766 | 8500 | 38678.6766 | 5.5504
AR - Freezer - Glass Door - >=15 ft^3 | BNI Cooking and Laundry | RET | 12 | 4 | 94% | 6166.8864 | 709.8137 | 613.2 | 5569.9074 | 2411.6935 | 0.099174 | 0.0082645 | 0.85375 | 13.9836 | 14.7032 | AR - Freezer - Glass Door - >=15 ft^3 | 0.5 | 0.35912 | 3.0915 | 37.0985 | 2784.9537 | 1205.8467 | 306.6 | 3990.8004 | 306.6 | 3684.2004 | 13.0163
AR - Freezer - Glass Door - <15 ft^3 | BNI Cooking and Laundry | RET | 12 | 4 | 94% | 1602 | 193.0803 | 300 | 1446.9201 | 656.0179 | 0.18678 | 0.015565 | 1.5355 | 24.8967 | 26.2494 | AR - Freezer - Glass Door - <15 ft^3 | 0.25 | 0.048844 | 0.40155 | 4.8186 | 361.73 | 164.0045 | 75 | 525.7345 | 75 | 450.7345 | 7.0098
AR - Evaporator Fan Motor Controls | BNI Refrigeration | RET | 10 | 3.3333 | 94% | 988.527 | 113.1782 | 150 | 740.4483 | 350.9313 | 0.15134 | 0.015134 | 1.3098 | 1.1615 | 2.2599 | AR - Evaporator Fan Motor Controls | 10 | 1.1452 | 9.9112 | 99.1124 | 7404.4826 | 3509.3126 | 1500 | 10913.7952 | 1500 | 9413.7952 | 7.2759
AR - Engine Block Heater Timer | BNI Process | RET | 5 | 1.6667 | 94% | 1248 | 1092 | 40 | 429.1546 | 2102.5697 | 0.031967 | 0.0063935 | 0.0362 | 0.80557 | 0.9892 | AR - Engine Block Heater Timer | 0.1 | 0.1105 | 0.12513 | 0.62564 | 42.9155 | 210.257 | 4 | 253.1724 | 4 | 249.1724 | 63.2931
AR - Electric Thermal Storage (ETS) System - Small Commercial (50-150 kWh of 8-hr storage) | BNI HVAC | RET | 18 | 6 | 94% | 0 | 6250 | 1000 | 0 | 24727.7754 | N/A | N/A | 0.15812 | 62.5705 | 65.9145 | AR - Electric Thermal Storage (ETS) System - Small Commercial (50-150 kWh of 8-hr storage) | 1 | 6.3243 | 0 | 0 | 0 | 24727.7754 | 1000 | 24727.7754 | 1000 | 23727.7754 | 24.7278
AR - Electric Thermal Storage (ETS) System - Medium Commercial (150-300 kWh of 8-hr storage) | BNI HVAC | RET | 18 | 6 | 94% | 0 | 14062.5 | 2000 | 0 | 55637.4946 | N/A | N/A | 0.14055 | 55.6182 | 58.5907 | AR - Electric Thermal Storage (ETS) System - Medium Commercial (150-300 kWh of 8-hr storage) | 1 | 14.2296 | 0 | 0 | 0 | 55637.4946 | 2000 | 55637.4946 | 2000 | 53637.4946 | 27.8187
AR - Electric Thermal Storage (ETS) System - Less than 50 kWh | BNI HVAC | RET | 18 | 6 | 94% | 0 | 1562.5 | 500 | 0 | 6181.9438 | N/A | N/A | 0.31624 | 46.0436 | 52.7316 | AR - Electric Thermal Storage (ETS) System - Less than 50 kWh | 0.5 | 0.79053 | 0 | 0 | 0 | 3090.9719 | 250 | 3090.9719 | 250 | 2840.9719 | 12.3639
AR - Electric Thermal Storage (ETS) System - Large Commercial (>300 kWh of 8-hr storage) | BNI HVAC | RET | 18 | 6 | 94% | 0 | 18750 | 4000 | 0 | 74183.3261 | N/A | N/A | 0.21083 | 61.4559 | 65.9145 | AR - Electric Thermal Storage (ETS) System - Large Commercial (>300 kWh of 8-hr storage) | 0.5 | 9.4864 | 0 | 0 | 0 | 37091.663 | 2000 | 37091.663 | 2000 | 35091.663 | 18.5458
AR - ECM (Brushless) DC Motors for Refrig Evap Fan - Walk-in Cooler | BNI Refrigeration | ROB/NEW | 15 | N/A | 94% | 759.6864 | 86.3895 | 180 | 824.3939 | 320.2924 | 0.23632 | 0.015755 | 2.0591 | 0.19313 | 1.9087 | AR - ECM (Brushless) DC Motors for Refrig Evap Fan - Walk-in Cooler | 10 | 0.87416 | 7.6168 | 114.2523 | 8243.939 | 3202.9237 | 1800 | 11446.8626 | 1800 | 9646.8626 | 6.3594
AR - ECM (Brushless) DC Motors for Refrig Evap Fan - Standalone Retail Cooler | BNI Refrigeration | ROB/NEW | 15 | N/A | 94% | 1116.4007 | 115.8303 | 50 | 1211.4919 | 429.4453 | 0.044669 | 0.002978 | 0.4266 | -0.21634 | 0.10906 | AR - ECM (Brushless) DC Motors for Refrig Evap Fan - Standalone Retail Cooler | 0.25 | 0.029302 | 0.27983 | 4.1975 | 302.873 | 107.3613 | 12.5 | 410.2343 | 12.5 | 397.7343 | 32.8187
AR - Dual Ventilation - Year-round | BNI Process | ROB/NEW | 15 | N/A | 94% | 5726.5371 | 549.12 | 320 | 6281.4167 | 2035.8843 | 0.055734 | 0.0037156 | 0.57591 | 28.4036 | 28.8107 | AR - Dual Ventilation - Year-round | 0.5 | 0.27782 | 2.8708 | 43.0619 | 3140.7084 | 1017.9421 | 160 | 4158.6505 | 160 | 3998.6505 | 25.9916
AR - Dual Ventilation - Winter Only | BNI Process | ROB/NEW | 15 | N/A | 94% | 2482.8343 | 238.08 | 192 | 2723.4114 | 882.6911 | 0.077128 | 0.0051419 | 0.79698 | 65.8872 | 66.4505 | AR - Dual Ventilation - Winter Only | 0.25 | 0.060227 | 0.62234 | 9.3351 | 680.8529 | 220.6728 | 48 | 901.5256 | 48 | 853.5256 | 18.7818
AR - Door Heater Controls | BNI Refrigeration | RET | 12 | 4 | 94% | 1400.0232 | 159.82 | 80 | 1247.3538 | 543.0113 | 0.056992 | 0.0047493 | 0.49469 | 0.23454 | 0.64821 | AR - Door Heater Controls | 0.1 | 0.016172 | 0.14037 | 1.6844 | 124.7354 | 54.3011 | 8 | 179.0365 | 8 | 171.0365 | 22.3796
AR - Discus or Scroll Refrigeration Compressor | BNI Refrigeration | ROB/NEW | 15 | N/A | 94% | 6261.726 | 1186.3192 | 200 | 6795.0787 | 4398.3256 | 0.031856 | 0.0021238 | 0.16661 | 0.54707 | 0.77242 | AR - Discus or Scroll Refrigeration Compressor | 0.25 | 0.3001 | 1.5695 | 23.5432 | 1698.7697 | 1099.5814 | 50 | 2798.3511 | 50 | 2748.3511 | 55.967
AR - Daylighting Controls - Wall-Switch or Fixture Mounted | BNI Lighting | RET | 10 | 3.3333 | 94% | 505.116 | 137 | 25 | 387.8692 | 424.7954 | 0.049364 | 0.0049364 | 0.18034 | 1.3662 | 1.706 | AR - Daylighting Controls - Wall-Switch or Fixture Mounted | 5 | 0.69314 | 2.5322 | 25.3221 | 1939.3461 | 2123.977 | 125 | 4063.323 | 125 | 3938.323 | 32.5066
AR - Daylighting Controls - Ceiling or Wall Remote Mounted | BNI Lighting | RET | 10 | 3.3333 | 94% | 803.795 | 270 | 60 | 617.2193 | 837.188 | 0.07445 | 0.007445 | 0.21961 | 0.54791 | 1.0498 | AR - Daylighting Controls - Ceiling or Wall Remote Mounted | 10 | 2.7321 | 8.0591 | 80.5907 | 6172.1928 | 8371.88 | 600 | 14544.0729 | 600 | 13944.0729 | 24.2401
AR - Cycling Refrigerated Air Dryers - 51-100 cfm | BNI Process | ROB/NEW | 10 | N/A | 94% | 667.878 | 169 | 100 | 505.2377 | 524.0177 | 0.14934 | 0.014934 | 0.58477 | 19.6304 | 20.6646 | AR - Cycling Refrigerated Air Dryers - 51-100 cfm | 0.2 | 0.034202 | 0.13393 | 1.3393 | 101.0475 | 104.8035 | 20 | 205.8511 | 20 | 185.8511 | 10.2926
AR - Cycling Refrigerated Air Dryers - 26-50 cfm | BNI Process | ROB/NEW | 10 | N/A | 94% | 635.6559 | 85.6254 | 50 | 480.8623 | 265.4984 | 0.078453 | 0.0078453 | 0.57708 | 13.9473 | 14.5127 | AR - Cycling Refrigerated Air Dryers - 26-50 cfm | 0.2 | 0.017329 | 0.12747 | 1.2747 | 96.1725 | 53.0997 | 10 | 149.2721 | 10 | 139.2721 | 14.9272
AR - Cycling Refrigerated Air Dryers - 251-300 cfm | BNI Process | ROB/NEW | 10 | N/A | 94% | 2226.26 | 563 | 350 | 1684.1257 | 1745.692 | 0.1568 | 0.01568 | 0.61437 | 18.9173 | 20.0032 | AR - Cycling Refrigerated Air Dryers - 251-300 cfm | 0.2 | 0.11394 | 0.44642 | 4.4642 | 336.8251 | 349.1384 | 70 | 685.9635 | 70 | 615.9635 | 9.7995
AR - Cycling Refrigerated Air Dryers - 201-250 cfm | BNI Process | ROB/NEW | 10 | N/A | 94% | 2003.634 | 507 | 250 | 1515.7131 | 1572.053 | 0.12445 | 0.012445 | 0.48731 | 6.667 | 7.5288 | AR - Cycling Refrigerated Air Dryers - 201-250 cfm | 0.2 | 0.1026 | 0.40178 | 4.0178 | 303.1426 | 314.4106 | 50 | 617.5532 | 50 | 567.5532 | 12.3511
AR - Cycling Refrigerated Air Dryers - 151-200 cfm | BNI Process | ROB/NEW | 10 | N/A | 94% | 1558.382 | 394 | 200 | 1178.888 | 1221.6743 | 0.128 | 0.0128 | 0.50165 | 19.5803 | 20.4668 | AR - Cycling Refrigerated Air Dryers - 151-200 cfm | 0.2 | 0.079736 | 0.3125 | 3.125 | 235.7776 | 244.3349 | 40 | 480.1125 | 40 | 440.1125 | 12.0028
AR - Cycling Refrigerated Air Dryers - 101-150 cfm | BNI Process | ROB/NEW | 10 | N/A | 94% | 1335.756 | 338 | 150 | 1010.4754 | 1048.0354 | 0.112 | 0.0112 | 0.43858 | 12.4504 | 13.226 | AR - Cycling Refrigerated Air Dryers - 101-150 cfm | 0.2 | 0.068403 | 0.26785 | 2.6785 | 202.0951 | 209.6071 | 30 | 411.7021 | 30 | 381.7021 | 13.7234
AR - Cycling Refrigerated Air Dryers - 0-25 cfm | BNI Process | ROB/NEW | 10 | N/A | 94% | 178.101 | 45 | 25 | 134.7302 | 139.5313 | 0.14 | 0.014 | 0.54903 | 32.1256 | 33.0952 | AR - Cycling Refrigerated Air Dryers - 0-25 cfm | 0.2 | 0.0091069 | 0.035714 | 0.35714 | 26.946 | 27.9063 | 5 | 54.8523 | 5 | 49.8523 | 10.9705
AR - Custom Measures - Refrigeration | BNI Refrigeration | RET | 15 | 5 | 91% | 13287.47 | 1898.21 | 797.2482 | 13959.0628 | 6813.082 | 0.061816 | 0.004121 | 0.42875 | 2.5624 | 3.0067 | AR - Custom Measures - Refrigeration | 4 | 7.4378 | 51.5888 | 773.8317 | 55836.2513 | 27252.3281 | 3188.9928 | 83088.5793 | 3188.9928 | 79899.5865 | 26.0548
AR - Custom Measures - Pool | BNI Other | RET | 10 | 3.3333 | 94% | 1753.71 | 279.3954 | 350.742 | 1326.6501 | 866.3202 | 0.19948 | 0.019948 | 1.2406 | 1.4688 | 2.8944 | AR - Custom Measures - Pool | 2 | 0.56543 | 3.5166 | 35.1663 | 2653.3002 | 1732.6404 | 701.484 | 4385.9405 | 701.484 | 3684.4565 | 6.2524
AR - Custom Measures - Other | BNI Other | RET | 15 | 5 | 94% | 4357.24 | 694.1813 | 4357.24 | 4779.4399 | 2573.7048 | 0.99738 | 0.066492 | 6.2031 | 11.788 | 18.9159 | AR - Custom Measures - Other | 2 | 1.4049 | 8.7374 | 131.0606 | 9558.8798 | 5147.4095 | 8714.48 | 14706.2894 | 8714.48 | 5991.8094 | 1.6876
AR - Custom Measures - Motors | BNI Process | RET | 15 | 5 | 91% | 47455.89 | 3718.8602 | 3796.4712 | 50392.8807 | 13347.7853 | 0.082421 | 0.0054947 | 1.0421 | 2.469 | 3.0747 | AR - Custom Measures - Motors | 5 | 18.2147 | 230.3102 | 3454.6524 | 251964.4037 | 66738.9267 | 18982.356 | 318703.3304 | 18982.356 | 299720.9744 | 16.7895
AR - Custom Measures - IT and Datacenter | BNI Other | RET | 5 | 1.6667 | 94% | 1000 | 159.3167 | 160 | 343.8739 | 306.7533 | 0.15958 | 0.031916 | 0.9925 | 1.754 | 2.8944 | AR - Custom Measures - IT and Datacenter | 0.5 | 0.080605 | 0.50131 | 2.5066 | 171.937 | 153.3766 | 80 | 325.3136 | 80 | 245.3136 | 4.0664
AR - Custom Measures - HVAC | BNI HVAC | RET | 18 | 6 | 94% | 36374.89 | 8817.8566 | 5092.4846 | 51702.7054 | 34887.3563 | 0.13963 | 0.0077574 | 0.57074 | 1.8442 | 2.8146 | AR - Custom Measures - HVAC | 6 | 53.5357 | 218.8227 | 3938.8086 | 310216.2325 | 209324.138 | 30554.9076 | 519540.3705 | 30554.9076 | 488985.4629 | 17.0035
AR - Custom Measures - DHW | BNI Domestic Hot Water (DHW) | RET | 10 | 3.3333 | 94% | 13614.61 | 1701.8263 | 680.7305 | 10520.1632 | 5276.8464 | 0.049869 | 0.0049869 | 0.3953 | 2.5681 | 2.9287 | AR - Custom Measures - DHW | 2 | 3.4441 | 27.3008 | 273.0075 | 21040.3264 | 10553.6927 | 1361.461 | 31594.0192 | 1361.461 | 30232.5582 | 23.206
AR - Custom Measures - Compressed Air | BNI Process | RET | 10 | 3.3333 | 94% | 1206.37 | 192.1949 | 193.0192 | 912.5972 | 595.9381 | 0.15958 | 0.015958 | 0.9925 | 1.754 | 2.8944 | AR - Custom Measures - Compressed Air | 4 | 0.77791 | 4.8382 | 48.3816 | 3650.3888 | 2383.7526 | 772.0768 | 6034.1414 | 772.0768 | 5262.0646 | 7.8155
AR - Custom Measures - Commercial Kitchen | BNI Cooking and Laundry | RET | 12 | 4 | 94% | 15493.07 | 2685.4655 | 1704.2377 | 13993.2795 | 9124.2527 | 0.10971 | 0.0091426 | 0.62716 | 2.1003 | 2.8806 | AR - Custom Measures - Commercial Kitchen | 6 | 16.3042 | 93.2026 | 1118.4316 | 83959.6772 | 54745.5165 | 10225.4262 | 138705.1936 | 10225.4262 | 128479.7674 | 13.5647
AR - Custom Measures - Agriculture | BNI Process | RET | 15 | 5 | 91% | 21166.53 | 5168.5713 | 2328.3183 | 22476.5023 | 18551.1087 | 0.11333 | 0.0075552 | 0.45986 | 2.1186 | 2.9057 | AR - Custom Measures - Agriculture | 5 | 25.3153 | 102.7242 | 1540.8626 | 112382.5116 | 92755.5435 | 11641.5915 | 205138.0552 | 11641.5915 | 193496.4637 | 17.6211
AR - Cooler Night Covers for Display Cases | BNI Refrigeration | RET | 4 | 1.3333 | 94% | 1103.559 | 378 | 84 | 274.9124 | 598.325 | 0.075918 | 0.018979 | 0.21961 | 3.1189 | 3.6296 | AR - Cooler Night Covers for Display Cases | 0.2 | 0.076498 | 0.22129 | 0.88517 | 54.9825 | 119.665 | 16.8 | 174.6475 | 16.8 | 157.8475 | 10.3957
AR - Commercial Washing Machine - CEE Tier 3 | BNI Cooking and Laundry | ROB/NEW | 11 | N/A | 94% | 1062.664 | 694 | 450 | 883.8282 | 2266.17 | 0.42235 | 0.038396 | 0.6408 | -0.80926 | 1.4067 | AR - Commercial Washing Machine - CEE Tier 3 | 10 | 7.0225 | 10.6546 | 117.2001 | 8838.2818 | 22661.6999 | 4500 | 31499.9817 | 4500 | 26999.9817 | 7
AR - Commercial Washing Machine - CEE Tier 2 | BNI Cooking and Laundry | ROB/NEW | 11 | N/A | 94% | 1068.889 | 499.2064 | 350 | 889.0056 | 1630.0959 | 0.32658 | 0.02969 | 0.69288 | -0.40768 | 1.4042 | AR - Commercial Washing Machine - CEE Tier 2 | 10 | 5.0514 | 10.717 | 117.8867 | 8890.0558 | 16300.9591 | 3500 | 25191.0149 | 3500 | 21691.0149 | 7.1974
AR - Commercial Washing Machine - CEE Tier 1 | BNI Cooking and Laundry | ROB/NEW | 11 | N/A | 94% | 1102.3405 | 833 | 300 | 916.8275 | 2720.0571 | 0.27144 | 0.024676 | 0.35592 | -0.3763 | 1.0713 | AR - Commercial Washing Machine - CEE Tier 1 | 10 | 8.429 | 11.0524 | 121.576 | 9168.2752 | 27200.5706 | 3000 | 36368.8458 | 3000 | 33368.8458 | 12.1229
AR - Commercial Clothes Dryer - Heat Pump | BNI Cooking and Laundry | RET | 12 | 4 | 94% | 1956.2255 | 506.1771 | 650 | 1766.8551 | 1719.8089 | 0.3314 | 0.027617 | 1.2691 | 7.988 | 10.2787 | AR - Commercial Clothes Dryer - Heat Pump | 10 | 5.1219 | 19.6136 | 235.3638 | 17668.5513 | 17198.0894 | 6500 | 34866.6407 | 6500 | 28366.6407 | 5.3641
AR - Booster Pump | BNI Other | ROB/NEW | 15 | N/A | 94% | 13017.2 | 1744.47 | 4510 | 14278.517 | 6467.692 | 0.34556 | 0.023037 | 2.555 | -2.2036 | 0.28747 | AR - Booster Pump | 3 | 5.2956 | 39.1542 | 587.3129 | 42835.5509 | 19403.0759 | 13530 | 62238.6268 | 13530 | 48708.6268 | 4.6
AR - Air-Entraining Air Nozzle | BNI Process | ROB/NEW | 15 | N/A | 94% | 663.936 | 168 | 100 | 728.2689 | 622.8667 | 0.15022 | 0.010015 | 0.58825 | 0.28022 | 1.3205 | AR - Air-Entraining Air Nozzle | 0.2 | 0.033999 | 0.13314 | 1.997 | 145.6538 | 124.5733 | 20 | 270.2271 | 20 | 250.2271 | 13.5114
AR - Agriculture Heat Pad - Single | BNI Process | ROB/NEW | 10 | N/A | 91% | 655.5 | 95 | 60 | 480.0482 | 285.1651 | 0.094303 | 0.0094303 | 0.64474 | 1.4773 | 2.1545 | AR - Agriculture Heat Pad - Single | 0.1 | 0.0093061 | 0.063625 | 0.63625 | 48.0048 | 28.5165 | 6 | 76.5213 | 6 | 70.5213 | 12.7536
AR - Agriculture Heat Pad - Double | BNI Process | ROB/NEW | 10 | N/A | 91% | 1311 | 190 | 120 | 960.0964 | 570.3302 | 0.094303 | 0.0094303 | 0.64474 | 1.2144 | 1.8917 | AR - Agriculture Heat Pad - Double | 0.1 | 0.018612 | 0.12725 | 1.2725 | 96.0096 | 57.033 | 12 | 153.0427 | 12 | 141.0427 | 12.7536
AR - Indoor - High-bay Luminaire - 10,000-19,999 lm (DLC Premium) | BNI Lighting | RET | 7.7667 | 2.5889 | 91% | 706.8589 | 97.2729 | 70 | 409.6583 | 252.1964 | 0.10203 | 0.013136 | 0.73462 | 2.2005 | 2.9351 | AR - Indoor - High-bay Luminaire - 10,000-19,999 lm (DLC Premium) | 500 | 47.6436 | 343.0486 | 2664.3445 | 204829.1715 | 126098.195 | 35000 | 330927.3665 | 35000 | 295927.3665 | 9.4551
AR - Indoor - High-bay Luminaire - 10,000-19,999 lm | BNI Lighting | RET | 7.7667 | 2.5889 | 94% | 577.3055 | 88.7485 | 80 | 345.606 | 237.681 | 0.13821 | 0.017795 | 0.89084 | 2.2127 | 3.2023 | AR - Indoor - High-bay Luminaire - 10,000-19,999 lm | 136.25 | 12.2357 | 78.8645 | 612.5145 | 47088.8165 | 32384.0428 | 10900 | 79472.8594 | 10900 | 68572.8594 | 7.2911
AR - Indoor - High-bay Luminaire - 20,000-29,999 lm (DLC Premium) | BNI Lighting | RET | 7.7667 | 2.5889 | 94% | 936.1388 | 128.1563 | 125 | 560.4228 | 343.2208 | 0.13318 | 0.017147 | 0.96392 | 1.904 | 2.8631 | AR - Indoor - High-bay Luminaire - 20,000-29,999 lm (DLC Premium) | 800 | 103.7432 | 750.8785 | 5831.8232 | 448338.2414 | 274576.6108 | 100000 | 722914.8522 | 100000 | 622914.8522 | 7.2291
AR - Indoor - High-bay Luminaire - 20,000-29,999 lm | BNI Lighting | RET | 7.7667 | 2.5889 | 94% | 720.3475 | 87.0377 | 125 | 431.2386 | 233.0991 | 0.17307 | 0.022284 | 1.4193 | 1.8627 | 3.116 | AR - Indoor - High-bay Luminaire - 20,000-29,999 lm | 200 | 17.6144 | 144.448 | 1121.8794 | 86247.7185 | 46619.8259 | 25000 | 132867.5444 | 25000 | 107867.5444 | 5.3147
AR - Indoor - High-bay Luminaire - 30,000-39,999 lm (DLC Premium) | BNI Lighting | RET | 7.7667 | 2.5889 | 94% | 1538.438 | 198.5199 | 290 | 920.9913 | 531.6642 | 0.18801 | 0.024207 | 1.4437 | 1.9843 | 3.3419 | AR - Indoor - High-bay Luminaire - 30,000-39,999 lm (DLC Premium) | 500 | 100.4392 | 771.2398 | 5989.9625 | 460495.6563 | 265832.1058 | 145000 | 726327.7621 | 145000 | 581327.7621 | 5.0092
AR - Indoor - High-bay Luminaire - 30,000-39,999 lm | BNI Lighting | RET | 7.7667 | 2.5889 | 94% | 1669.365 | 202.6075 | 195 | 999.3712 | 542.6114 | 0.1165 | 0.015001 | 0.95115 | 1.3713 | 2.2148 | AR - Indoor - High-bay Luminaire - 30,000-39,999 lm | 12.5 | 2.5627 | 20.9219 | 162.4933 | 12492.1403 | 6782.6423 | 2437.5 | 19274.7826 | 2437.5 | 16837.2826 | 7.9076
AR - Indoor - High-bay Luminaire - 40,000-54,999 lm (DLC Premium) | BNI Lighting | RET | 7.7667 | 2.5889 | 94% | 1488.3407 | 173.9093 | 400 | 891.0004 | 465.7536 | 0.26805 | 0.034513 | 2.273 | 2.5327 | 4.4765 | AR - Indoor - High-bay Luminaire - 40,000-54,999 lm (DLC Premium) | 400 | 70.3902 | 596.9003 | 4635.9254 | 356400.15 | 186301.4527 | 160000 | 542701.6027 | 160000 | 382701.6027 | 3.3919
AR - Indoor - High-bay Luminaire - 40,000-54,999 lm | BNI Lighting | RET | 7.7667 | 2.5889 | 94% | 2032.348 | 187.8617 | 165 | 1216.6723 | 503.1202 | 0.080974 | 0.010426 | 0.86799 | 1.4126 | 2.0048 | AR - Indoor - High-bay Luminaire - 40,000-54,999 lm | 12.5 | 2.3762 | 25.4711 | 197.8255 | 15208.4035 | 6289.0031 | 2062.5 | 21497.4065 | 2062.5 | 19434.9065 | 10.423
AR - Indoor - High-bay Luminaire >= 55,000 lm (DLC Premium) | BNI Lighting | RET | 7.7667 | 2.5889 | 94% | 1488.3407 | 173.9093 | 500 | 891.0004 | 465.7536 | 0.33506 | 0.043141 | 2.8413 | 3.3559 | 5.7856 | AR - Indoor - High-bay Luminaire >= 55,000 lm (DLC Premium) | 12.5 | 2.1997 | 18.6531 | 144.8727 | 11137.5047 | 5821.9204 | 6250 | 16959.4251 | 6250 | 10709.4251 | 2.7135
AR - Indoor - High-bay Luminaire >= 55,000 lm | BNI Lighting | RET | 7.7667 | 2.5889 | 94% | 1199.8789 | 369.1343 | 410 | 718.3117 | 988.5937 | 0.34081 | 0.043881 | 1.0977 | 1.3494 | 3.6677 | AR - Indoor - High-bay Luminaire >= 55,000 lm | 12.5 | 4.669 | 15.0379 | 116.7943 | 8978.8967 | 12357.4216 | 5125 | 21336.3183 | 5125 | 16211.3183 | 4.1632
AR - Indoor - Linear Ambient Luminaire - 2,500-4,999 lm | BNI Lighting | RET | 3.8667 | 1.2889 | 94% | 194.5144 | 23.104 | 50 | 47.9435 | 35.4215 | 0.25638 | 0.066304 | 2.1387 | 3.0545 | 4.9124 | AR - Indoor - Linear Ambient Luminaire - 2,500-4,999 lm | 500 | 11.6892 | 97.5127 | 377.0491 | 23971.7609 | 17710.7406 | 25000 | 41682.5016 | 25000 | 16682.5016 | 1.6673
AR - Indoor - Linear Ambient Luminaire - 5,000-9,999 lm | BNI Lighting | RET | 3.8667 | 1.2889 | 94% | 205.0562 | 26.7657 | 35 | 50.5418 | 41.0354 | 0.17024 | 0.044027 | 1.2923 | 3.8045 | 5.0332 | AR - Indoor - Linear Ambient Luminaire - 5,000-9,999 lm | 750 | 20.3128 | 154.1962 | 596.2252 | 37906.3788 | 30776.5382 | 26250 | 68682.917 | 26250 | 42432.917 | 2.6165
AR - Indoor - Linear Ambient Luminaire <= 2,499 lm | BNI Lighting | RET | 3.8667 | 1.2889 | 94% | 127.8958 | 22.422 | 30 | 31.5235 | 34.376 | 0.23395 | 0.060505 | 1.3223 | 6.8664 | 8.5292 | AR - Indoor - Linear Ambient Luminaire <= 2,499 lm | 13 | 0.29495 | 1.667 | 6.4458 | 409.8056 | 446.8876 | 390 | 856.6932 | 390 | 466.6932 | 2.1966
AR - Indoor - Linear Ambient Luminaire >=10,000 lm | BNI Lighting | RET | 3.8667 | 1.2889 | 94% | 477.1678 | 72.0083 | 45 | 117.6114 | 110.3985 | 0.094059 | 0.024326 | 0.61759 | 2.4974 | 3.1715 | AR - Indoor - Linear Ambient Luminaire >=10,000 lm | 147 | 10.711 | 70.3279 | 271.9347 | 17288.8716 | 16228.5761 | 6615 | 33517.4477 | 6615 | 26902.4477 | 5.0669
AR - Indoor - Linear Replacement Lamp - 2 ft | BNI Lighting | RET | 3.8667 | 1.2889 | 94% | 53.1439 | 6.3007 | 3.5 | 13.0988 | 9.6599 | 0.065686 | 0.016988 | 0.54897 | 1.8782 | 2.3543 | AR - Indoor - Linear Replacement Lamp - 2 ft | 27 | 0.17214 | 1.4387 | 5.5628 | 353.6677 | 260.8169 | 94.5 | 614.4845 | 94.5 | 519.9845 | 6.5025
AR - Indoor - Linear Replacement Lamp - 3 ft | BNI Lighting | RET | 3.8667 | 1.2889 | 94% | 43.5616 | 6.3684 | 4 | 10.737 | 9.7636 | 0.091583 | 0.023685 | 0.62073 | 2.6047 | 3.2622 | AR - Indoor - Linear Replacement Lamp - 3 ft | 50 | 0.3222 | 2.1838 | 8.444 | 536.8489 | 488.18 | 200 | 1025.0289 | 200 | 825.0289 | 5.1251
AR - Indoor - Linear Replacement Lamp - 4 ft | BNI Lighting | RET | 3.8667 | 1.2889 | 94% | 52.2651 | 8.0834 | 4.5 | 12.8822 | 12.393 | 0.085874 | 0.022209 | 0.55016 | 1.2435 | 1.8581 | AR - Indoor - Linear Replacement Lamp - 4 ft | 1500 | 12.2692 | 78.6036 | 303.9338 | 19323.287 | 18589.4646 | 6750 | 37912.7517 | 6750 | 31162.7517 | 5.6167
AR - Indoor - Linear Replacement Lamp - 8 ft | BNI Lighting | RET | 3.8667 | 1.2889 | 94% | 121.0344 | 23.9876 | 7 | 29.8323 | 36.7763 | 0.057683 | 0.014918 | 0.28839 | 1.8304 | 2.2373 | AR - Indoor - Linear Replacement Lamp - 8 ft | 50 | 1.2136 | 6.0676 | 23.4615 | 1491.616 | 1838.8148 | 350 | 3330.4307 | 350 | 2980.4307 | 9.5155
AR - Indoor - Linear Replacement Lamp - U-bend | BNI Lighting | RET | 3.8667 | 1.2889 | 94% | 25.1062 | 2.5675 | 5 | 6.1881 | 3.9363 | 0.19863 | 0.05137 | 1.9245 | 4.464 | 5.9117 | AR - Indoor - Linear Replacement Lamp - U-bend | 101 | 0.2624 | 2.5424 | 9.8306 | 625.0002 | 397.571 | 505 | 1022.5713 | 505 | 517.5713 | 2.0249
AR - Indoor - Low-bay Luminaire - 5,000-9,999 lm | BNI Lighting | RET | 3.8667 | 1.2889 | 94% | 224.4234 | 25.6511 | 50 | 55.3154 | 39.3265 | 0.22221 | 0.057468 | 1.9264 | 3.1654 | 4.7782 | AR - Indoor - Low-bay Luminaire - 5,000-9,999 lm | 77 | 1.9986 | 17.326 | 66.9939 | 4259.289 | 3028.1426 | 3850 | 7287.4315 | 3850 | 3437.4315 | 1.8928
AR - Indoor - Refrigerated Case Luminaire | BNI Lighting | RET | 5.4333 | 1.8111 | 94% | 23.2511 | 3.7469 | 6 | 9.1575 | 7.774 | 0.25738 | 0.04737 | 1.5825 | 16.9042 | 18.7425 | AR - Indoor - Refrigerated Case Luminaire | 10 | 0.037914 | 0.23312 | 1.2666 | 91.5745 | 77.7395 | 60 | 169.314 | 60 | 109.314 | 2.8219
AR - Indoor - Stairwell and Passageway Luminaire | BNI Lighting | RET | 4.7667 | 1.5889 | 94% | 355.7669 | 35.1584 | 65 | 117.5972 | 64.8848 | 0.18223 | 0.038229 | 1.8271 | 6.2828 | 7.6125 | AR - Indoor - Stairwell and Passageway Luminaire | 200 | 7.1152 | 71.3403 | 340.0555 | 23519.4417 | 12976.9542 | 13000 | 36496.3959 | 13000 | 23496.3959 | 2.8074
AR - Indoor - Track or Mono-point Direction Luminaire/Accent Light Line Voltage | BNI Lighting | RET | 3.8667 | 1.2889 | 94% | 474.5814 | 48.7774 | 28.8462 | 116.9739 | 74.7824 | 0.060623 | 0.015678 | 0.58444 | 1.1249 | 1.5666 | AR - Indoor - Track or Mono-point Direction Luminaire/Accent Light Line Voltage | 10 | 0.49357 | 4.7583 | 18.3987 | 1169.7388 | 747.8238 | 288.4615 | 1917.5626 | 288.4615 | 1629.1011 | 6.6476
AR - Indoor - Troffer - 1x1 | BNI Lighting | RET | 6.9667 | 2.3222 | 94% | 194.6501 | 50.9525 | 20 | 103.4937 | 127.4133 | 0.10248 | 0.01471 | 0.38791 | 3.466 | 4.1737 | AR - Indoor - Troffer - 1x1 | 10 | 0.51558 | 1.9516 | 13.5962 | 1034.9373 | 1274.1329 | 200 | 2309.0702 | 200 | 2109.0702 | 11.5454
AR - Indoor - Troffer - 1x2 | BNI Lighting | RET | 6.9667 | 2.3222 | 94% | 45.4035 | 4.0884 | 20 | 24.1407 | 10.2236 | 0.43934 | 0.063063 | 4.8345 | 15.7505 | 18.9662 | AR - Indoor - Troffer - 1x2 | 10 | 0.04137 | 0.45523 | 3.1714 | 241.4066 | 102.2357 | 200 | 343.6423 | 200 | 143.6423 | 1.7182
AR - Indoor - Troffer - 2x2 | BNI Lighting | RET | 6.9667 | 2.3222 | 94% | 111.4963 | 7.9833 | 30 | 59.2816 | 19.9633 | 0.26836 | 0.038521 | 3.7137 | 6.7447 | 8.7217 | AR - Indoor - Troffer - 2x2 | 1000 | 8.0781 | 111.7892 | 778.7983 | 59281.6117 | 19963.2561 | 30000 | 79244.8678 | 30000 | 49244.8678 | 2.6415
AR - Indoor - Troffer - 2x4 | BNI Lighting | RET | 6.9667 | 2.3222 | 94% | 271.7489 | 29.459 | 60 | 144.4865 | 73.6661 | 0.22021 | 0.03161 | 2.0128 | 2.2309 | 3.8325 | AR - Indoor - Troffer - 2x4 | 1000 | 29.809 | 272.4629 | 1898.1579 | 144486.5238 | 73666.0636 | 60000 | 218152.5874 | 60000 | 158152.5874 | 3.6359
AR - Indoor - Wall-Wash Luminaire - 575-1,199 lm | BNI Lighting | RET | 3.8667 | 1.2889 | 94% | 151.6372 | 20.3449 | 20 | 37.3752 | 31.1915 | 0.13155 | 0.034021 | 0.97151 | 3.8487 | 4.7969 | AR - Indoor - Wall-Wash Luminaire - 575-1,199 lm | 10 | 0.20587 | 1.5204 | 5.8787 | 373.7523 | 311.9145 | 200 | 685.6669 | 200 | 485.6669 | 3.4283
AR - Indoor - Wall-Wash Luminaire >= 1,200 lm | BNI Lighting | RET | 3.8667 | 1.2889 | 94% | 303.2744 | 40.6898 | 30 | 74.7505 | 62.3829 | 0.098661 | 0.025516 | 0.72863 | 3.4597 | 4.1709 | AR - Indoor - Wall-Wash Luminaire >= 1,200 lm | 10 | 0.41173 | 3.0407 | 11.7574 | 747.5046 | 623.8291 | 300 | 1371.3337 | 300 | 1071.3337 | 4.5711
AR - Outdoor - Case Lighting for Sign Retrofit Applications | BNI Lighting | RET | 3.8667 | 1.2889 | 94% | 37.8713 | 7.3029 | 2 | 9.3345 | 11.1963 | 0.052672 | 0.013622 | 0.27065 | 1.3301 | 1.7022 | AR - Outdoor - Case Lighting for Sign Retrofit Applications | 500 | 3.6948 | 18.9854 | 73.4103 | 4667.2251 | 5598.1608 | 1000 | 10265.3859 | 1000 | 9265.3859 | 10.2654
AR - Outdoor - Flood and Spot Luminaires - 15,000-29,999 lm | BNI Lighting | RET | 5.7 | 1.9 | 94% | 1449.6104 | 306.842 | 190 | 608.1269 | 664.8307 | 0.13073 | 0.022934 | 0.61194 | 1.4724 | 2.3902 | AR - Outdoor - Flood and Spot Luminaires - 15,000-29,999 lm | 50 | 15.5244 | 72.6709 | 414.2243 | 30406.3467 | 33241.5355 | 9500 | 63647.8822 | 9500 | 54147.8822 | 6.6998
AR - Outdoor - Flood and Spot Luminaires - 250-999 lm | BNI Lighting | RET | 5.7 | 1.9 | 94% | 144.7336 | 33.5095 | 40 | 60.7173 | 72.6045 | 0.27565 | 0.048359 | 1.1797 | 4.9441 | 6.8667 | AR - Outdoor - Flood and Spot Luminaires - 250-999 lm | 7 | 0.23735 | 1.0158 | 5.79 | 425.021 | 508.2317 | 280 | 933.2527 | 280 | 653.2527 | 3.333
AR - Outdoor - Flood and Spot Luminaires - 30,000-49,999 lm | BNI Lighting | RET | 5.7 | 1.9 | 94% | 3579.503 | 841 | 350 | 1501.6394 | 1822.184 | 0.097523 | 0.017109 | 0.41128 | 0.71981 | 1.3992 | AR - Outdoor - Flood and Spot Luminaires - 30,000-49,999 lm | 20 | 17.0198 | 71.7781 | 409.1354 | 30032.7888 | 36443.6809 | 7000 | 66476.4696 | 7000 | 59476.4696 | 9.4966
AR - Outdoor - Flood and Spot Luminaires - 5,000-14,999 lm | BNI Lighting | RET | 5.7 | 1.9 | 94% | 831.6687 | 166.8319 | 100 | 348.8938 | 361.4726 | 0.11993 | 0.021039 | 0.59237 | 1.13 | 1.9752 | AR - Outdoor - Flood and Spot Luminaires - 5,000-14,999 lm | 30 | 5.0644 | 25.0156 | 142.589 | 10466.8154 | 10844.1767 | 3000 | 21310.992 | 3000 | 18310.992 | 7.1037
AR - Outdoor - Flood and Spot Luminaires >= 50,000 lm | BNI Lighting | RET | 5.7 | 1.9 | 94% | 1160.7951 | 63.5776 | 475 | 486.9659 | 137.7528 | 0.40813 | 0.071602 | 7.3835 | 6.0215 | 9.046 | AR - Outdoor - Flood and Spot Luminaires >= 50,000 lm | 144 | 9.2639 | 167.5936 | 955.2837 | 70123.0834 | 19836.4033 | 68400 | 89959.4867 | 68400 | 21559.4867 | 1.3152
AR - Outdoor - Fuel Pump Canopy Luminaire - 2,000-6,999 lm | BNI Lighting | RET | 3.8 | 1.2667 | 94% | 739.0561 | 106.7883 | 65 | 177.3305 | 161.0653 | 0.08772 | 0.023084 | 0.60153 | 1.9671 | 2.5972 | AR - Outdoor - Fuel Pump Canopy Luminaire - 2,000-6,999 lm | 20 | 2.1611 | 14.82 | 56.3158 | 3546.6098 | 3221.3065 | 1300 | 6767.9163 | 1300 | 5467.9163 | 5.2061
AR - Outdoor - Fuel Pump Canopy Luminaire >= 7,000 lm | BNI Lighting | RET | 3.8 | 1.2667 | 94% | 1160.2559 | 229.6024 | 130 | 278.3939 | 346.3018 | 0.11175 | 0.029408 | 0.55955 | 1.3844 | 2.1727 | AR - Outdoor - Fuel Pump Canopy Luminaire >= 7,000 lm | 26 | 6.0406 | 30.2459 | 114.9344 | 7238.2427 | 9003.8473 | 3380 | 16242.09 | 3380 | 12862.09 | 4.8054
AR - Outdoor - LED Replacement lamps for HID lamps - 250-4,999 lm | BNI Lighting | RET | 3.8 | 1.2667 | 94% | 1083.9611 | 215.1722 | 35 | 260.0876 | 324.5372 | 0.032204 | 0.0084748 | 0.16075 | 0.37726 | 0.60437 | AR - Outdoor - LED Replacement lamps for HID lamps - 250-4,999 lm | 2 | 0.43546 | 2.1736 | 8.2597 | 520.1753 | 649.0745 | 70 | 1169.2498 | 70 | 1099.2498 | 16.7036
AR - Outdoor - LED Replacement lamps for HID lamps - 5,000-9,999 lm | BNI Lighting | RET | 3.8 | 1.2667 | 94% | 820.4663 | 153.6314 | 55 | 196.8642 | 231.7173 | 0.066859 | 0.017595 | 0.3538 | 0.53078 | 1.0041 | AR - Outdoor - LED Replacement lamps for HID lamps - 5,000-9,999 lm | 2 | 0.31091 | 1.6452 | 6.2519 | 393.7284 | 463.4346 | 110 | 857.163 | 110 | 747.163 | 7.7924
AR - Outdoor - LED Replacement lamps for HID lamps >= 10,000 lm | BNI Lighting | RET | 3.8 | 1.2667 | 94% | 1913.6877 | 244.6025 | 80 | 459.1738 | 368.9259 | 0.041695 | 0.010972 | 0.32322 | 0.50488 | 0.80609 | AR - Outdoor - LED Replacement lamps for HID lamps >= 10,000 lm | 150 | 37.1263 | 287.8073 | 1093.6676 | 68876.0667 | 55338.8891 | 12000 | 124214.9558 | 12000 | 112214.9558 | 10.3512
AR - Outdoor - Parking Garage Luminaire - 2,000-6,499 lm | BNI Lighting | RET | 7.6 | 2.5333 | 94% | 811.1272 | 110.2785 | 75 | 474.2831 | 291.2765 | 0.092222 | 0.012134 | 0.67211 | 1.6809 | 2.3453 | AR - Outdoor - Parking Garage Luminaire - 2,000-6,499 lm | 29 | 3.2361 | 23.5845 | 179.2421 | 13754.2106 | 8447.0172 | 2175 | 22201.2278 | 2175 | 20026.2278 | 10.2075
AR - Outdoor - Parking Garage Luminaire >= 6,500 lm | BNI Lighting | RET | 7.6 | 2.5333 | 94% | 684.9557 | 107.9768 | 95 | 400.508 | 285.1969 | 0.13833 | 0.018202 | 0.86949 | 2.1746 | 3.1638 | AR - Outdoor - Parking Garage Luminaire >= 6,500 lm | 20 | 2.1852 | 13.7351 | 104.3868 | 8010.1598 | 5703.938 | 1900 | 13714.0979 | 1900 | 11814.0979 | 7.2179
AR - Outdoor - Pole / Arm - Mounted Area Luminaire - 1,000-4,999 lm | BNI Lighting | RET | 4.5667 | 1.5222 | 94% | 754.001 | 173.7519 | 75 | 235.2673 | 308.7549 | 0.099209 | 0.021725 | 0.42658 | 2.3653 | 3.0576 | AR - Outdoor - Pole / Arm - Mounted Area Luminaire - 1,000-4,999 lm | 30 | 5.2745 | 22.6795 | 103.5695 | 7058.0177 | 9262.6465 | 2250 | 16320.6642 | 2250 | 14070.6642 | 7.2536
AR - Outdoor - Pole / Arm - Mounted Area Luminaire - 10,000-24,999 lm | BNI Lighting | RET | 4.5667 | 1.5222 | 94% | 1461.5382 | 309.144 | 170 | 456.0366 | 549.3449 | 0.11601 | 0.025404 | 0.54345 | 1.4905 | 2.3051 | AR - Outdoor - Pole / Arm - Mounted Area Luminaire - 10,000-24,999 lm | 94 | 29.4048 | 137.7455 | 629.0378 | 42867.4429 | 51638.424 | 15980 | 94505.8669 | 15980 | 78525.8669 | 5.914
AR - Outdoor - Pole / Arm - Mounted Area Luminaire - 25,000-39,999 lm | BNI Lighting | RET | 4.5667 | 1.5222 | 94% | 1454.5798 | 263.0253 | 180 | 453.8654 | 467.3927 | 0.12342 | 0.027027 | 0.67631 | 1.7194 | 2.595 | AR - Outdoor - Pole / Arm - Mounted Area Luminaire - 25,000-39,999 lm | 200 | 53.2301 | 291.6802 | 1332.0064 | 90773.0897 | 93478.5361 | 36000 | 184251.6257 | 36000 | 148251.6257 | 5.1181
AR - Outdoor - Pole / Arm - Mounted Area Luminaire - 40,000-54,999 lm | BNI Lighting | RET | 4.5667 | 1.5222 | 94% | 3077.7515 | 637.1889 | 270 | 960.3358 | 1132.2767 | 0.087497 | 0.01916 | 0.41876 | 0.89626 | 1.5116 | AR - Outdoor - Pole / Arm - Mounted Area Luminaire - 40,000-54,999 lm | 69 | 44.4884 | 212.9228 | 972.3472 | 66263.1687 | 78127.0943 | 18630 | 144390.263 | 18630 | 125760.263 | 7.7504
AR - Outdoor - Pole / Arm - Mounted Area Luminaire - 5,000-9,999 lm | BNI Lighting | RET | 4.5667 | 1.5222 | 94% | 1031.7908 | 206.4563 | 125 | 321.9446 | 366.8703 | 0.12083 | 0.026459 | 0.59835 | 2.1818 | 3.0335 | AR - Outdoor - Pole / Arm - Mounted Area Luminaire - 5,000-9,999 lm | 34 | 7.1029 | 35.173 | 160.6236 | 10946.1181 | 12473.5904 | 4250 | 23419.7085 | 4250 | 19169.7085 | 5.5105
AR - Outdoor - Pole / Arm - Mounted Area Luminaire >= 55,000 lm | BNI Lighting | RET | 4.5667 | 1.5222 | 94% | 2542.3882 | 520.3987 | 380 | 793.289 | 924.742 | 0.14907 | 0.032644 | 0.72164 | 1.4448 | 2.494 | AR - Outdoor - Pole / Arm - Mounted Area Luminaire >= 55,000 lm | 44 | 23.1696 | 112.159 | 512.1926 | 34904.7157 | 40688.6489 | 16720 | 75593.3646 | 16720 | 58873.3646 | 4.5211
AR - Outdoor - Pole / Arm - Mounted Decorative Luminaire - 1,000-1,999 lm | BNI Lighting | RET | 7.6 | 2.5333 | 94% | 434.2195 | 84.3788 | 50 | 253.8973 | 222.8681 | 0.11485 | 0.015112 | 0.58561 | 0.83083 | 1.6419 | AR - Outdoor - Pole / Arm - Mounted Decorative Luminaire - 1,000-1,999 lm | 10 | 0.85381 | 4.3536 | 33.0874 | 2538.9725 | 2228.6805 | 500 | 4767.6531 | 500 | 4267.6531 | 9.5353
AR - Outdoor - Pole / Arm - Mounted Decorative Luminaire - 2,000-5,499 lm | BNI Lighting | RET | 7.6 | 2.5333 | 94% | 868.4389 | 168.7576 | 85 | 507.7945 | 445.7361 | 0.09762 | 0.012845 | 0.49777 | 3.4102 | 4.0996 | AR - Outdoor - Pole / Arm - Mounted Decorative Luminaire - 2,000-5,499 lm | 22 | 3.7568 | 19.1558 | 145.5845 | 11171.4792 | 9806.1943 | 1870 | 20977.6734 | 1870 | 19107.6734 | 11.218
AR - Outdoor - Pole / Arm - Mounted Decorative Luminaire >= 5,500 lm | BNI Lighting | RET | 7.6 | 2.5333 | 94% | 1391.9063 | 267.4592 | 120 | 813.8769 | 706.4346 | 0.085987 | 0.011314 | 0.4434 | 2.8064 | 3.4141 | AR - Outdoor - Pole / Arm - Mounted Decorative Luminaire >= 5,500 lm | 30 | 8.1191 | 41.8669 | 318.1884 | 24416.3073 | 21193.0375 | 3600 | 45609.3448 | 3600 | 42009.3448 | 12.6693
AR - Outdoor - Wall-Mounted Area Luminaire (Full-Cutoff) - 15,000-24,999 lm | BNI Lighting | RET | 5.7 | 1.9 | 94% | 568.671 | 78.1196 | 130 | 238.5635 | 169.2607 | 0.228 | 0.040001 | 1.6446 | 4.0096 | 5.6513 | AR - Outdoor - Wall-Mounted Area Luminaire (Full-Cutoff) - 15,000-24,999 lm | 6 | 0.47429 | 3.421 | 19.4996 | 1431.3811 | 1015.5639 | 780 | 2446.945 | 780 | 1666.945 | 3.1371
AR - Outdoor - Wall-Mounted Area Luminaire (Full-Cutoff) - 2,000-4,999 lm | BNI Lighting | RET | 5.7 | 1.9 | 94% | 859.4953 | 190.1927 | 40 | 360.5674 | 412.0882 | 0.046417 | 0.0081433 | 0.20784 | 1.2492 | 1.574 | AR - Outdoor - Wall-Mounted Area Luminaire (Full-Cutoff) - 2,000-4,999 lm | 44 | 8.4679 | 37.9171 | 216.1277 | 15864.9659 | 18131.8811 | 1760 | 33996.847 | 1760 | 32236.847 | 19.3164
AR - Outdoor - Wall-Mounted Area Luminaire (Full-Cutoff) - 300-1,999 lm | BNI Lighting | RET | 5.7 | 1.9 | 94% | 215.7743 | 39.2388 | 25 | 90.5196 | 85.0181 | 0.11556 | 0.020273 | 0.62964 | 7.0622 | 7.8818 | AR - Outdoor - Wall-Mounted Area Luminaire (Full-Cutoff) - 300-1,999 lm | 20 | 0.7941 | 4.3268 | 24.6629 | 1810.3919 | 1700.3621 | 500 | 3510.754 | 500 | 3010.754 | 7.0215
AR - Outdoor - Wall-Mounted Area Luminaire (Full-Cutoff) - 5,000-14,999 lm | BNI Lighting | RET | 5.7 | 1.9 | 94% | 806.8372 | 170.7749 | 90 | 338.4768 | 370.0159 | 0.11125 | 0.019518 | 0.52082 | 1.7956 | 2.5767 | AR - Outdoor - Wall-Mounted Area Luminaire (Full-Cutoff) - 5,000-14,999 lm | 150 | 25.9206 | 121.3435 | 691.6581 | 50771.5146 | 55502.3819 | 13500 | 106273.8965 | 13500 | 92773.8965 | 7.8721
AR - Outdoor - Wall-Mounted Area Luminaire (Full-Cutoff) >= 25,000 lm | BNI Lighting | RET | 5.7 | 1.9 | 94% | 2366.2647 | 457.5723 | 240 | 992.6731 | 991.4162 | 0.10116 | 0.017747 | 0.51835 | 2.0577 | 2.7724 | AR - Outdoor - Wall-Mounted Area Luminaire (Full-Cutoff) >= 25,000 lm | 11 | 5.0931 | 26.0973 | 148.7546 | 10919.4042 | 10905.5779 | 2640 | 21824.9821 | 2640 | 19184.9821 | 8.267
AR - Outdoor - Wall-Mounted Area Luminaire (Non-Cutoff and Semi-Cutoff) - 15,000-24,999 lm | BNI Lighting | RET | 7.6 | 2.5333 | 94% | 942.0776 | 194.3026 | 75 | 550.8526 | 513.2076 | 0.079403 | 0.010448 | 0.38146 | 1.7751 | 2.3336 | AR - Outdoor - Wall-Mounted Area Luminaire (Non-Cutoff and Semi-Cutoff) - 15,000-24,999 lm | 1 | 0.19661 | 0.94455 | 7.1786 | 550.8526 | 513.2076 | 75 | 1064.0602 | 75 | 989.0602 | 14.1875
AR - Outdoor - Wall-Mounted Area Luminaire (Non-Cutoff and Semi-Cutoff) - 2,000-4,999 lm | BNI Lighting | RET | 7.6 | 2.5333 | 94% | 548.3639 | 119.4441 | 40 | 320.6399 | 315.4852 | 0.072753 | 0.0095728 | 0.33095 | 2.3094 | 2.8192 | AR - Outdoor - Wall-Mounted Area Luminaire (Non-Cutoff and Semi-Cutoff) - 2,000-4,999 lm | 5 | 0.60432 | 2.749 | 20.8926 | 1603.1996 | 1577.4261 | 200 | 3180.6256 | 200 | 2980.6256 | 15.9031
AR - Outdoor - Wall-Mounted Area Luminaire (Non-Cutoff and Semi-Cutoff) - 300-1,999 lm | BNI Lighting | RET | 7.6 | 2.5333 | 94% | 308.2678 | 66.7886 | 25 | 180.2507 | 176.4073 | 0.080886 | 0.010643 | 0.36992 | 3.6207 | 4.1877 | AR - Outdoor - Wall-Mounted Area Luminaire (Non-Cutoff and Semi-Cutoff) - 300-1,999 lm | 10 | 0.67582 | 3.0908 | 23.4899 | 1802.5067 | 1764.0732 | 250 | 3566.5799 | 250 | 3316.5799 | 14.2663
AR - Outdoor - Wall-Mounted Area Luminaire (Non-Cutoff and Semi-Cutoff) - 5,000-14,999 lm | BNI Lighting | RET | 7.6 | 2.5333 | 94% | 859.4224 | 179.9995 | 40 | 502.5223 | 475.4289 | 0.046421 | 0.006108 | 0.21961 | 1.6618 | 1.988 | AR - Outdoor - Wall-Mounted Area Luminaire (Non-Cutoff and Semi-Cutoff) - 5,000-14,999 lm | 82 | 14.9353 | 70.6578 | 536.9991 | 41206.8307 | 38985.1738 | 3280 | 80192.0045 | 3280 | 76912.0045 | 24.4488
AR - Outdoor - Wall-Mounted Area Luminaire (Non-Cutoff and Semi-Cutoff) >= 25,000 lm | BNI Lighting | RET | 7.6 | 2.5333 | 94% | 942.0776 | 194.3026 | 240 | 550.8526 | 513.2076 | 0.25409 | 0.033433 | 1.2207 | 5.1462 | 6.9334 | AR - Outdoor - Wall-Mounted Area Luminaire (Non-Cutoff and Semi-Cutoff) >= 25,000 lm | 15 | 2.9492 | 14.1683 | 107.679 | 8262.7887 | 7698.1142 | 3600 | 15960.9029 | 3600 | 12360.9029 | 4.4336
Custom | [15 empty] | Custom
Measure Name | Technology Type | Decision Type | Measure Life | Remaining Useful Life (RUL) | Net-To-Gross Ratio | Per Unit Gross Annual Energy Savings per Unit at Meter (kWh) | Per Unit Gross Peak Demand Savings per Unit at Meter (Watts) | Per Unit Incentive ($) | Per Unit Present Value Electric Energy PAC Avoided Cost Benefits ($) | Per Unit Present Value Electric Coin. Demand PAC Avoided Cost Benefits ($) | First-Year Unit Cost / kWh at Generator ($/kWh) | Lifetime Unit Cost / kWh at Generator ($/kWh) | Unit Cost / Watt at Generator ($/W) | Customer Simple Payback with Incentives (years) | Customer Simple Payback without Incentives (years) | Measure Name | Participation (Units) | Total Peak Demand Savings (kW) | Total First Year Energy Savings (MWh) | Total Lifetime Energy Savings (MWh) | Present Value Electric Energy PAC Avoided Cost Benefits ($) | Present Value Electric Coin. Demand PAC Avoided Cost Benefits ($) | Total Incentive ($) | PAC Benefits ($) | PAC Costs ($) | PAC Net Benefits ($) | PAC Ratio
Custom - Pay for Performance | BNI Other | RET | 11.1983 | 3.7328 | 92% | 1000000 | 206650 | 150000 | 820662.7477 | 657904.0716 | 0.1537 | 0.013725 | 0.74166 | 0.813 | 1.8232 | Custom - Pay for Performance | 1 | 202.2478 | 975.9513 | 10929.0329 | 820662.7477 | 657904.0716 | 150000 | 1478566.8193 | 150000 | 1328566.8193 | 9.8571
Custom - New Construction | BNI Other | RET | 19.005 | 6.335 | 82% | 1000000 | 184933.9877 | 150000 | 1133694.5514 | 642562.6786 | 0.17244 | 0.0090734 | 0.92982 | 1.9723 | 3.1276 | Custom - New Construction | 26.6 | 4291.1413 | 23138.532 | 439747.8015 | 30156275.068 | 17092167.2508 | 3990000 | 47248442.3188 | 3990000 | 43258442.3188 | 11.8417
Custom - Industrial Retrofit | BNI Other | RET | 9.094 | 3.0313 | 92% | 1000000 | 100789.044 | 170000 | 671353.4327 | 285072.563 | 0.17419 | 0.019154 | 1.7234 | 1.7515 | 3.0127 | Custom - Industrial Retrofit | 16.25 | 1602.9321 | 15859.2084 | 144223.6414 | 10909493.2813 | 4632429.1486 | 2762500 | 15541922.4299 | 2762500 | 12779422.4299 | 5.626
Custom - Commercial Retrofit | BNI Other | RET | 9.094 | 3.0313 | 92% | 1000000 | 102440 | 150000 | 671353.4327 | 289742.1406 | 0.1537 | 0.016901 | 1.4961 | 1.8968 | 3.008 | Custom - Commercial Retrofit | 6 | 601.5466 | 5855.7077 | 53251.806 | 4028120.5962 | 1738452.8435 | 900000 | 5766573.4397 | 900000 | 4866573.4397 | 6.4073
Custom - Building Optimization | BNI Other | RET | 1.756 | 0.58533 | 91% | 1000000 | 46070.9558 | 120000 | 56092.5331 | 30476.244 | 0.12431 | 0.070791 | 2.6906 | 0.22873 | 1.1787 | Custom - Building Optimization | 2 | 89.1988 | 1930.6862 | 3390.285 | 112185.0663 | 60952.488 | 240000 | 173137.5543 | 240000 | -66862.4457 | 0.72141
Equity Deserving - Retrofits | BNI Other | RET | 9.094 | 3.0313 | 92% | 1000000 | 100789.044 | 180000 | 671353.4327 | 285072.563 | 0.18444 | 0.020281 | 1.8248 | 1.6773 | 3.0127 | Equity Deserving - Retrofits | 3 | 295.9259 | 2927.8539 | 26625.903 | 2014060.2981 | 855217.689 | 540000 | 2869277.9871 | 540000 | 2329277.9871 | 5.3135
Efficient Products Installation | [15 empty] | Efficient Products Installation
Measure Name | Technology Type | Decision Type | Measure Life | Remaining Useful Life (RUL) | Net-To-Gross Ratio | Per Unit Gross Annual Energy Savings per Unit at Meter (kWh) | Per Unit Gross Peak Demand Savings per Unit at Meter (Watts) | Per Unit Incentive ($) | Per Unit Present Value Electric Energy PAC Avoided Cost Benefits ($) | Per Unit Present Value Electric Coin. Demand PAC Avoided Cost Benefits ($) | First-Year Unit Cost / kWh at Generator ($/kWh) | Lifetime Unit Cost / kWh at Generator ($/kWh) | Unit Cost / Watt at Generator ($/W) | Customer Simple Payback with Incentives (years) | Customer Simple Payback without Incentives (years) | Measure Name | Participation (Units) | Total Peak Demand Savings (kW) | Total First Year Energy Savings (MWh) | Total Lifetime Energy Savings (MWh) | Present Value Electric Energy PAC Avoided Cost Benefits ($) | Present Value Electric Coin. Demand PAC Avoided Cost Benefits ($) | Total Incentive ($) | PAC Benefits ($) | PAC Costs ($) | PAC Net Benefits ($) | PAC Ratio
Window Film Kits | Res Other | RET | 1 | 0.33333 | 98% | 128.923 | 36.5003 | 8.8881 | 3.5271 | 12.9137 | 0.064273 | 0.064273 | 0.21683 | 0 | 0.35754 | Window Film Kits | 4414.2422 | 180.9472 | 610.4274 | 610.4275 | 15569.5371 | 57004.3438 | 39234.189 | 72573.8809 | 39234.189 | 33339.692 | 1.8498
Thermostatic Shower Valve - 2.5 GPM | Res DHW | RET | 10 | 3.3333 | 99% | 110.4967 | 17.9107 | 49.2627 | 91.3934 | 62.266 | 0.41145 | 0.041145 | 2.4244 | 0 | 1.9027 | Thermostatic Shower Valve - 2.5 GPM | 600.5817 | 12.2038 | 71.9082 | 719.0817 | 54889.1876 | 37395.8434 | 29586.3031 | 92285.031 | 29586.3031 | 62698.7279 | 3.1192
Switch and Plug Insulators | Res Other | RET | 15 | 5 | 98% | 17.0587 | 4.8408 | 8.0293 | 20.3751 | 19.9194 | 0.43882 | 0.029254 | 1.4769 | 0 | 2.4411 | Switch and Plug Insulators | 3691.9803 | 20.0715 | 67.5543 | 1013.3151 | 75224.4749 | 73542.0239 | 29643.9581 | 148766.4988 | 29643.9581 | 119122.5408 | 5.0184
Solar Security Fixture | Res Lighting | RET | 2.5 | 0.83333 | 97% | 92.6 | 15 | 192.2212 | 10.9647 | 16.656 | 1.9552 | 0.78209 | 11.5283 | 0 | 10.8808 | Solar Security Fixture | 811.4919 | 13.5307 | 79.779 | 199.4474 | 8897.789 | 13516.1781 | 155985.9179 | 22413.9671 | 155985.9179 | -133571.9509 | 0.14369
Smart thermostats for mini-split heat pumps | Res HVAC | RET | 10 | 3.3333 | 100% | 479 | 0 | 226.3654 | 429.0623 | 0 | 0.43177 | 0.043177 | N/A | 0 | 2.404 | Smart thermostats for mini-split heat pumps | 3500 | 0 | 1834.9538 | 18349.5378 | 1501718.0467 | 0 | 792278.815 | 1501718.0467 | 792278.815 | 709439.2317 | 1.8954
Smart thermostats for in-floor heat | Res HVAC | RET | 10 | 3.3333 | 100% | 312 | 0 | 339.7854 | 279.4727 | 0 | 0.99501 | 0.099501 | N/A | 0 | 5.5401 | Smart thermostats for in-floor heat | 536.0383 | 0 | 183.0509 | 1830.5094 | 149808.0745 | 0 | 182137.9834 | 149808.0745 | 182137.9834 | -32329.9089 | 0.8225
Smart thermostats for electric baseboards | Res HVAC | RET | 10 | 3.3333 | 100% | 265 | 0 | 164.5073 | 237.3727 | 0 | 0.56718 | 0.056718 | N/A | 0 | 3.1579 | Smart thermostats for electric baseboards | 7350 | 0 | 2131.8409 | 21318.4087 | 1744689.1294 | 0 | 1209128.7636 | 1744689.1294 | 1209128.7636 | 535560.3658 | 1.4429
Smart thermostats for electric baseboards - MURB | Res HVAC | RET | 10 | 3.3333 | 100% | 205 | 0 | 164.5485 | 183.6279 | 0 | 0.73336 | 0.073336 | N/A | 0 | 4.0832 | Smart thermostats for electric baseboards - MURB | 2100 | 0 | 471.1885 | 4711.8855 | 385618.6216 | 0 | 345551.7766 | 385618.6216 | 345551.7766 | 40066.845 | 1.116
Pipe Insulation | Res DHW | RET | 13 | 4.3333 | 99% | 12.7 | 2.06 | 3.007 | 13.5036 | 8.1172 | 0.21851 | 0.016809 | 1.2867 | 0 | 1.216 | Pipe Insulation | 4771.9225 | 11.1524 | 65.668 | 853.6842 | 64438.1743 | 38734.5748 | 14349.3501 | 103172.7491 | 14349.3501 | 88823.399 | 7.1901
Outdoor Motion Sensor | Res Lighting | RET | 10 | 3.3333 | 97% | 19.7 | 0 | 96.1085 | 16.0182 | 0 | 4.5952 | 0.45952 | N/A | 0 | 25.5852 | Outdoor Motion Sensor | 811.4919 | 0 | 16.9724 | 169.7242 | 12998.6589 | 0 | 77991.2986 | 12998.6589 | 77991.2986 | -64992.6398 | 0.16667
Low Flow Showerhead - 1 GPM improvement | Res DHW | RET | 10 | 3.3333 | 99% | 377.216 | 61.1181 | 62.4927 | 312.0006 | 212.4753 | 0.15289 | 0.015289 | 0.90126 | 0 | 0.7152 | Low Flow Showerhead - 1 GPM improvement | 1879.9971 | 130.3574 | 768.4295 | 7684.2953 | 586560.2165 | 399452.9169 | 117486.0613 | 986013.1333 | 117486.0613 | 868527.0721 | 8.3926
Low Flow Showerhead - 0.75 GPM improvement | Res DHW | RET | 10 | 3.3333 | 99% | 283.4624 | 45.9663 | 82.0395 | 234.4557 | 159.8004 | 0.2671 | 0.02671 | 1.5732 | 0 | 1.2498 | Low Flow Showerhead - 0.75 GPM improvement | 77.476 | 4.0403 | 23.7968 | 237.9684 | 18164.6858 | 12380.6921 | 6356.0938 | 30545.3779 | 6356.0938 | 24189.2841 | 4.8057
Low Flow Showerhead - 0.5 GPM improvement | Res DHW | RET | 10 | 3.3333 | 99% | 188.9792 | 30.6055 | 83.1954 | 156.3073 | 106.3991 | 0.40628 | 0.040628 | 2.396 | 0 | 1.9011 | Low Flow Showerhead - 0.5 GPM improvement | 190.4126 | 6.6116 | 38.9912 | 389.9119 | 29762.8877 | 20259.7327 | 15841.4482 | 50022.6204 | 15841.4482 | 34181.1722 | 3.1577
Kitchen Aerator | Res DHW | RET | 10 | 3.3333 | 99% | 109.15 | 17.6664 | 29.0581 | 90.2795 | 61.4167 | 0.24569 | 0.024569 | 1.4498 | 0 | 1.1448 | Kitchen Aerator | 1007.5428 | 20.1939 | 119.1637 | 1191.6373 | 90960.4608 | 61879.9535 | 29277.3123 | 152840.4142 | 29277.3123 | 123563.102 | 5.2204
Indoor Motion Sensor | Res Lighting | RET | 10 | 3.3333 | 97% | 9.22 | 0 | 61.7334 | 7.4969 | 0 | 6.3066 | 0.63066 | N/A | 0 | 35.1142 | Indoor Motion Sensor | 811.4919 | 0 | 7.9434 | 79.4344 | 6083.6363 | 0 | 50096.166 | 6083.6363 | 50096.166 | -44012.5297 | 0.12144
Humidity Sensor | Res HVAC | RET | 9.5 | 3.1667 | 104% | 143 | 14.3 | 125.1283 | 125.9871 | 50.5847 | 0.76871 | 0.080917 | 7.342 | 0 | 4.2787 | Humidity Sensor | 4382.056 | 74.6828 | 713.2945 | 6776.2977 | 552082.3513 | 221665.1439 | 548319.0097 | 773747.4952 | 548319.0097 | 225428.4855 | 1.4111
Hot Water Tank Wrap | Res DHW | RET | 7 | 2.3333 | 99% | 134.2832 | 9.3475 | 38.8032 | 76.779 | 26.2907 | 0.26668 | 0.038097 | 3.659 | 0 | 1.4845 | Hot Water Tank Wrap | 1308.6743 | 13.8782 | 190.4189 | 1332.932 | 100478.6652 | 34405.8971 | 50780.7206 | 134884.5623 | 50780.7206 | 84103.8418 | 2.6562
Bathroom Aerator | Res DHW | RET | 10 | 3.3333 | 99% | 108.9298 | 17.6312 | 29.6634 | 90.0974 | 61.2942 | 0.25131 | 0.025131 | 1.483 | 0 | 1.1707 | Bathroom Aerator | 1279.8678 | 25.6009 | 151.0667 | 1510.6669 | 115312.7314 | 78448.5 | 37965.1742 | 193761.2314 | 37965.1742 | 155796.0572 | 5.1037
Advanced Learning Thermostat - Electric | Res HVAC | RET | 10 | 3.3333 | 100% | 1683.0769 | 0 | 450.8005 | 1507.6093 | 0 | 0.24471 | 0.024471 | N/A | 0 | 1.3625 | Advanced Learning Thermostat - Electric | 147.1414 | 0 | 271.0569 | 2710.5688 | 221831.7534 | 0 | 66331.4194 | 221831.7534 | 66331.4194 | 155500.3341 | 3.3443
Home Energy Assessment | [15 empty] | Home Energy Assessment
Measure Name | Technology Type | Decision Type | Measure Life | Remaining Useful Life (RUL) | Net-To-Gross Ratio | Per Unit Gross Annual Energy Savings per Unit at Meter (kWh) | Per Unit Gross Peak Demand Savings per Unit at Meter (Watts) | Per Unit Incentive ($) | Per Unit Present Value Electric Energy PAC Avoided Cost Benefits ($) | Per Unit Present Value Electric Coin. Demand PAC Avoided Cost Benefits ($) | First-Year Unit Cost / kWh at Generator ($/kWh) | Lifetime Unit Cost / kWh at Generator ($/kWh) | Unit Cost / Watt at Generator ($/W) | Customer Simple Payback with Incentives (years) | Customer Simple Payback without Incentives (years) | Measure Name | Participation (Units) | Total Peak Demand Savings (kW) | Total First Year Energy Savings (MWh) | Total Lifetime Energy Savings (MWh) | Present Value Electric Energy PAC Avoided Cost Benefits ($) | Present Value Electric Coin. Demand PAC Avoided Cost Benefits ($) | Total Incentive ($) | PAC Benefits ($) | PAC Costs ($) | PAC Net Benefits ($) | PAC Ratio
Wood Stove | Res HVAC | RET | 18 | 6 | 84% | 1065.4151 | 603.8081 | 1000 | 1392.4201 | 2273.8726 | 1.0207 | 0.056707 | 1.7195 | 27.6018 | 33.293 | Wood Stove | 11.04 | 6.4204 | 10.8159 | 194.6861 | 15372.3178 | 25103.5537 | 11040 | 40475.8715 | 11040 | 29435.8715 | 3.6663
Pellet Stove | Res HVAC | RET | 18 | 6 | 84% | 1319.09 | 747 | 1000 | 1723.9548 | 2813.1169 | 0.82442 | 0.045801 | 1.3899 | 27.7128 | 32.3069 | Pellet Stove | 0.8 | 0.57558 | 0.97037 | 17.4667 | 1379.1638 | 2250.4935 | 800 | 3629.6574 | 800 | 2829.6574 | 4.5371
Heat Pump Water Heater with heat pump baseline | Res DHW | RET | 15 | 5 | 84% | 1280 | 207 | 800 | 1308.0157 | 730.4968 | 0.67968 | 0.045312 | 4.0126 | 14.2601 | 18.0376 | Heat Pump Water Heater with heat pump baseline | 16 | 3.1899 | 18.8323 | 282.4852 | 20928.2507 | 11687.9488 | 12800 | 32616.1995 | 12800 | 19816.1995 | 2.5481
Heat Pump Water Heater with electric resistance baseline | Res DHW | RET | 15 | 5 | 84% | 1179 | 191 | 800 | 1204.8051 | 674.0333 | 0.73791 | 0.049194 | 4.3488 | 15.4817 | 19.5828 | Heat Pump Water Heater with electric resistance baseline | 16 | 2.9434 | 17.3464 | 260.1954 | 19276.8809 | 10784.5324 | 12800 | 30061.4134 | 12800 | 17261.4134 | 2.3485
HEA Heat Pump - Customer Installed | Res HVAC | RET | 18 | 6 | 84% | 912 | 1450.08 | 600 | 1191.9178 | 5460.8361 | 0.71545 | 0.039747 | 0.4296 | 35.4929 | 39.4691 | HEA Heat Pump - Customer Installed | 880 | 1229.0406 | 737.9927 | 13283.8682 | 1048887.6211 | 4805535.7665 | 528000 | 5854423.3876 | 528000 | 5326423.3876 | 11.0879
HEA Building Envelope - Customer Installed | Res HVAC | RET | 20.5 | 6.8333 | 84% | 1033 | 313.8841 | 900 | 1475.2187 | 1237.5763 | 0.94747 | 0.046218 | 2.977 | 7.6894 | 12.9552 | HEA Building Envelope - Customer Installed | 1248 | 377.2901 | 1185.4669 | 24302.0724 | 1841072.9862 | 1544495.2119 | 1123200 | 3385568.1982 | 1123200 | 2262368.1982 | 3.0142
Instant Savings | [15 empty] | Instant Savings
Measure Name | Technology Type | Decision Type | Measure Life | Remaining Useful Life (RUL) | Net-To-Gross Ratio | Per Unit Gross Annual Energy Savings per Unit at Meter (kWh) | Per Unit Gross Peak Demand Savings per Unit at Meter (Watts) | Per Unit Incentive ($) | Per Unit Present Value Electric Energy PAC Avoided Cost Benefits ($) | Per Unit Present Value Electric Coin. Demand PAC Avoided Cost Benefits ($) | First-Year Unit Cost / kWh at Generator ($/kWh) | Lifetime Unit Cost / kWh at Generator ($/kWh) | Unit Cost / Watt at Generator ($/W) | Customer Simple Payback with Incentives (years) | Customer Simple Payback without Incentives (years) | Measure Name | Participation (Units) | Total Peak Demand Savings (kW) | Total First Year Energy Savings (MWh) | Total Lifetime Energy Savings (MWh) | Present Value Electric Energy PAC Avoided Cost Benefits ($) | Present Value Electric Coin. Demand PAC Avoided Cost Benefits ($) | Total Incentive ($) | PAC Benefits ($) | PAC Costs ($) | PAC Net Benefits ($) | PAC Ratio
Solar lighting fixtures | Res Lighting | ROB/NEW | 10 | N/A | 76% | 8.11 | 13.122 | 17.2 | 5.1653 | 34.9881 | 2.5503 | 0.25503 | 1.5064 | 108.3908 | 122.6277 | Solar lighting fixtures | 200 | 2.2836 | 1.3489 | 13.4887 | 1033.0573 | 6997.6269 | 3440 | 8030.6842 | 3440 | 4590.6842 | 2.3345
Smart thermostats for mini-split heat pumps | Res HVAC | RET | 10 | 3.3333 | 100% | 479 | 0 | 25.8 | 428.9473 | 0 | 0.049224 | 0.0049224 | N/A | 1.816 | 2.0909 | Smart thermostats for mini-split heat pumps | 5000 | 0 | 2620.6598 | 26206.598 | 2144736.3712 | 0 | 129000 | 2144736.3712 | 129000 | 2015736.3712 | 16.6259
Smart thermostats for in-floor heat | Res HVAC | RET | 10 | 3.3333 | 100% | 265 | 0 | 25.8 | 237.309 | 0 | 0.088975 | 0.0088975 | N/A | 6.0431 | 6.54 | Smart thermostats for in-floor heat | 500 | 0 | 144.9843 | 1449.8431 | 118654.5174 | 0 | 12900 | 118654.5174 | 12900 | 105754.5174 | 9.198
Smart thermostats for electric baseboards | Res HVAC | RET | 10 | 3.3333 | 100% | 265 | 0 | 25.8 | 237.309 | 0 | 0.088975 | 0.0088975 | N/A | 3.8399 | 4.3368 | Smart thermostats for electric baseboards | 5000 | 0 | 1449.8431 | 14498.431 | 1186545.174 | 0 | 129000 | 1186545.174 | 129000 | 1057545.174 | 9.198
Programmable thermostats for electric heat | Res HVAC | ROB/NEW | 10 | N/A | 100% | 164 | 0 | 12.9 | 146.8629 | 0 | 0.071885 | 0.0071885 | N/A | 0.86945 | 1.2709 | Programmable thermostats for electric heat | 500 | 0 | 89.7261 | 897.2614 | 73431.4749 | 0 | 6450 | 73431.4749 | 6450 | 66981.4749 | 11.3847
Outdoor Heavy Duty Timers | Res Other | ROB/NEW | 10 | N/A | 100% | 122 | 0 | 8.6 | 101.8751 | 0 | 0.064422 | 0.0064422 | N/A | 0.46768 | 0.82742 | Outdoor Heavy Duty Timers | 10000 | 0 | 1334.9499 | 13349.4988 | 1018751.3454 | 0 | 86000 | 1018751.3454 | 86000 | 932751.3454 | 11.8459
Outdoor clotheslines | Res Other | ROB/NEW | 10 | N/A | 65% | 70.6 | 0 | 17.2 | 38.3201 | 0 | 0.34254 | 0.034254 | N/A | 6.5002 | 8.413 | Outdoor clotheslines | 3000 | 0 | 150.6414 | 1506.4143 | 114960.244 | 0 | 51600 | 114960.244 | 51600 | 63360.244 | 2.2279
Outdoor clothes dryers | Res Other | ROB/NEW | 10 | N/A | 65% | 70.6 | 0 | 17.2 | 38.3201 | 0 | 0.34254 | 0.034254 | N/A | 15.4398 | 17.3525 | Outdoor clothes dryers | 1000 | 0 | 50.2138 | 502.1381 | 38320.0813 | 0 | 17200 | 38320.0813 | 17200 | 21120.0813 | 2.2279
Heat Pump Water Heater | Res DHW | ROB/NEW | 15 | N/A | 100% | 1007 | 163 | 688 | 1224.512 | 683.7878 | 0.62439 | 0.041626 | 3.6866 | 5.7613 | 9.2479 | Heat Pump Water Heater | 200 | 37.3246 | 220.3761 | 3305.6423 | 244902.3938 | 136757.5619 | 137600 | 381659.9557 | 137600 | 244059.9557 | 2.7737
Energy Star certified ventilating fans | Res HVAC | ROB/NEW | 19 | N/A | 65% | 143 | 14.3 | 17.2 | 150.0241 | 42.3848 | 0.16911 | 0.0089006 | 1.6162 | 0.25957 | 1.2039 | Energy Star certified ventilating fans | 100 | 1.0642 | 10.1708 | 193.2449 | 15002.4069 | 4238.4782 | 1720 | 19240.8851 | 1720 | 17520.8851 | 11.1866
Energy Star certified variable speed pool pumps | Res Other | ROB/NEW | 10 | N/A | 79% | 530 | 0 | 430 | 349.6321 | 0 | 0.93856 | 0.093856 | N/A | 15.645 | 20.8861 | Energy Star certified variable speed pool pumps | 60 | 0 | 27.489 | 274.8903 | 20977.9273 | 0 | 25800 | 20977.9273 | 25800 | -4822.0727 | 0.8131
Energy Star certified Room Air Purifiers (RAP) | Res HVAC | ROB/NEW | 9 | N/A | 65% | 768 | 131 | 34.4 | 398.524 | 279.9815 | 0.062977 | 0.0069974 | 0.35286 | 0.88678 | 1.2384 | Energy Star certified Room Air Purifiers (RAP) | 8000 | 779.9235 | 4369.8818 | 39328.9364 | 3188192.1683 | 2239851.6353 | 275200 | 5428043.8036 | 275200 | 5152843.8036 | 19.724
Energy Star certified room air conditioners | Res HVAC | ROB/NEW | 10 | N/A | 100% | 363.84 | 0 | 17.2 | 325.8208 | 0 | 0.043203 | 0.0043203 | N/A | 1.308 | 1.5492 | Energy Star certified room air conditioners | 300 | 0 | 119.4364 | 1194.3643 | 97746.2482 | 0 | 5160 | 97746.2482 | 5160 | 92586.2482 | 18.9431
Energy Star certified heat pump clothes dryers | Res Other | ROB/NEW | 10 | N/A | 100% | 333.068 | 0 | 129 | 278.1258 | 0 | 0.35396 | 0.035396 | N/A | 13.838 | 15.8146 | Energy Star certified heat pump clothes dryers | 300 | 0 | 109.335 | 1093.3502 | 83437.7393 | 0 | 38700 | 83437.7393 | 38700 | 44737.7393 | 2.156
Energy Star certified combination washer/dryer units | Res Other | ROB/NEW | 11 | N/A | 53% | 144 | 19.872 | 129 | 69.9578 | 38.9133 | 1.5447 | 0.14043 | 10.6978 | 18.6113 | 25.0131 | Energy Star certified combination washer/dryer units | 150 | 1.8088 | 12.5266 | 137.7931 | 10493.6708 | 5836.9994 | 19350 | 16330.6702 | 19350 | -3019.3298 | 0.84396
Energy Star certified clothes washers (Tier 3) | Res Other | ROB/NEW | 11 | N/A | 52% | 138 | 19.044 | 64.5 | 65.7779 | 36.5883 | 0.82143 | 0.074676 | 5.6888 | 27.7268 | 31.0934 | Energy Star certified clothes washers (Tier 3) | 3000 | 34.0142 | 235.5639 | 2591.2034 | 197333.8091 | 109764.9571 | 193500 | 307098.7663 | 193500 | 113598.7663 | 1.5871
Centrally Ducted Heat Pump System | Res HVAC | RET | 18 | 6 | 67% | 1197.8631 | 1153.8942 | 900 | 1248.1421 | 3460.9376 | 1.0248 | 0.056935 | 1.0168 | 133.8836 | 139.6054 | Centrally Ducted Heat Pump System | 250 | 221.2882 | 219.5468 | 3951.8427 | 312035.531 | 865234.3971 | 225000 | 1177269.9281 | 225000 | 952269.9281 | 5.2323
Electric Thermal Storage (ETS) System - Less than 50 kWh | Res HVAC | ROB/NEW | 18 | N/A | 74% | 0 | 1562.5 | 1000 | 0 | 5176.1244 | N/A | N/A | 0.75539 | 70111.2919 | 93940.4196 | Electric Thermal Storage (ETS) System - Less than 50 kWh | 150 | 198.5731 | 0 | 0 | 0 | 776418.6559 | 150000 | 776418.6559 | 150000 | 626418.6559 | 5.1761
Mini-Split Heat Pump | Res HVAC | RET | 18 | 6 | 84% | 912 | 1450.08 | 500 | 1191.3961 | 5452.8582 | 0.59647 | 0.033137 | 0.35853 | 36.3329 | 39.6627 | Mini-Split Heat Pump | 1250 | 1743.2458 | 1047.8262 | 18860.8722 | 1489245.0783 | 6816072.7802 | 625000 | 8305317.8584 | 625000 | 7680317.8584 | 13.2885
Mi'kmaw New Home Construction | [15 empty] | Mi'kmaw New Home Construction
Measure Name | Technology Type | Decision Type | Measure Life | Remaining Useful Life (RUL) | Net-To-Gross Ratio | Per Unit Gross Annual Energy Savings per Unit at Meter (kWh) | Per Unit Gross Peak Demand Savings per Unit at Meter (Watts) | Per Unit Incentive ($) | Per Unit Present Value Electric Energy PAC Avoided Cost Benefits ($) | Per Unit Present Value Electric Coin. Demand PAC Avoided Cost Benefits ($) | First-Year Unit Cost / kWh at Generator ($/kWh) | Lifetime Unit Cost / kWh at Generator ($/kWh) | Unit Cost / Watt at Generator ($/W) | Customer Simple Payback with Incentives (years) | Customer Simple Payback without Incentives (years) | Measure Name | Participation (Units) | Total Peak Demand Savings (kW) | Total First Year Energy Savings (MWh) | Total Lifetime Energy Savings (MWh) | Present Value Electric Energy PAC Avoided Cost Benefits ($) | Present Value Electric Coin. Demand PAC Avoided Cost Benefits ($) | Total Incentive ($) | PAC Benefits ($) | PAC Costs ($) | PAC Net Benefits ($) | PAC Ratio
Tier 1 | Res Other | ROB/NEW | 30.8 | N/A | 100% | 5323 | 1840 | 20000 | 10085.5483 | 9955.8947 | 3.4322 | 0.11144 | 9.4798 | 6.2357 | 25.311 | Tier 1 | 35 | 73.8411 | 203.9481 | 6281.603 | 352994.1919 | 348456.314 | 700000 | 701450.5059 | 700000 | 1450.5059 | 1.0021
Tier 2 | Res Other | ROB/NEW | 30.8 | N/A | 100% | 3802 | 1310 | 9000 | 7203.6924 | 7088.1642 | 2.1624 | 0.070208 | 5.9918 | 5.7005 | 17.7184 | Tier 2 | 15 | 22.5307 | 62.4308 | 1922.8674 | 108055.3864 | 106322.4623 | 135000 | 214377.8487 | 135000 | 79377.8487 | 1.588
Residential Solar | [15 empty] | Residential Solar
Measure Name | Technology Type | Decision Type | Measure Life | Remaining Useful Life (RUL) | Net-To-Gross Ratio | Per Unit Gross Annual Energy Savings per Unit at Meter (kWh) | Per Unit Gross Peak Demand Savings per Unit at Meter (Watts) | Per Unit Incentive ($) | Per Unit Present Value Electric Energy PAC Avoided Cost Benefits ($) | Per Unit Present Value Electric Coin. Demand PAC Avoided Cost Benefits ($) | First-Year Unit Cost / kWh at Generator ($/kWh) | Lifetime Unit Cost / kWh at Generator ($/kWh) | Unit Cost / Watt at Generator ($/W) | Customer Simple Payback with Incentives (years) | Customer Simple Payback without Incentives (years) | Measure Name | Participation (Units) | Total Peak Demand Savings (kW) | Total First Year Energy Savings (MWh) | Total Lifetime Energy Savings (MWh) | Present Value Electric Energy PAC Avoided Cost Benefits ($) | Present Value Electric Coin. Demand PAC Avoided Cost Benefits ($) | Total Incentive ($) | PAC Benefits ($) | PAC Costs ($) | PAC Net Benefits ($) | PAC Ratio
Solar PV - Residential System (10 kW nominal) | Renewables | ROB/NEW | 30 | N/A | 75% | 10596 | 0 | 10000 | 14871.41 | 0 | 1.15 | 0.04 | N/A | 12.27 | 19.03 | Solar PV - Residential System (10 kW nominal) | 55 | 0 | 478.46 | 14353.95 | 817927.75 | 0 | 550000 | 817927.75 | 550000 | 267927.75 | 1.49
SEM | [15 empty] | SEM
Measure Name | Technology Type | Decision Type | Measure Life | Remaining Useful Life (RUL) | Net-To-Gross Ratio | Per Unit Gross Annual Energy Savings per Unit at Meter (kWh) | Per Unit Gross Peak Demand Savings per Unit at Meter (Watts) | Per Unit Incentive ($) | Per Unit Present Value Electric Energy PAC Avoided Cost Benefits ($) | Per Unit Present Value Electric Coin. Demand PAC Avoided Cost Benefits ($) | First-Year Unit Cost / kWh at Generator ($/kWh) | Lifetime Unit Cost / kWh at Generator ($/kWh) | Unit Cost / Watt at Generator ($/W) | Customer Simple Payback with Incentives (years) | Customer Simple Payback without Incentives (years) | Measure Name | Participation (Units) | Total Peak Demand Savings (kW) | Total First Year Energy Savings (MWh) | Total Lifetime Energy Savings (MWh) | Present Value Electric Energy PAC Avoided Cost Benefits ($) | Present Value Electric Coin. Demand PAC Avoided Cost Benefits ($) | Total Incentive ($) | PAC Benefits ($) | PAC Costs ($) | PAC Net Benefits ($) | PAC Ratio
Custom - Strategic Energy Management | BNI Other | RET | 5.81 | 1.9367 | 100% | 1000000 | 120258.2607 | 60000 | 440148.1507 | 273909.4357 | 0.057296 | 0.0098616 | 0.47725 | 0.61174 | 1.0431 | Custom - Strategic Energy Management | 4 | 502.8828 | 4188.7887 | 24336.8624 | 1760592.603 | 1095637.7426 | 240000 | 2856230.3456 | 240000 | 2616230.3456 | 11.901
Small Business Energy Solutions | [15 empty] | Small Business Energy Solutions
Measure Name | Technology Type | Decision Type | Measure Life | Remaining Useful Life (RUL) | Net-To-Gross Ratio | Per Unit Gross Annual Energy Savings per Unit at Meter (kWh) | Per Unit Gross Peak Demand Savings per Unit at Meter (Watts) | Per Unit Incentive ($) | Per Unit Present Value Electric Energy PAC Avoided Cost Benefits ($) | Per Unit Present Value Electric Coin. Demand PAC Avoided Cost Benefits ($) | First-Year Unit Cost / kWh at Generator ($/kWh) | Lifetime Unit Cost / kWh at Generator ($/kWh) | Unit Cost / Watt at Generator ($/W) | Customer Simple Payback with Incentives (years) | Customer Simple Payback without Incentives (years) | Measure Name | Participation (Units) | Total Peak Demand Savings (kW) | Total First Year Energy Savings (MWh) | Total Lifetime Energy Savings (MWh) | Present Value Electric Energy PAC Avoided Cost Benefits ($) | Present Value Electric Coin. Demand PAC Avoided Cost Benefits ($) | Total Incentive ($) | PAC Benefits ($) | PAC Costs ($) | PAC Net Benefits ($) | PAC Ratio
SBES - Refrigeration | BNI Refrigeration | RET | 14.0942 | 4.6981 | 80% | 4449.1375 | 642.4707 | 3798.1765 | 3911.2498 | 2009.3896 | 0.99675 | 0.070721 | 6.763 | 25.2274 | 32.406 | SBES - Refrigeration | 25 | 14.0402 | 95.2641 | 1342.6684 | 97781.2457 | 50234.7399 | 94954.4131 | 148015.9856 | 94954.4131 | 53061.5724 | 1.5588
SBES - Motors | BNI Process | RET | 15 | 5 | 80% | 21908.5467 | 2394.0219 | 9529.139 | 20528.3011 | 7667.6833 | 0.50784 | 0.033856 | 4.5535 | 0.91723 | 4.5861 | SBES - Motors | 1 | 2.0927 | 18.7641 | 281.461 | 20528.3011 | 7667.6833 | 9529.139 | 28195.9843 | 9529.139 | 18666.8453 | 2.9589
SBES - Lighting - Outdoor | BNI Lighting | RET | 5.3319 | 1.7773 | 80% | 24915.2005 | 5433.0003 | 15572.6225 | 8174.7106 | 9573.7606 | 0.72977 | 0.13687 | 3.279 | 1.6299 | 6.8515 | SBES - Lighting - Outdoor | 75 | 356.1891 | 1600.4385 | 8533.3926 | 613103.2913 | 718032.0458 | 1167946.6856 | 1331135.337 | 1167946.6856 | 163188.6514 | 1.1397
SBES - Lighting - Indoor | BNI Lighting | RET | 5.2167 | 1.7389 | 80% | 20742.8348 | 3634.0082 | 12459 | 6609.2608 | 6278.9774 | 0.7013 | 0.13443 | 3.9221 | 4.0457 | 9.0826 | SBES - Lighting - Indoor | 120 | 381.1947 | 2131.8798 | 11121.3061 | 793111.2959 | 753477.2861 | 1495080 | 1546588.582 | 1495080 | 51508.582 | 1.0345
SBES - Lighting - Controls | BNI Lighting | RET | 10 | 3.3333 | 80% | 3674.5702 | 719.3346 | 2477.1 | 2410.3197 | 1926.8168 | 0.78709 | 0.078709 | 3.9394 | 13.9358 | 19.5786 | SBES - Lighting - Controls | 10 | 6.288 | 31.4717 | 314.7168 | 24103.1967 | 19268.1681 | 24771.0002 | 43371.3648 | 24771.0002 | 18600.3647 | 1.7509
SBES - HVAC | BNI HVAC | RET | 18.2445 | 6.0815 | 85% | 23822.0725 | 6586.9976 | 12986.5123 | 31017.4205 | 24029.3962 | 0.59906 | 0.032835 | 2.1227 | 4.6464 | 8.9107 | SBES - HVAC | 100 | 611.7812 | 2167.8131 | 39550.5621 | 3101742.0492 | 2402939.6169 | 1298651.2264 | 5504681.6661 | 1298651.2264 | 4206030.4397 | 4.2388
SBES - DHW | BNI Domestic Hot Water (DHW) | RET | 15 | 5 | 80% | 11274.9587 | 2631.4234 | 6144.572 | 10798.393 | 8428.0438 | 0.6363 | 0.04242 | 2.6713 | 4.2808 | 8.8275 | SBES - DHW | 7 | 16.1016 | 67.5968 | 1013.9525 | 75588.7513 | 58996.3069 | 43012.0037 | 134585.0582 | 43012.0037 | 91573.0545 | 3.129
SBES - Commercial Kitchen | BNI Cooking and Laundry | RET | 12 | 4 | 80% | 4722.2707 | 983.8147 | 2833.6678 | 3643.3997 | 2887.6281 | 0.70062 | 0.058385 | 3.295 | 2.2685 | 7.2859 | SBES - Commercial Kitchen | 5 | 4.2999 | 20.2225 | 242.6697 | 18216.9986 | 14438.1403 | 14168.3388 | 32655.139 | 14168.3388 | 18486.8002 | 2.3048
SBES - Agriculture | BNI Process | RET | 14.9251 | 4.975 | 80% | 23562.1624 | 5498.4888 | 17324.2769 | 21983.0882 | 17576.589 | 0.85847 | 0.057519 | 3.6044 | 1.9793 | 8.1135 | SBES - Agriculture | 6 | 28.8386 | 121.082 | 1807.1585 | 131898.5294 | 105459.5339 | 103945.6611 | 237358.0633 | 103945.6611 | 133412.4022 | 2.2835
SBES - Smart thermostats for mini-split heat pumps | BNI HVAC | RET | 9 | 3 | 100% | 564 | 0 | 232.6615 | 437.6713 | 0 | 0.38532 | 0.042813 | N/A | 0 | 2.8112 | SBES - Smart thermostats for mini-split heat pumps | 60 | 0 | 36.2288 | 326.059 | 26260.2799 | 0 | 13959.6882 | 26260.2799 | 13959.6882 | 12300.5917 | 1.8812
SBES - Packaged Terminal Heat Pump | BNI HVAC | RET | 15 | 5 | 100% | 3128.8716 | 223.2065 | 2861.8458 | 4100.3253 | 893.62 | 0.85435 | 0.056957 | 11.7341 | 0 | 6.1932 | SBES - Packaged Terminal Heat Pump | 10 | 2.4389 | 33.4974 | 502.461 | 41003.2528 | 8936.2 | 28618.4582 | 49939.4527 | 28618.4582 | 21320.9945 | 1.745
SBES - Ductless Mini-Split Heat Pump | BNI HVAC | RET | 18 | 6 | 100% | 912 | 1450.08 | 7019.1514 | 1384.1729 | 6195.2272 | 7.189 | 0.39939 | 4.43 | 0 | 45.8794 | SBES - Ductless Mini-Split Heat Pump | 100 | 158.4461 | 97.6378 | 1757.4813 | 138417.2915 | 619522.7201 | 701915.136 | 757940.0116 | 701915.136 | 56024.8756 | 1.0798

## 2029
Affordable Multifamily Housing | [15 empty] | Affordable Multi-Family Housing
Measure Name | Technology Type | Decision Type | Measure Life | Remaining Useful Life (RUL) | Net-To-Gross Ratio | Per Unit Gross Annual Energy Savings per Unit at Meter (kWh) | Per Unit Gross Peak Demand Savings per Unit at Meter (Watts) | Per Unit Incentive ($) | Per Unit Present Value Electric Energy PAC Avoided Cost Benefits ($) | Per Unit Present Value Electric Coin. Demand PAC Avoided Cost Benefits ($) | First-Year Unit Cost / kWh at Generator ($/kWh) | Lifetime Unit Cost / kWh at Generator ($/kWh) | Unit Cost / Watt at Generator ($/W) | Customer Simple Payback with Incentives (years) | Customer Simple Payback without Incentives (years) | Measure Name | Participation (Units) | Total Peak Demand Savings (kW) | Total First Year Energy Savings (MWh) | Total Lifetime Energy Savings (MWh) | Present Value Electric Energy PAC Avoided Cost Benefits ($) | Present Value Electric Coin. Demand PAC Avoided Cost Benefits ($) | Total Incentive ($) | PAC Benefits ($) | PAC Costs ($) | PAC Net Benefits ($) | PAC Ratio
Heat Pump Water Heater with heat pump baseline | Res DHW | RET | 15 | 5 | 100% | 1280 | 207 | 1560.6 | 1700.4839 | 853.8948 | 1.1196 | 0.074643 | 6.7025 | 9.7312 | 16.2041 | Heat Pump Water Heater with heat pump baseline | 35 | 8.1493 | 48.7844 | 731.7655 | 59516.9378 | 29886.3185 | 54621 | 89403.2562 | 54621 | 34782.2562 | 1.6368
Heat Pump Water Heater with electric resistance baseline | Res DHW | RET | 15 | 5 | 100% | 1179 | 191 | 1560.6 | 1566.3051 | 787.8933 | 1.2156 | 0.081037 | 7.264 | 10.5648 | 17.5922 | Heat Pump Water Heater with electric resistance baseline | 35 | 7.5194 | 44.935 | 674.0246 | 54820.6794 | 27576.2649 | 54621 | 82396.9443 | 54621 | 27775.9443 | 1.5085
AMFH Comprehensive - electrically heated | Res HVAC | RET | 20.5 | 6.8333 | 100% | 17546.1395 | 4964.6 | 40000 | 32240.8018 | 22936.112 | 2.0935 | 0.10212 | 7.163 | 8.0508 | 18.1774 | AMFH Comprehensive - electrically heated | 15 | 83.7642 | 286.5995 | 5875.2905 | 483612.0276 | 344041.6797 | 600000 | 827653.7074 | 600000 | 227653.7074 | 1.3794
Air-Source Heat Pump - ducted and non-ducted | Res HVAC | RET | 18 | 6 | 100% | 12144.6382 | 7327.99 | 22368.6 | 20659.7603 | 32242.2098 | 1.6914 | 0.093968 | 2.7138 | 2.4386 | 12.1996 | Air-Source Heat Pump - ducted and non-ducted | 40 | 329.7068 | 528.9897 | 9521.8148 | 826390.4114 | 1289688.3929 | 894744 | 2116078.8043 | 894744 | 1221334.8043 | 2.365
Affordable Single-family Homes | [15 empty] | Affordable Single-Family Homes
Measure Name | Technology Type | Decision Type | Measure Life | Remaining Useful Life (RUL) | Net-To-Gross Ratio | Per Unit Gross Annual Energy Savings per Unit at Meter (kWh) | Per Unit Gross Peak Demand Savings per Unit at Meter (Watts) | Per Unit Incentive ($) | Per Unit Present Value Electric Energy PAC Avoided Cost Benefits ($) | Per Unit Present Value Electric Coin. Demand PAC Avoided Cost Benefits ($) | First-Year Unit Cost / kWh at Generator ($/kWh) | Lifetime Unit Cost / kWh at Generator ($/kWh) | Unit Cost / Watt at Generator ($/W) | Customer Simple Payback with Incentives (years) | Customer Simple Payback without Incentives (years) | Measure Name | Participation (Units) | Total Peak Demand Savings (kW) | Total First Year Energy Savings (MWh) | Total Lifetime Energy Savings (MWh) | Present Value Electric Energy PAC Avoided Cost Benefits ($) | Present Value Electric Coin. Demand PAC Avoided Cost Benefits ($) | Total Incentive ($) | PAC Benefits ($) | PAC Costs ($) | PAC Net Benefits ($) | PAC Ratio
HW Heat Pump - E1 Installed | Res HVAC | RET | 18 | 6 | 100% | 912 | 1450.08 | 7299.9174 | 1559.6536 | 6503.709 | 7.3119 | 0.40621 | 4.3905 | 0 | 39.8402 | HW Heat Pump - E1 Installed | 412.5 | 685.8485 | 411.8263 | 7412.8729 | 643357.0926 | 2682779.9556 | 3011215.9334 | 3326137.0482 | 3011215.9334 | 314921.1148 | 1.1046
HW Building Envelope - E1 Installed | Res HVAC | RET | 20.5 | 6.8333 | 100% | 2576 | 782.8922 | 8516.5703 | 4758.4194 | 3686.9456 | 3.0201 | 0.14732 | 9.4875 | 0 | 16.4557 | HW Building Envelope - E1 Installed | 429 | 385.0983 | 1209.7577 | 24800.0335 | 2041361.9405 | 1581699.6601 | 3653608.6659 | 3623061.6006 | 3653608.6659 | -30547.0653 | 0.99164
HW - Heat Pump Cleanings | Res HVAC | RET | 2 | 0.66667 | 100% | 78.8 | 149.2 | 648.96 | 11.0861 | 160.668 | 7.5231 | 3.7615 | 3.7935 | 0 | 40.9911 | HW - Heat Pump Cleanings | 450 | 76.9828 | 38.8181 | 77.6361 | 4988.7369 | 72300.5792 | 292032 | 77289.3162 | 292032 | -214742.6838 | 0.26466
MHEEP - Heat Pump Cleanings | Res HVAC | RET | 2 | 0.66667 | 100% | 78.8 | 149.2 | 648.96 | 11.0861 | 160.668 | 7.5231 | 3.7615 | 3.7935 | 0 | 40.9911 | MHEEP - Heat Pump Cleanings | 450 | 76.9828 | 38.8181 | 77.6361 | 4988.7369 | 72300.5792 | 292032 | 77289.3162 | 292032 | -214742.6838 | 0.26466
Business Energy Rebates | [15 empty] | Business Energy Rebates
Measure Name | Technology Type | Decision Type | Measure Life | Remaining Useful Life (RUL) | Net-To-Gross Ratio | Per Unit Gross Annual Energy Savings per Unit at Meter (kWh) | Per Unit Gross Peak Demand Savings per Unit at Meter (Watts) | Per Unit Incentive ($) | Per Unit Present Value Electric Energy PAC Avoided Cost Benefits ($) | Per Unit Present Value Electric Coin. Demand PAC Avoided Cost Benefits ($) | First-Year Unit Cost / kWh at Generator ($/kWh) | Lifetime Unit Cost / kWh at Generator ($/kWh) | Unit Cost / Watt at Generator ($/W) | Customer Simple Payback with Incentives (years) | Customer Simple Payback without Incentives (years) | Measure Name | Participation (Units) | Total Peak Demand Savings (kW) | Total First Year Energy Savings (MWh) | Total Lifetime Energy Savings (MWh) | Present Value Electric Energy PAC Avoided Cost Benefits ($) | Present Value Electric Coin. Demand PAC Avoided Cost Benefits ($) | Total Incentive ($) | PAC Benefits ($) | PAC Costs ($) | PAC Net Benefits ($) | PAC Ratio
IR - Steam Cooker - Electric | BNI Cooking and Laundry | RET | 12 | 4 | 100% | 3322.3 | 400.4186 | 1500 | 3556.6308 | 1451.8163 | 0.42329 | 0.035274 | 3.48 | 21.6171 | 24.1191 | IR - Steam Cooker - Electric | 2 | 0.86208 | 7.0873 | 85.0475 | 7113.2616 | 2903.6327 | 3000 | 10016.8943 | 3000 | 7016.8943 | 3.339
IR - Smart thermostats for mini-split heat pumps | BNI HVAC | RET | 8 | 2.6667 | 100% | 564 | 0 | 30 | 460.4194 | 0 | 0.049869 | 0.0062336 | N/A | 2.1064 | 2.4759 | IR - Smart thermostats for mini-split heat pumps | 150 | 0 | 90.2364 | 721.8915 | 69062.9064 | 0 | 4500 | 69062.9064 | 4500 | 64562.9064 | 15.3473
IR - Smart thermostats for in-floor heat | BNI HVAC | RET | 8 | 2.6667 | 100% | 312 | 0 | 35 | 254.7001 | 0 | 0.10517 | 0.013147 | N/A | 3.6964 | 4.4756 | IR - Smart thermostats for in-floor heat | 10 | 0 | 3.3279 | 26.6229 | 2547.0008 | 0 | 350 | 2547.0008 | 350 | 2197.0008 | 7.2771
IR - Smart thermostats for electric baseboards | BNI HVAC | RET | 8 | 2.6667 | 100% | 312 | 0 | 35 | 254.7001 | 0 | 0.10517 | 0.013147 | N/A | 3.6964 | 4.4756 | IR - Smart thermostats for electric baseboards | 25 | 0 | 8.3197 | 66.5574 | 6367.502 | 0 | 875 | 6367.502 | 875 | 5492.502 | 7.2771
IR - Smart thermostats for central air source heat pumps | BNI HVAC | RET | 8 | 2.6667 | 100% | 1128 | 0 | 35 | 920.8388 | 0 | 0.02909 | 0.0036363 | N/A | 1.0224 | 1.2379 | IR - Smart thermostats for central air source heat pumps | 20 | 0 | 24.0631 | 192.5044 | 18416.775 | 0 | 700 | 18416.775 | 700 | 17716.775 | 26.3097
IR - Oven - Electric - Convection | BNI Cooking and Laundry | RET | 12 | 4 | 100% | 4549.6667 | 1113.2187 | 650 | 4870.567 | 4036.2484 | 0.13394 | 0.011162 | 0.54241 | 18.4431 | 19.3551 | IR - Oven - Electric - Convection | 1 | 1.1983 | 4.8528 | 58.2334 | 4870.567 | 4036.2484 | 650 | 8906.8154 | 650 | 8256.8154 | 13.7028
IR - Oven - Electric - Combination | BNI Cooking and Laundry | RET | 12 | 4 | 100% | 6258 | 1524.8767 | 1500 | 6699.3937 | 5528.8157 | 0.22472 | 0.018727 | 0.91381 | 25.5655 | 27.0959 | IR - Oven - Electric - Combination | 5 | 8.2074 | 33.3747 | 400.4962 | 33496.9683 | 27644.0787 | 7500 | 61141.047 | 7500 | 53641.047 | 8.1521
IR - Occupancy Sensor - Wall-Switch Mounted | BNI Lighting | RET | 10 | 3.3333 | 100% | 112.2328 | 11.4021 | 15 | 102.9986 | 38.1187 | 0.1253 | 0.01253 | 1.2221 | 7.4892 | 8.3848 | IR - Occupancy Sensor - Wall-Switch Mounted | 1500 | 18.411 | 179.5654 | 1795.6536 | 154497.9171 | 57178.0808 | 22500 | 211675.9979 | 22500 | 189175.9979 | 9.4078
IR - Occupancy Sensor - Fixture Mounted | BNI Lighting | RET | 10 | 3.3333 | 100% | 112.2328 | 11.4021 | 15 | 102.9986 | 38.1187 | 0.1253 | 0.01253 | 1.2221 | 5.77 | 6.6655 | IR - Occupancy Sensor - Fixture Mounted | 450 | 5.5233 | 53.8696 | 538.6961 | 46349.3751 | 17153.4242 | 6750 | 63502.7994 | 6750 | 56752.7994 | 9.4078
IR - Occupancy Sensor - Exterior | BNI Lighting | RET | 10 | 3.3333 | 100% | 134 | 31.1 | 10 | 122.9749 | 103.9715 | 0.069965 | 0.0069965 | 0.2987 | 5.963 | 6.4413 | IR - Occupancy Sensor - Exterior | 350 | 11.7174 | 50.0247 | 500.2469 | 43041.2123 | 36390.0319 | 3500 | 79431.2442 | 3500 | 75931.2442 | 22.6946
IR - Occupancy Sensor - Ceiling or Wall Remote Mounted | BNI Lighting | RET | 10 | 3.3333 | 100% | 192.8102 | 19.5762 | 30 | 176.9463 | 65.4458 | 0.14587 | 0.014587 | 1.4236 | 6.0923 | 7.1349 | IR - Occupancy Sensor - Ceiling or Wall Remote Mounted | 2000 | 42.1463 | 411.3121 | 4113.1211 | 353892.6649 | 130891.6795 | 60000 | 484784.3444 | 60000 | 424784.3444 | 8.0797
IR - Low Temperature Dishwasher - Under-Counter | BNI Cooking and Laundry | ROB/NEW | 10 | N/A | 100% | 6182 | 745.0826 | 400 | 5626.5089 | 2490.9124 | 0.060662 | 0.0060662 | 0.49872 | 1.1943 | 1.5777 | IR - Low Temperature Dishwasher - Under-Counter | 5 | 4.0103 | 32.9694 | 329.6937 | 28132.5443 | 12454.5619 | 2000 | 40587.1062 | 2000 | 38587.1062 | 20.2936
IR - Low Temperature Dishwasher - Single-Tank Door Type | BNI Cooking and Laundry | ROB/NEW | 15 | N/A | 100% | 17255 | 2079.6508 | 1500 | 22122.9601 | 8209.9957 | 0.081501 | 0.0054334 | 0.67004 | 0.069367 | 0.52246 | IR - Low Temperature Dishwasher - Single-Tank Door Type | 5 | 11.1934 | 92.023 | 1380.3455 | 110614.8005 | 41049.9787 | 7500 | 151664.7791 | 7500 | 144164.7791 | 20.222
IR - Low Temperature Dishwasher - Single-Tank Conveyor | BNI Cooking and Laundry | ROB/NEW | 20 | N/A | 100% | 15378 | 1853.4262 | 1250 | 23798.186 | 8115.7642 | 0.076208 | 0.0038104 | 0.62652 | 0.21079 | 0.64316 | IR - Low Temperature Dishwasher - Single-Tank Conveyor | 5 | 9.9758 | 82.0128 | 1640.2553 | 118990.93 | 40578.8211 | 6250 | 159569.7511 | 6250 | 153319.7511 | 25.5312
IR - Low Temperature Dishwasher - Multi-Tank Conveyor | BNI Cooking and Laundry | ROB/NEW | 20 | N/A | 100% | 22863 | 2755.5523 | 1750 | 35381.5793 | 12065.985 | 0.071762 | 0.0035881 | 0.58997 | 0.02487 | 0.43419 | IR - Low Temperature Dishwasher - Multi-Tank Conveyor | 5 | 14.8313 | 121.9312 | 2438.6238 | 176907.8965 | 60329.9249 | 8750 | 237237.8215 | 8750 | 228487.8215 | 27.1129
AR - Custom Measures - Lighting | BNI Lighting | RET | 5.9 | 1.9667 | 74% | 37974.72 | 4829.8531 | 7215.1968 | 15737.7886 | 8783.1037 | 0.24072 | 0.0408 | 1.8753 | 2.0125 | 3.7178 | AR - Custom Measures - Lighting | 3 | 11.5422 | 89.9206 | 530.5315 | 47213.3658 | 26349.311 | 21645.5904 | 73562.6768 | 21645.5904 | 51917.0864 | 3.3985
IR - Kitchen Exhaust Demand Controlled Ventilation (DCV) | BNI Cooking and Laundry | RET | 15 | 5 | 100% | 3364.5 | 387.6 | 637.5 | 4313.6887 | 1530.158 | 0.17764 | 0.011843 | 1.5279 | 4.051 | 5.3147 | IR - Kitchen Exhaust Demand Controlled Ventilation (DCV) | 5 | 2.0862 | 17.9433 | 269.1494 | 21568.4437 | 7650.7902 | 3187.5 | 29219.2339 | 3187.5 | 26031.7339 | 9.1668
IR - Ice Maker - Self-Contained | BNI Cooking and Laundry | ROB/NEW | 10 | N/A | 100% | 1280 | 321.7709 | 150 | 1164.984 | 1075.7239 | 0.10987 | 0.010987 | 0.43305 | 1.6129 | 2.3593 | IR - Ice Maker - Self-Contained | 5 | 1.7319 | 6.8264 | 68.264 | 5824.9202 | 5378.6196 | 750 | 11203.5398 | 750 | 10453.5398 | 14.9381
IR - Ice Maker - Remote Condensing Unit - 400-1000 lb/day | BNI Cooking and Laundry | ROB/NEW | 10 | N/A | 100% | 1552 | 187.0541 | 200 | 1412.5431 | 625.3471 | 0.12082 | 0.012082 | 0.99326 | 1.5451 | 2.0059 | IR - Ice Maker - Remote Condensing Unit - 400-1000 lb/day | 5 | 1.0068 | 8.277 | 82.7701 | 7062.7157 | 3126.7357 | 1000 | 10189.4514 | 1000 | 9189.4514 | 10.1895
IR - Ice Maker - Remote Condensing Unit - 1000-2000 lb/day | BNI Cooking and Laundry | ROB/NEW | 10 | N/A | 100% | 3131.5 | 377.4226 | 300 | 2850.1152 | 1261.7749 | 0.089817 | 0.0089817 | 0.7384 | 1.2177 | 1.6646 | IR - Ice Maker - Remote Condensing Unit - 1000-2000 lb/day | 2 | 0.81257 | 6.6803 | 66.8027 | 5700.2305 | 2523.5497 | 600 | 8223.7802 | 600 | 7623.7802 | 13.7063
IR - Ice Maker - Remote Condensing Unit - >2000 lb/day | BNI Cooking and Laundry | ROB/NEW | 10 | N/A | 100% | 5872 | 707.72 | 600 | 5344.3643 | 2366.0041 | 0.095797 | 0.0095797 | 0.78757 | 0.62027 | 1.1743 | IR - Ice Maker - Remote Condensing Unit - >2000 lb/day | 1 | 0.76184 | 6.2632 | 62.6322 | 5344.3643 | 2366.0041 | 600 | 7710.3684 | 600 | 7110.3684 | 12.8506
IR - Ice Maker - Ice Making Head - 750-1000 lb/day | BNI Cooking and Laundry | ROB/NEW | 10 | N/A | 100% | 1838 | 221.5241 | 250 | 1672.8443 | 740.5851 | 0.12752 | 0.012752 | 1.0484 | 2.1666 | 3.072 | IR - Ice Maker - Ice Making Head - 750-1000 lb/day | 3 | 0.71539 | 5.8814 | 58.8137 | 5018.5328 | 2221.7552 | 750 | 7240.2881 | 750 | 6490.2881 | 9.6537
IR - Ice Maker - Ice Making Head - 500-750 lb/day | BNI Cooking and Laundry | ROB/NEW | 10 | N/A | 100% | 1085 | 130.7691 | 200 | 987.506 | 437.1789 | 0.17282 | 0.017282 | 1.4208 | 2.9424 | 4.1695 | IR - Ice Maker - Ice Making Head - 500-750 lb/day | 4 | 0.56308 | 4.6292 | 46.2915 | 3950.024 | 1748.7156 | 800 | 5698.7396 | 800 | 4898.7396 | 7.1234
IR - Ice Maker - Ice Making Head - 200-500 lb/day | BNI Cooking and Laundry | ROB/NEW | 10 | N/A | 100% | 469 | 53.5388 | 150 | 426.8574 | 178.9875 | 0.29985 | 0.029985 | 2.6027 | 5.1345 | 7.2683 | IR - Ice Maker - Ice Making Head - 200-500 lb/day | 10 | 0.57633 | 5.0025 | 50.0247 | 4268.5743 | 1789.8752 | 1500 | 6058.4495 | 1500 | 4558.4495 | 4.039
IR - Ice Maker - Ice Making Head - >1000 lb/day | BNI Cooking and Laundry | ROB/NEW | 10 | N/A | 100% | 2595 | 312.7612 | 300 | 2361.8231 | 1045.603 | 0.10839 | 0.010839 | 0.89106 | 1.6659 | 2.4354 | IR - Ice Maker - Ice Making Head - >1000 lb/day | 2 | 0.67336 | 5.5358 | 55.3578 | 4723.6462 | 2091.206 | 600 | 6814.8522 | 600 | 6214.8522 | 11.3581
IR - Hot Food Holding Cabinet - Full Size - Interior Volume >=20 ft^3 | BNI Cooking and Laundry | ROB/NEW | 12 | N/A | 100% | 1914 | 230.684 | 900 | 2048.9996 | 836.4014 | 0.44085 | 0.036737 | 3.6243 | 9.9558 | 13.086 | IR - Hot Food Holding Cabinet - Full Size - Interior Volume >=20 ft^3 | 0.5 | 0.12416 | 1.0208 | 12.2491 | 1024.4998 | 418.2007 | 450 | 1442.7005 | 450 | 992.7005 | 3.206
IR - Hot Food Holding Cabinet - 1/2 and 3/4 Size - Interior Volume <20 ft^3 | BNI Cooking and Laundry | ROB/NEW | 12 | N/A | 100% | 1040 | 125.3455 | 399.8 | 1113.354 | 454.471 | 0.36041 | 0.030034 | 2.963 | 1.4204 | 3.9795 | IR - Hot Food Holding Cabinet - 1/2 and 3/4 Size - Interior Volume <20 ft^3 | 1 | 0.13493 | 1.1093 | 13.3115 | 1113.354 | 454.471 | 399.8 | 1567.825 | 399.8 | 1168.025 | 3.9215
IR - High Temperature Dishwasher - Under-Counter | BNI Cooking and Laundry | ROB/NEW | 10 | N/A | 100% | 2133.64 | 462.4805 | 400 | 1941.9192 | 1546.135 | 0.17576 | 0.017576 | 0.80346 | 4.5889 | 5.6498 | IR - High Temperature Dishwasher - Under-Counter | 3 | 1.4935 | 6.8274 | 68.2738 | 5825.7575 | 4638.4049 | 1200 | 10464.1625 | 1200 | 9264.1625 | 8.7201
IR - High Temperature Dishwasher - Single-Tank Door Type | BNI Cooking and Laundry | ROB/NEW | 15 | N/A | 100% | 2157.5 | 1300.2648 | 1100 | 2766.1713 | 5133.1545 | 0.478 | 0.031867 | 0.78589 | 7.7288 | 9.3195 | IR - High Temperature Dishwasher - Single-Tank Door Type | 15 | 20.9954 | 34.5186 | 517.7796 | 41492.57 | 76997.3178 | 16500 | 118489.8878 | 16500 | 101989.8878 | 7.1812
IR - High Temperature Dishwasher - Single-Tank Conveyor | BNI Cooking and Laundry | ROB/NEW | 20 | N/A | 100% | 10204 | 1229.8323 | 1100 | 15791.1751 | 5385.1774 | 0.10107 | 0.0050534 | 0.83089 | 0.4405 | 1.0786 | IR - High Temperature Dishwasher - Single-Tank Conveyor | 3 | 3.9716 | 32.6515 | 653.0302 | 47373.5252 | 16155.5322 | 3300 | 63529.0573 | 3300 | 60229.0573 | 19.2512
IR - High Temperature Dishwasher - Pot, Pan and Utensil | BNI Cooking and Laundry | ROB/NEW | 10 | N/A | 100% | 10979 | 1323.2388 | 450 | 9992.4686 | 4423.7669 | 0.038427 | 0.0038427 | 0.31592 | 1.681 | 1.9429 | IR - High Temperature Dishwasher - Pot, Pan and Utensil | 3 | 4.2733 | 35.1314 | 351.3141 | 29977.4057 | 13271.3008 | 1350 | 43248.7065 | 1350 | 41898.7065 | 32.0361
IR - High Temperature Dishwasher - Multi-Tank Conveyor | BNI Cooking and Laundry | ROB/NEW | 20 | N/A | 100% | 45074 | 5432.5227 | 2000 | 69754.1576 | 23787.8759 | 0.0416 | 0.00208 | 0.342 | -0.019183 | 0.24785 | IR - High Temperature Dishwasher - Multi-Tank Conveyor | 3 | 17.5438 | 144.2311 | 2884.6222 | 209262.4728 | 71363.6278 | 6000 | 280626.1006 | 6000 | 274626.1006 | 46.771
IR - High Efficiency Circulator Pump - 500-2500 W | BNI Other | ROB/NEW | 15 | N/A | 100% | 1974 | 127 | 600 | 2522.7327 | 501.3676 | 0.28497 | 0.018998 | 4.3888 | 0.075042 | 2.1385 | IR - High Efficiency Circulator Pump - 500-2500 W | 20 | 2.7342 | 42.1103 | 631.6551 | 50454.6547 | 10027.3514 | 12000 | 60482.0061 | 12000 | 48482.0061 | 5.0402
IR - High Efficiency Circulator Pump - 150-499 W | BNI Other | ROB/NEW | 15 | N/A | 100% | 800 | 95.3 | 150 | 1022.3841 | 376.2231 | 0.17579 | 0.011719 | 1.4622 | 5.861 | 7.1098 | IR - High Efficiency Circulator Pump - 150-499 W | 30 | 3.0776 | 25.599 | 383.9848 | 30671.5226 | 11286.692 | 4500 | 41958.2146 | 4500 | 37458.2146 | 9.324
IR - High Efficiency Circulator Pump - 0-149 W | BNI Other | ROB/NEW | 15 | N/A | 100% | 412 | 67.5 | 100 | 526.5278 | 266.4749 | 0.22756 | 0.015171 | 1.3762 | 0.042707 | 1.6346 | IR - High Efficiency Circulator Pump - 0-149 W | 800 | 58.1293 | 351.5595 | 5273.3919 | 421222.2442 | 213179.9119 | 80000 | 634402.156 | 80000 | 554402.156 | 7.93
IR - Griddle - Electric | BNI Cooking and Laundry | RET | 12 | 4 | 100% | 636.33 | 76.6934 | 1500 | 681.2121 | 278.0707 | 2.21 | 0.18417 | 18.169 | 149.2179 | 164.9099 | IR - Griddle - Electric | 10 | 0.82558 | 6.7873 | 81.447 | 6812.1208 | 2780.707 | 15000 | 9592.8278 | 15000 | -5407.1722 | 0.63952
IR - Fryer - Electric | BNI Cooking and Laundry | RET | 12 | 4 | 100% | 2401 | 750.3125 | 850 | 2570.349 | 2720.4426 | 0.33191 | 0.027659 | 1.0524 | 38.9387 | 41.1487 | IR - Fryer - Electric | 10 | 8.0769 | 25.6097 | 307.3159 | 25703.4902 | 27204.4259 | 8500 | 52907.9162 | 8500 | 44407.9162 | 6.2245
IR - Commercial Washing Machine - CEE Tier 3 | BNI Cooking and Laundry | ROB/NEW | 11 | N/A | 100% | 1062.664 | 694 | 450 | 1053.3658 | 2424.2835 | 0.39701 | 0.036092 | 0.60235 | -0.69968 | 1.3425 | IR - Commercial Washing Machine - CEE Tier 3 | 10 | 7.4707 | 11.3346 | 124.681 | 10533.6582 | 24242.8352 | 4500 | 34776.4934 | 4500 | 30276.4934 | 7.7281
IR - Commercial Washing Machine - CEE Tier 2 | BNI Cooking and Laundry | ROB/NEW | 11 | N/A | 100% | 1068.889 | 499 | 350 | 1059.5363 | 1743.1088 | 0.30699 | 0.027908 | 0.65158 | -0.32864 | 1.3412 | IR - Commercial Washing Machine - CEE Tier 2 | 10 | 5.3716 | 11.401 | 125.4114 | 10595.3635 | 17431.0876 | 3500 | 28026.4511 | 3500 | 24526.4511 | 8.0076
IR - Commercial Washing Machine - CEE Tier 1 | BNI Cooking and Laundry | ROB/NEW | 11 | N/A | 100% | 1102.3405 | 833 | 300 | 1092.6952 | 2909.8389 | 0.25515 | 0.023195 | 0.33456 | -0.3073 | 1.0268 | IR - Commercial Washing Machine - CEE Tier 1 | 7 | 6.2769 | 8.2305 | 90.5353 | 7648.8661 | 20368.8721 | 2100 | 28017.7381 | 2100 | 25917.7381 | 13.3418
IR - Commercial Clothes Dryer - Heat Pump | BNI Cooking and Laundry | RET | 12 | 4 | 100% | 1956.2255 | 506.1771 | 650 | 2094.2034 | 1835.2695 | 0.31152 | 0.02596 | 1.1929 | 7.5662 | 9.6772 | IR - Commercial Clothes Dryer - Heat Pump | 15 | 8.1733 | 31.2984 | 375.5805 | 31413.0506 | 27529.0428 | 9750 | 58942.0934 | 9750 | 49192.0934 | 6.0453
AR - Zero-energy Doors for Reach-in Coolers | BNI Refrigeration | RET | 12 | 4 | 94% | 1365.5964 | 155.89 | 120 | 1356.21 | 531.3045 | 0.087643 | 0.0073036 | 0.76074 | 8.8533 | 9.477 | AR - Zero-energy Doors for Reach-in Coolers | 1 | 0.15774 | 1.3692 | 16.4302 | 1356.21 | 531.3045 | 120 | 1887.5145 | 120 | 1767.5145 | 15.7293
AR - Water Source Heat Pump - Open Loop - EER>=20.0, COP>=4.0 | BNI HVAC | ROB/NEW | 15 | N/A | 83% | 2684.4196 | 7189.661 | 3270.8333 | 3265.9332 | 23558.0328 | 1.3763 | 0.091754 | 0.50918 | 2.0171 | 7.2041 | AR - Water Source Heat Pump - Open Loop - EER>=20.0, COP>=4.0 | 1 | 6.4237 | 2.3765 | 35.6477 | 3265.9332 | 23558.0328 | 3270.8333 | 26823.966 | 3270.8333 | 23553.1327 | 8.201
AR - Water Source Heat Pump - Open Loop - EER>=16.2, COP>=3.6 | BNI HVAC | ROB/NEW | 15 | N/A | 83% | 2684.4196 | 7189.661 | 3270.8333 | 3265.9332 | 23558.0328 | 1.3763 | 0.091754 | 0.50918 | -1.5247 | 3.6623 | AR - Water Source Heat Pump - Open Loop - EER>=16.2, COP>=3.6 | 1 | 6.4237 | 2.3765 | 35.6477 | 3265.9332 | 23558.0328 | 3270.8333 | 26823.966 | 3270.8333 | 23553.1327 | 8.201
AR - Water Source Heat Pump - Closed Loop/Direct Geoexchange - EER>=16.0, COP>=3.6 | BNI HVAC | ROB/NEW | 15 | N/A | 83% | 2684.4196 | 7189.661 | 3270.8333 | 3265.9332 | 23558.0328 | 1.3763 | 0.091754 | 0.50918 | 2.0171 | 7.2041 | AR - Water Source Heat Pump - Closed Loop/Direct Geoexchange - EER>=16.0, COP>=3.6 | 1 | 6.4237 | 2.3765 | 35.6477 | 3265.9332 | 23558.0328 | 3270.8333 | 26823.966 | 3270.8333 | 23553.1327 | 8.201
AR - Water Source Heat Pump - Closed Loop/Direct Geoexchange - EER>=13.4, COP>=3.1 | BNI HVAC | ROB/NEW | 15 | N/A | 83% | 2684.4196 | 7189.661 | 3270.8333 | 3265.9332 | 23558.0328 | 1.3763 | 0.091754 | 0.50918 | -1.5247 | 3.6623 | AR - Water Source Heat Pump - Closed Loop/Direct Geoexchange - EER>=13.4, COP>=3.1 | 0.5 | 3.2119 | 1.1883 | 17.8238 | 1632.9666 | 11779.0164 | 1635.4167 | 13411.983 | 1635.4167 | 11776.5663 | 8.201
AR - VFD for Milk Vacuum Pump | BNI Process | RET | 15 | 5 | 94% | 7470.6962 | 2263.5295 | 837.5 | 8974.5571 | 8399.7532 | 0.11181 | 0.0074541 | 0.36565 | 8.2472 | 8.994 | AR - VFD for Milk Vacuum Pump | 3 | 6.8713 | 22.471 | 337.0645 | 26923.6713 | 25199.2597 | 2512.5 | 52122.931 | 2512.5 | 49610.431 | 20.7454
AR - VFD for Milk Transfer Pump | BNI Process | RET | 15 | 5 | 94% | 1820.4407 | 596.5267 | 500 | 2186.8977 | 2213.6565 | 0.27394 | 0.018263 | 0.82834 | 14.9259 | 16.741 | AR - VFD for Milk Transfer Pump | 10 | 6.0361 | 18.2522 | 273.7835 | 21868.9775 | 22136.5652 | 5000 | 44005.5427 | 5000 | 39005.5427 | 8.8011
AR - Variable Frequency Drive >5-10 hp | BNI Process | RET | 15 | 5 | 94% | 17719.5906 | 1199.6443 | 1200 | 21286.5672 | 4451.7714 | 0.067544 | 0.0045029 | 0.98855 | 2.6374 | 3.126 | AR - Variable Frequency Drive >5-10 hp | 4 | 4.8556 | 71.0646 | 1065.9685 | 85146.2689 | 17807.0856 | 4800 | 102953.3545 | 4800 | 98153.3545 | 21.4486
AR - Variable Frequency Drive >= 10 hp | BNI Process | RET | 15 | 5 | 94% | 12799.55 | 923.7458 | 1131.25 | 15376.1161 | 3427.9373 | 0.08815 | 0.0058767 | 1.2103 | 7.2423 | 7.8789 | AR - Variable Frequency Drive >= 10 hp | 8 | 7.4778 | 102.6654 | 1539.9811 | 123008.9289 | 27423.4984 | 9050 | 150432.4273 | 9050 | 141382.4273 | 16.6224
AR - Variable Frequency Drive - 1-5 hp | BNI Process | RET | 15 | 5 | 94% | 6773.2835 | 1180.4538 | 750 | 8136.7543 | 4380.5573 | 0.11044 | 0.0073626 | 0.62789 | 3.1489 | 3.9188 | AR - Variable Frequency Drive - 1-5 hp | 5 | 5.9724 | 33.9554 | 509.3308 | 40683.7713 | 21902.7864 | 3750 | 62586.5577 | 3750 | 58836.5577 | 16.6897
AR - Uninterruptible Power Supply (UPS) | BNI Other | ROB/NEW | 10 | N/A | 94% | 6120 | 0 | 40 | 5220.2271 | 0 | 0.0065188 | 0.00065188 | N/A | 0.053112 | 0.10141 | AR - Uninterruptible Power Supply (UPS) | 0.25 | 0 | 1.534 | 15.3402 | 1305.0568 | 0 | 10 | 1305.0568 | 10 | 1295.0568 | 130.5057
AR - Strip Curtains for Display Cases | BNI Refrigeration | RET | 4 | 1.3333 | 94% | 2664.853 | 304.207 | 42 | 886.8863 | 521.2576 | 0.015719 | 0.0039299 | 0.13644 | 0.13052 | 0.24238 | AR - Strip Curtains for Display Cases | 0.5 | 0.15391 | 1.3359 | 5.3437 | 443.4431 | 260.6288 | 21 | 704.072 | 21 | 683.072 | 33.5272
AR - Steam Cooker - Electric | BNI Cooking and Laundry | RET | 12 | 4 | 94% | 3322.3 | 400.4186 | 1500 | 3343.233 | 1364.7074 | 0.45031 | 0.037526 | 3.7021 | 22.9969 | 25.6586 | AR - Steam Cooker - Electric | 0.25 | 0.10129 | 0.83276 | 9.9931 | 835.8082 | 341.1768 | 375 | 1176.9851 | 375 | 801.9851 | 3.1386
AR - Solar Space Heating System | BNI HVAC | ROB/NEW | 20 | N/A | 83% | 21196 | 0 | 2967.44 | 31270.9295 | 0 | 0.15814 | 0.0079069 | N/A | 2.295 | 3.4667 | AR - Solar Space Heating System | 0.5 | 0 | 9.3824 | 187.6478 | 15635.4647 | 0 | 1483.72 | 15635.4647 | 1483.72 | 14151.7447 | 10.538
AR - Solar Domestic Hot Water (DHW) System | BNI Domestic Hot Water (DHW) | ROB/NEW | 20 | N/A | 94% | 21196 | 0 | 2967.44 | 31358.2578 | 0 | 0.13963 | 0.0069817 | N/A | 1.9334 | 2.968 | AR - Solar Domestic Hot Water (DHW) System | 2 | 0 | 42.5034 | 850.0674 | 62716.5156 | 0 | 5934.88 | 62716.5156 | 5934.88 | 56781.6356 | 10.5674
AR - Smart thermostats for mini-split heat pumps | BNI HVAC | RET | 8 | 2.6667 | 83% | 564 | 0 | 30 | 382.1481 | 0 | 0.060083 | 0.0075104 | N/A | 2.5378 | 2.983 | AR - Smart thermostats for mini-split heat pumps | 20 | 0 | 9.9862 | 79.8893 | 7642.9616 | 0 | 600 | 7642.9616 | 600 | 7042.9616 | 12.7383
AR - Smart thermostats for in-floor heat | BNI HVAC | RET | 8 | 2.6667 | 83% | 312 | 0 | 30 | 211.4011 | 0 | 0.10861 | 0.013576 | N/A | 4.5876 | 5.3923 | AR - Smart thermostats for in-floor heat | 10 | 0 | 2.7621 | 22.097 | 2114.0107 | 0 | 300 | 2114.0107 | 300 | 1814.0107 | 7.0467
AR - Smart thermostats for electric baseboards | BNI HVAC | RET | 8 | 2.6667 | 83% | 312 | 0 | 30 | 211.4011 | 0 | 0.10861 | 0.013576 | N/A | 4.5876 | 5.3923 | AR - Smart thermostats for electric baseboards | 100 | 0 | 27.6213 | 220.9705 | 21140.1067 | 0 | 3000 | 21140.1067 | 3000 | 18140.1067 | 7.0467
AR - Smart thermostats for central air source heat pumps | BNI HVAC | RET | 8 | 2.6667 | 83% | 1128 | 0 | 30 | 764.2962 | 0 | 0.030042 | 0.0037552 | N/A | 1.2689 | 1.4915 | AR - Smart thermostats for central air source heat pumps | 1 | 0 | 0.99862 | 7.9889 | 764.2962 | 0 | 30 | 764.2962 | 30 | 734.2962 | 25.4765
AR - Small Single Package Heat Pump System - Commercial | BNI HVAC | RET | 18 | 6 | 83% | 10930.542 | 754.3332 | 2738.1667 | 15111.6519 | 2636.3299 | 0.28296 | 0.01572 | 4.0627 | 9.589 | 11.6346 | AR - Small Single Package Heat Pump System - Commercial | 2 | 1.3479 | 19.3536 | 348.3645 | 30223.3037 | 5272.6598 | 5476.3333 | 35495.9635 | 5476.3333 | 30019.6302 | 6.4817
AR - Small Multi-Zone Heat Pump - MURB (with baseline cooling) | BNI HVAC | RET | 18 | 6 | 83% | 8732.244 | 1688.2358 | 2335.6481 | 12072.4693 | 5900.2392 | 0.30213 | 0.016785 | 1.5484 | 9.69 | 11.7826 | AR - Small Multi-Zone Heat Pump - MURB (with baseline cooling) | 0.5 | 0.75419 | 3.8653 | 69.5758 | 6036.2346 | 2950.1196 | 1167.8241 | 8986.3542 | 1167.8241 | 7818.5302 | 7.695
AR - Small Multi-Zone Heat Pump - MURB (no baseline cooling) | BNI HVAC | RET | 18 | 6 | 83% | 7418.8754 | 2781.0566 | 1930.2083 | 10256.7157 | 9719.554 | 0.29388 | 0.016327 | 0.77681 | 11.1506 | 13.0687 | AR - Small Multi-Zone Heat Pump - MURB (no baseline cooling) | 0.5 | 1.2424 | 3.284 | 59.1113 | 5128.3579 | 4859.777 | 965.1042 | 9988.1349 | 965.1042 | 9023.0307 | 10.3493
AR - Small Multi-Zone Heat Pump - Commercial (with baseline cooling) | BNI HVAC | RET | 18 | 6 | 83% | 9335.8087 | 3316.5802 | 3220.6522 | 12906.9072 | 11591.163 | 0.38967 | 0.021649 | 1.0869 | 7.8911 | 10.4504 | AR - Small Multi-Zone Heat Pump - Commercial (with baseline cooling) | 8 | 23.7061 | 66.1198 | 1190.1566 | 103255.2575 | 92729.3038 | 25765.2174 | 195984.5613 | 25765.2174 | 170219.3439 | 7.6066
AR - Small Multi-Zone Heat Pump - Commercial (no baseline cooling) | BNI HVAC | RET | 18 | 6 | 83% | 9240.6756 | 3490.0209 | 3440.4762 | 12775.3842 | 12197.3235 | 0.42056 | 0.023364 | 1.1033 | 7.7404 | 10.4828 | AR - Small Multi-Zone Heat Pump - Commercial (no baseline cooling) | 8 | 24.9458 | 65.446 | 1178.0288 | 102203.0733 | 97578.5879 | 27523.8095 | 199781.6612 | 27523.8095 | 172257.8517 | 7.2585
AR - Small Ductless Mini-Split Heat Pump - MURB (with baseline cooling) | BNI HVAC | RET | 18 | 6 | 83% | 5608.254 | 1724.128 | 797.451 | 7753.5023 | 6025.6795 | 0.16062 | 0.0089231 | 0.51767 | 5.462 | 6.5332 | AR - Small Ductless Mini-Split Heat Pump - MURB (with baseline cooling) | 60 | 92.4273 | 297.8987 | 5362.1765 | 465210.1358 | 361540.7705 | 47847.0588 | 826750.9063 | 47847.0588 | 778903.8475 | 17.279
AR - Small Ductless Mini-Split Heat Pump - MURB (no baseline cooling) | BNI HVAC | RET | 18 | 6 | 83% | 4826.2225 | 1648.0739 | 778.5613 | 6672.331 | 5759.8767 | 0.18222 | 0.010123 | 0.52873 | 6.3068 | 7.5088 | AR - Small Ductless Mini-Split Heat Pump - MURB (no baseline cooling) | 140 | 206.1505 | 598.1706 | 10767.0705 | 934126.3454 | 806382.7424 | 108998.5784 | 1740509.0877 | 108998.5784 | 1631510.5093 | 15.9682
AR - Small Ductless Mini-Split Heat Pump - Commercial - HSPF>=12, SEER>=22 (with baseline cooling) | BNI HVAC | RET | 18 | 6 | 83% | 4966.1866 | 1982.091 | 897.1528 | 6865.8336 | 6927.2379 | 0.20406 | 0.011337 | 0.5066 | 7.1448 | 8.4664 | AR - Small Ductless Mini-Split Heat Pump - Commercial - HSPF>=12, SEER>=22 (with baseline cooling) | 5 | 8.8547 | 21.9828 | 395.6901 | 34329.1682 | 34636.1894 | 4485.7639 | 68965.3576 | 4485.7639 | 64479.5937 | 15.3743
AR - Small Ductless Mini-Split Heat Pump - Commercial - HSPF>=12, SEER>=22 (no baseline cooling) | BNI HVAC | RET | 18 | 6 | 83% | 5030.4266 | 1904.4927 | 902.9369 | 6954.6465 | 6656.0386 | 0.20275 | 0.011264 | 0.53064 | 7.091 | 8.4127 | AR - Small Ductless Mini-Split Heat Pump - Commercial - HSPF>=12, SEER>=22 (no baseline cooling) | 12 | 20.4193 | 53.4411 | 961.9406 | 83455.7584 | 79872.4632 | 10835.2432 | 163328.2215 | 10835.2432 | 152492.9783 | 15.0738
AR - Small Ductless Mini-Split Heat Pump - Commercial - HSPF>=11, SEER>=17 (with baseline cooling) | BNI HVAC | RET | 18 | 6 | 83% | 5390.7374 | 2176.9852 | 1061.9471 | 7452.7821 | 7608.3763 | 0.22252 | 0.012362 | 0.54597 | 5.6005 | 7.0396 | AR - Small Ductless Mini-Split Heat Pump - Commercial - HSPF>=11, SEER>=17 (with baseline cooling) | 20 | 38.9014 | 95.4482 | 1718.068 | 149055.6418 | 152167.5253 | 21238.9423 | 301223.1671 | 21238.9423 | 279984.2248 | 14.1826
AR - Small Ductless Mini-Split Heat Pump - Commercial - HSPF>=11, SEER>=17 (no baseline cooling) | BNI HVAC | RET | 18 | 6 | 83% | 6207.4598 | 2379.4021 | 990.9848 | 8581.914 | 8315.8062 | 0.18033 | 0.010018 | 0.46614 | 4.9793 | 6.1531 | AR - Small Ductless Mini-Split Heat Pump - Commercial - HSPF>=11, SEER>=17 (no baseline cooling) | 40 | 85.0369 | 219.8182 | 3956.727 | 343276.5606 | 332632.25 | 39639.3919 | 675908.8105 | 39639.3919 | 636269.4186 | 17.0514
AR - Small Centrally Ducted Split System Heat Pump - MURB | BNI HVAC | RET | 18 | 6 | 83% | 16433.3894 | 6443.6046 | 5208.3333 | 22719.4279 | 22519.845 | 0.358 | 0.019889 | 0.90467 | 4.0556 | 6.3794 | AR - Small Centrally Ducted Split System Heat Pump - MURB | 1 | 5.7572 | 14.5485 | 261.8722 | 22719.4279 | 22519.845 | 5208.3333 | 45239.2728 | 5208.3333 | 40030.9395 | 8.6859
AR - Small Centrally Ducted Split System Heat Pump - Commercial (with baseline cooling) | BNI HVAC | RET | 18 | 6 | 83% | 9049.1838 | 5243.2824 | 4687.5 | 12510.6436 | 18324.822 | 0.58512 | 0.032506 | 1.0006 | 8.1757 | 11.7616 | AR - Small Centrally Ducted Split System Heat Pump - Commercial (with baseline cooling) | 2 | 9.3694 | 16.0225 | 288.4042 | 25021.2872 | 36649.6439 | 9375 | 61670.9311 | 9375 | 52295.9311 | 6.5782
AR - Small Centrally Ducted Split System Heat Pump - Commercial (no baseline cooling) | BNI HVAC | RET | 18 | 6 | 83% | 9072.8407 | 3924.491 | 3866.4216 | 12543.3497 | 13715.7593 | 0.48137 | 0.026743 | 1.1027 | 9.1832 | 12.2684 | AR - Small Centrally Ducted Split System Heat Pump - Commercial (no baseline cooling) | 3 | 10.5192 | 24.0965 | 433.7373 | 37630.0491 | 41147.2779 | 11599.2647 | 78777.327 | 11599.2647 | 67178.0623 | 6.7916
AR - RTU with DCV only - 5 hp fan | BNI HVAC | RET | 10 | 3.3333 | 83% | 9261.7717 | 0 | 1550 | 7813.8641 | 0 | 0.18904 | 0.018904 | N/A | 1.549 | 2.9496 | AR - RTU with DCV only - 5 hp fan | 10 | 0 | 81.9943 | 819.9432 | 78138.6412 | 0 | 15500 | 78138.6412 | 15500 | 62638.6412 | 5.0412
AR - RTU with DCV only - 4 hp fan | BNI HVAC | RET | 10 | 3.3333 | 83% | 9261.7717 | 0 | 2000 | 7813.8641 | 0 | 0.24392 | 0.024392 | N/A | 0.62509 | 2.4323 | AR - RTU with DCV only - 4 hp fan | 1 | 0 | 8.1994 | 81.9943 | 7813.8641 | 0 | 2000 | 7813.8641 | 2000 | 5813.8641 | 3.9069
AR - RTU with DCV only - 3 hp fan | BNI HVAC | RET | 10 | 3.3333 | 83% | 9261.7717 | 0 | 1500 | 7813.8641 | 0 | 0.18294 | 0.018294 | N/A | 0.55957 | 1.915 | AR - RTU with DCV only - 3 hp fan | 1 | 0 | 8.1994 | 81.9943 | 7813.8641 | 0 | 1500 | 7813.8641 | 1500 | 6313.8641 | 5.2092
AR - RTU with DCV only - >= 7.5 hp fan | BNI HVAC | RET | 10 | 3.3333 | 83% | 9261.7717 | 0 | 2300 | 7813.8641 | 0 | 0.28051 | 0.028051 | N/A | 2.2491 | 4.3274 | AR - RTU with DCV only - >= 7.5 hp fan | 10 | 0 | 81.9943 | 819.9432 | 78138.6412 | 0 | 23000 | 78138.6412 | 23000 | 55138.6412 | 3.3973
AR - RTU with DCV and VFD - 5 hp fan | BNI HVAC | ROB/NEW | 10 | N/A | 83% | 10721.9524 | 1234.8 | 2850 | 9045.7725 | 3426.3263 | 0.30025 | 0.030025 | 2.5833 | 3.0803 | 5.2161 | AR - RTU with DCV and VFD - 5 hp fan | 10 | 11.0326 | 94.9213 | 949.2127 | 90457.7245 | 34263.2627 | 28500 | 124720.9872 | 28500 | 96220.9872 | 4.3762
AR - RTU with DCV and VFD - 4 hp fan | BNI HVAC | ROB/NEW | 10 | N/A | 83% | 8969.3021 | 956.8684 | 2300 | 7567.1168 | 2655.1209 | 0.28965 | 0.028965 | 2.6903 | 3.0598 | 5.1264 | AR - RTU with DCV and VFD - 4 hp fan | 10 | 8.5493 | 79.4051 | 794.0509 | 75671.1678 | 26551.209 | 23000 | 102222.3768 | 23000 | 79222.3768 | 4.4445
AR - RTU with DCV and VFD - 3 hp fan | BNI HVAC | ROB/NEW | 10 | N/A | 83% | 7216.6518 | 678.9368 | 1700 | 6088.4611 | 1883.9155 | 0.26609 | 0.026609 | 2.8025 | 3.0854 | 4.9922 | AR - RTU with DCV and VFD - 3 hp fan | 10 | 6.0661 | 63.8889 | 638.889 | 60884.6111 | 18839.1554 | 17000 | 79723.7665 | 17000 | 62723.7665 | 4.6896
AR - RTU with DCV and VFD - >= 7.5 hp fan | BNI HVAC | ROB/NEW | 10 | N/A | 83% | 15551.7681 | 2151.576 | 4300 | 13120.5354 | 5970.1987 | 0.31232 | 0.031232 | 2.2368 | 3.0694 | 5.2734 | AR - RTU with DCV and VFD - >= 7.5 hp fan | 10 | 19.2237 | 137.6796 | 1376.7955 | 131205.3539 | 59701.9871 | 43000 | 190907.341 | 43000 | 147907.341 | 4.4397
AR - Roadway lighting >=15,000 lm | BNI Lighting | RET | 4.5667 | 1.5222 | 94% | 200 | 38 | 35 | 79.8479 | 73.0279 | 0.17454 | 0.038221 | 0.91024 | 25.5542 | 26.7645 | AR - Roadway lighting >=15,000 lm | 500 | 19.2257 | 100.2627 | 457.8664 | 39923.9587 | 36513.9693 | 17500 | 76437.9279 | 17500 | 58937.9279 | 4.3679
AR - Roadway lighting <15,000 lm | BNI Lighting | RET | 4.5667 | 1.5222 | 94% | 153.846 | 33 | 15 | 61.4214 | 63.419 | 0.097245 | 0.021294 | 0.44921 | 33.8397 | 34.5085 | AR - Roadway lighting <15,000 lm | 500 | 16.696 | 77.1251 | 352.2046 | 30710.7067 | 31709.4996 | 7500 | 62420.2064 | 7500 | 54920.2064 | 8.3227
AR - Refrigerator - Solid Door | BNI Cooking and Laundry | RET | 12 | 4 | 94% | 641.4286 | 73.2224 | 130.9833 | 645.47 | 249.5568 | 0.20367 | 0.016973 | 1.7678 | 90.0636 | 91.5129 | AR - Refrigerator - Solid Door | 0.25 | 0.018523 | 0.16078 | 1.9293 | 161.3675 | 62.3892 | 32.7458 | 223.7567 | 32.7458 | 191.0109 | 6.8331
AR - Refrigerator - Glass Door >=15 ft^3 | BNI Cooking and Laundry | RET | 12 | 4 | 94% | 2321.6364 | 237.6007 | 176 | 2336.2644 | 809.791 | 0.07561 | 0.0063008 | 0.73204 | 29.983 | 30.5232 | AR - Refrigerator - Glass Door >=15 ft^3 | 1 | 0.24042 | 2.3277 | 27.9328 | 2336.2644 | 809.791 | 176 | 3146.0554 | 176 | 2970.0554 | 17.8753
AR - Refrigerator - Glass Door <15 ft^3 | BNI Cooking and Laundry | RET | 12 | 4 | 94% | 177 | 21.3328 | 67.8533 | 178.1152 | 72.7066 | 0.38235 | 0.031862 | 3.1434 | 260.6217 | 263.3365 | AR - Refrigerator - Glass Door <15 ft^3 | 1 | 0.021586 | 0.17746 | 2.1296 | 178.1152 | 72.7066 | 67.8533 | 250.8219 | 67.8533 | 182.9685 | 3.6965
AR - Refrigerated Vending Machine Controls | BNI Refrigeration | RET | 5 | 1.6667 | 94% | 1431.384 | 163.4 | 50 | 621.4173 | 340.0467 | 0.03484 | 0.0069679 | 0.3024 | 1.0716 | 1.3196 | AR - Refrigerated Vending Machine Controls | 0.25 | 0.041335 | 0.35879 | 1.7939 | 155.3543 | 85.0117 | 12.5 | 240.366 | 12.5 | 227.866 | 19.2293
AR - Pool Pump | BNI Other | ROB/NEW | 10 | N/A | 94% | 2174 | 0 | 350 | 1854.3748 | 0 | 0.16057 | 0.016057 | N/A | 3.8575 | 5.0472 | AR - Pool Pump | 1 | 0 | 2.1797 | 21.7971 | 1854.3748 | 0 | 350 | 1854.3748 | 350 | 1504.3748 | 5.2982
AR - Packaged Terminal Heat Pump | BNI HVAC | ROB/NEW | 15 | N/A | 83% | 2670.2171 | 0 | 700 | 3248.654 | 0 | 0.29612 | 0.019741 | N/A | -1.1828 | 1.0112 | AR - Packaged Terminal Heat Pump | 100 | 0 | 236.3939 | 3545.9083 | 324865.404 | 0 | 70000 | 324865.404 | 70000 | 254865.404 | 4.6409
AR - Oven - Electric - Convection | BNI Cooking and Laundry | RET | 12 | 4 | 94% | 4549.6667 | 1113.2187 | 650 | 4578.3329 | 3794.0735 | 0.14249 | 0.011874 | 0.57704 | 19.6204 | 20.5905 | AR - Oven - Electric - Convection | 0.25 | 0.28161 | 1.1404 | 13.6849 | 1144.5832 | 948.5184 | 162.5 | 2093.1016 | 162.5 | 1930.6016 | 12.8806
AR - Oven - Electric - Combination | BNI Cooking and Laundry | RET | 12 | 4 | 94% | 6120.5 | 1289.0509 | 1500 | 6159.0637 | 4393.345 | 0.24444 | 0.02037 | 1.15 | 28.1164 | 29.7996 | AR - Oven - Electric - Combination | 10 | 13.0437 | 61.3658 | 736.3895 | 61590.6369 | 43933.4495 | 15000 | 105524.0865 | 15000 | 90524.0865 | 7.0349
AR - Outside Air Economizer | BNI Refrigeration | RET | 15 | 5 | 94% | 5997.597 | 2002 | 2000 | 7129.8709 | 7429.241 | 0.33259 | 0.022173 | 0.98727 | 8.9269 | 11.1263 | AR - Outside Air Economizer | 10 | 20.2579 | 60.1335 | 902.003 | 71298.7091 | 74292.4097 | 20000 | 145591.1189 | 20000 | 125591.1189 | 7.2796
AR - Open to Closed Cooler Conversion | BNI Refrigeration | RET | 12 | 4 | 94% | 608.2725 | 62.5 | 25 | 604.0916 | 213.0126 | 0.040992 | 0.003416 | 0.3953 | 8.4955 | 8.7883 | AR - Open to Closed Cooler Conversion | 0.5 | 0.031621 | 0.30494 | 3.6592 | 302.0458 | 106.5063 | 12.5 | 408.5521 | 12.5 | 396.0521 | 32.6842
AR - Occupancy Sensor - Wall-Switch Mounted | BNI Lighting | RET | 10 | 3.3333 | 94% | 146.4505 | 28.6359 | 15 | 126.3369 | 89.9898 | 0.10216 | 0.010216 | 0.51767 | 5.9125 | 6.6195 | AR - Occupancy Sensor - Wall-Switch Mounted | 40 | 1.159 | 5.8734 | 58.7341 | 5053.4764 | 3599.5925 | 600 | 8653.0689 | 600 | 8053.0689 | 14.4218
AR - Occupancy Sensor - Fixture Mounted | BNI Lighting | RET | 10 | 3.3333 | 94% | 106.953 | 14.5186 | 15 | 92.264 | 45.6253 | 0.13988 | 0.013988 | 1.021 | 6.3656 | 7.3537 | AR - Occupancy Sensor - Fixture Mounted | 130 | 1.9098 | 13.9404 | 139.4041 | 11994.32 | 5931.2935 | 1950 | 17925.6135 | 1950 | 15975.6135 | 9.1926
AR - Occupancy Sensor - Exterior | BNI Lighting | RET | 10 | 3.3333 | 94% | 47.6053 | 24.9331 | 10 | 41.0672 | 78.3535 | 0.20951 | 0.020951 | 0.39636 | 16.2762 | 17.5818 | AR - Occupancy Sensor - Exterior | 10 | 0.25229 | 0.4773 | 4.773 | 410.672 | 783.535 | 100 | 1194.207 | 100 | 1094.207 | 11.9421
AR - Occupancy Sensor - Ceiling or Wall Remote Mounted | BNI Lighting | RET | 10 | 3.3333 | 94% | 163.1654 | 35.3354 | 30 | 140.7562 | 111.0432 | 0.18338 | 0.018338 | 0.83904 | 7.364 | 8.6243 | AR - Occupancy Sensor - Ceiling or Wall Remote Mounted | 15 | 0.53633 | 2.4539 | 24.5391 | 2111.343 | 1665.6485 | 450 | 3776.9915 | 450 | 3326.9915 | 8.3933
AR - No Loss Drain | BNI Process | ROB/NEW | 15 | N/A | 94% | 4044.7401 | 1181.5759 | 120 | 4858.9516 | 4384.7215 | 0.02959 | 0.0019727 | 0.10037 | 0.24765 | 0.44599 | AR - No Loss Drain | 0.25 | 0.2989 | 1.0138 | 15.2076 | 1214.7379 | 1096.1804 | 30 | 2310.9183 | 30 | 2280.9183 | 77.0306
AR - Natural Ventilation - Year-round | BNI Process | RET | 15 | 5 | 94% | 7581.0265 | 866.7889 | 882.8571 | 9107.097 | 3216.5753 | 0.11615 | 0.0077434 | 1.0066 | 61.2477 | 62.0741 | AR - Natural Ventilation - Year-round | 1 | 0.87709 | 7.6009 | 114.0141 | 9107.097 | 3216.5753 | 882.8571 | 12323.6723 | 882.8571 | 11440.8152 | 13.9589
AR - Natural Ventilation - Winter Only | BNI Process | RET | 15 | 5 | 94% | 3103.5429 | 297.6 | 192 | 3728.2901 | 1104.3667 | 0.061703 | 0.0041135 | 0.63759 | 152.1617 | 152.6035 | AR - Natural Ventilation - Winter Only | 0.5 | 0.15057 | 1.5558 | 23.3377 | 1864.145 | 552.1833 | 96 | 2416.3284 | 96 | 2320.3284 | 25.1701
AR - Milk Pre-cooler - 50+ Plates | BNI Process | RET | 15 | 5 | 94% | 11539.9572 | 3958.6426 | 1400 | 13862.9656 | 14690.1649 | 0.121 | 0.0080666 | 0.3495 | 6.5672 | 7.365 | AR - Milk Pre-cooler - 50+ Plates | 3 | 12.017 | 34.7108 | 520.6623 | 41588.8967 | 44070.4946 | 4200 | 85659.3913 | 4200 | 81459.3913 | 20.3951
AR - Milk Pre-cooler - 10-49 Plates | BNI Process | RET | 15 | 5 | 94% | 6917.0768 | 1766.381 | 750 | 8309.4933 | 6554.88 | 0.10814 | 0.0072095 | 0.41961 | 5.4755 | 6.2092 | AR - Milk Pre-cooler - 10-49 Plates | 0.1 | 0.17874 | 0.69352 | 10.4029 | 830.9493 | 655.488 | 75 | 1486.4373 | 75 | 1411.4373 | 19.8192
AR - Low-Energy or Zero-Energy Livestock Waterer | BNI Process | RET | 10 | 3.3333 | 94% | 1553.1 | 567.294 | 100 | 1324.7606 | 1782.7484 | 0.064219 | 0.0064219 | 0.17421 | 7.6199 | 8.0403 | AR - Low-Energy or Zero-Energy Livestock Waterer | 0.2 | 0.11481 | 0.31144 | 3.1144 | 264.9521 | 356.5497 | 20 | 621.5018 | 20 | 601.5018 | 31.0751
AR - Low Temperature Dishwasher - Under-Counter | BNI Cooking and Laundry | ROB/NEW | 10 | N/A | 94% | 6182 | 745.0826 | 400 | 5288.9183 | 2341.4576 | 0.064534 | 0.0064534 | 0.53055 | 1.2706 | 1.6784 | AR - Low Temperature Dishwasher - Under-Counter | 0.25 | 0.18848 | 1.5496 | 15.4956 | 1322.2296 | 585.3644 | 100 | 1907.594 | 100 | 1807.594 | 19.0759
AR - Low Temperature Dishwasher - Single-Tank Door Type | BNI Cooking and Laundry | ROB/NEW | 15 | N/A | 94% | 17255 | 2079.6508 | 1500 | 20795.5825 | 7717.396 | 0.086704 | 0.0057802 | 0.71281 | 0.073795 | 0.5558 | AR - Low Temperature Dishwasher - Single-Tank Door Type | 0.25 | 0.52609 | 4.3251 | 64.8762 | 5198.8956 | 1929.349 | 375 | 7128.2446 | 375 | 6753.2446 | 19.0087
AR - Low Temperature Dishwasher - Single-Tank Conveyor | BNI Cooking and Laundry | ROB/NEW | 20 | N/A | 94% | 15378 | 1853.4262 | 1250 | 22370.2948 | 7628.8184 | 0.081072 | 0.0040536 | 0.66651 | 0.22424 | 0.68421 | AR - Low Temperature Dishwasher - Single-Tank Conveyor | 0.25 | 0.46886 | 3.8546 | 77.092 | 5592.5737 | 1907.2046 | 312.5 | 7499.7783 | 312.5 | 7187.2783 | 23.9993
AR - Low Temperature Dishwasher - Multi-Tank Conveyor | BNI Cooking and Laundry | ROB/NEW | 20 | N/A | 94% | 22863 | 2755.5523 | 1750 | 33258.6845 | 11342.0259 | 0.076342 | 0.0038171 | 0.62762 | 0.026458 | 0.46191 | AR - Low Temperature Dishwasher - Multi-Tank Conveyor | 0.25 | 0.69707 | 5.7308 | 114.6153 | 8314.6711 | 2835.5065 | 437.5 | 11150.1776 | 437.5 | 10712.6776 | 25.4861
AR - Large ASHP - 65 to 135 kBTU/h - High Heat COP>=3.6, Low Heat COP>=2.45, EER>=11.9 (with baseline cooling) | BNI HVAC | ROB/NEW | 20 | N/A | 83% | 28866.9023 | 12627.4167 | 5104.1667 | 42587.982 | 45893.0286 | 0.19973 | 0.0099863 | 0.45241 | -0.96647 | 0.31166 | AR - Large ASHP - 65 to 135 kBTU/h - High Heat COP>=3.6, Low Heat COP>=2.45, EER>=11.9 (with baseline cooling) | 0.5 | 5.6411 | 12.7779 | 255.5582 | 21293.991 | 22946.5143 | 2552.0833 | 44240.5053 | 2552.0833 | 41688.422 | 17.3351
AR - Large ASHP - 65 to 135 kBTU/h - High Heat COP>=3.6, Low Heat COP>=2.45, EER>=11.9 (no baseline cooling) | BNI HVAC | ROB/NEW | 20 | N/A | 83% | 28866.9023 | 12627.4167 | 5104.1667 | 42587.982 | 45893.0286 | 0.19973 | 0.0099863 | 0.45241 | 0.51139 | 1.7895 | AR - Large ASHP - 65 to 135 kBTU/h - High Heat COP>=3.6, Low Heat COP>=2.45, EER>=11.9 (no baseline cooling) | 0.5 | 5.6411 | 12.7779 | 255.5582 | 21293.991 | 22946.5143 | 2552.0833 | 44240.5053 | 2552.0833 | 41688.422 | 17.3351
AR - Large ASHP - 65 to 135 kBTU/h - High Heat COP>=3.4, Low Heat COP>=2.25, EER>=11 (with baseline cooling) | BNI HVAC | ROB/NEW | 20 | N/A | 83% | 28765.7747 | 1481.143 | 4476.9737 | 42438.7862 | 5383.0599 | 0.1758 | 0.00879 | 3.383 | -1.0416 | 0.23719 | AR - Large ASHP - 65 to 135 kBTU/h - High Heat COP>=3.4, Low Heat COP>=2.25, EER>=11 (with baseline cooling) | 0.5 | 0.66168 | 12.7331 | 254.6629 | 21219.3931 | 2691.5299 | 2238.4868 | 23910.923 | 2238.4868 | 21672.4362 | 10.6817
AR - Large ASHP - 65 to 135 kBTU/h - High Heat COP>=3.4, Low Heat COP>=2.25, EER>=11 (no baseline cooling) | BNI HVAC | ROB/NEW | 20 | N/A | 83% | 21702.331 | 0 | 5127.5 | 32017.9308 | 0 | 0.26688 | 0.013344 | N/A | 0.87029 | 2.8476 | AR - Large ASHP - 65 to 135 kBTU/h - High Heat COP>=3.4, Low Heat COP>=2.25, EER>=11 (no baseline cooling) | 0.5 | 0 | 9.6065 | 192.1304 | 16008.9654 | 0 | 2563.75 | 16008.9654 | 2563.75 | 13445.2154 | 6.2444
AR - Large ASHP - 135 to 240 kBTU/h - High Heat COP>=3.5, Low Heat COP>=2.25, EER>=11.4 (with baseline cooling) | BNI HVAC | ROB/NEW | 20 | N/A | 83% | 39099.1749 | 9683.0851 | 7291.6667 | 57683.8809 | 35192.1626 | 0.21065 | 0.010533 | 0.84282 | -0.72827 | 0.7045 | AR - Large ASHP - 135 to 240 kBTU/h - High Heat COP>=3.5, Low Heat COP>=2.25, EER>=11.4 (with baseline cooling) | 0.5 | 4.3258 | 17.3072 | 346.1444 | 28841.9405 | 17596.0813 | 3645.8333 | 46438.0217 | 3645.8333 | 42792.1884 | 12.7373
AR - Large ASHP - 135 to 240 kBTU/h - High Heat COP>=3.5, Low Heat COP>=2.25, EER>=11.4 (no baseline cooling) | BNI HVAC | ROB/NEW | 20 | N/A | 83% | 52151.3718 | 12651.3142 | 7291.6667 | 76940.0768 | 45979.8816 | 0.15793 | 0.0078966 | 0.64508 | 0.50054 | 1.5765 | AR - Large ASHP - 135 to 240 kBTU/h - High Heat COP>=3.5, Low Heat COP>=2.25, EER>=11.4 (no baseline cooling) | 0.5 | 5.6518 | 23.0848 | 461.6953 | 38470.0384 | 22989.9408 | 3645.8333 | 61459.9792 | 3645.8333 | 57814.1459 | 16.8576
AR - Large ASHP - 135 to 240 kBTU/h - High Heat COP>=3.2, Low Heat COP>=2.05, EER>=10.4 (with baseline cooling) | BNI HVAC | ROB/NEW | 20 | N/A | 83% | 54499.2213 | 7253.4354 | 6508.3333 | 80403.9113 | 26361.8543 | 0.13489 | 0.0067447 | 1.0043 | -0.43958 | 0.51407 | AR - Large ASHP - 135 to 240 kBTU/h - High Heat COP>=3.2, Low Heat COP>=2.05, EER>=10.4 (with baseline cooling) | 0.5 | 3.2404 | 24.124 | 482.4807 | 40201.9557 | 13180.9271 | 3254.1667 | 53382.8828 | 3254.1667 | 50128.7161 | 16.4045
AR - Large ASHP - 135 to 240 kBTU/h - High Heat COP>=3.2, Low Heat COP>=2.05, EER>=10.4 (no baseline cooling) | BNI HVAC | ROB/NEW | 20 | N/A | 83% | 33712.9967 | 0 | 8925 | 49737.5327 | 0 | 0.29903 | 0.014952 | N/A | 0.76612 | 2.9817 | AR - Large ASHP - 135 to 240 kBTU/h - High Heat COP>=3.2, Low Heat COP>=2.05, EER>=10.4 (no baseline cooling) | 0.5 | 0 | 14.923 | 298.4606 | 24868.7663 | 0 | 4462.5 | 24868.7663 | 4462.5 | 20406.2663 | 5.5728
AR - Kitchen Exhaust Demand Controlled Ventilation (DCV) | BNI Cooking and Laundry | RET | 15 | 5 | 94% | 3364.5 | 387.6 | 637.5 | 4054.8674 | 1438.3486 | 0.18898 | 0.012599 | 1.6254 | 4.3096 | 5.6539 | AR - Kitchen Exhaust Demand Controlled Ventilation (DCV) | 10 | 3.9221 | 33.7334 | 506.0008 | 40548.6742 | 14383.4855 | 6375 | 54932.1597 | 6375 | 48557.1597 | 8.6168
AR - Intelligent Freezer Defrost Controls | BNI Refrigeration | RET | 10 | 3.3333 | 94% | 807.3735 | 1297.8063 | 150 | 682.1346 | 4078.418 | 0.1853 | 0.01853 | 0.11422 | 5.7034 | 6.5725 | AR - Intelligent Freezer Defrost Controls | 0.2 | 0.26265 | 0.1619 | 1.619 | 136.4269 | 815.6836 | 30 | 952.1105 | 30 | 922.1105 | 31.737
AR - Integrated Dual Enthalpy Economizer Controls | BNI HVAC | RET | 10 | 3.3333 | 83% | 1159.9765 | 268.5 | 250 | 978.6355 | 745.0345 | 0.24345 | 0.024345 | 1.0421 | 12.2424 | 13.9071 | AR - Integrated Dual Enthalpy Economizer Controls | 0.25 | 0.059974 | 0.25673 | 2.5673 | 244.6589 | 186.2586 | 62.5 | 430.9175 | 62.5 | 368.4175 | 6.8947
AR - Indoor - Horticultural Lighting | BNI Lighting | RET | 2.7667 | 0.92222 | 94% | 2058.176 | 512.2465 | 90 | 448.5328 | 643.0394 | 0.043613 | 0.015764 | 0.17363 | 0.3253 | 0.62182 | AR - Indoor - Horticultural Lighting | 150 | 77.7499 | 309.5374 | 856.3869 | 67279.9259 | 96455.9083 | 13500 | 163735.8342 | 13500 | 150235.8342 | 12.1286
AR - Indoor - Four-Pin Base Replacement Lamp for CFL | BNI Lighting | RET | 3.9667 | 1.3222 | 94% | 78.6954 | 10.9788 | 5 | 26.5828 | 18.6785 | 0.06337 | 0.015976 | 0.45007 | 2.5798 | 3.0268 | AR - Indoor - Four-Pin Base Replacement Lamp for CFL | 7 | 0.077765 | 0.55231 | 2.1908 | 186.0797 | 130.7493 | 35 | 316.829 | 35 | 281.829 | 9.0523
AR - Ice Maker - Self-Contained | BNI Cooking and Laundry | ROB/NEW | 10 | N/A | 94% | 1280 | 321.7709 | 150 | 1095.085 | 1011.1805 | 0.11688 | 0.011688 | 0.4607 | 1.7159 | 2.5099 | AR - Ice Maker - Self-Contained | 0.25 | 0.081398 | 0.32084 | 3.2084 | 273.7712 | 252.7951 | 37.5 | 526.5664 | 37.5 | 489.0664 | 14.0418
AR - Ice Maker - Remote Condensing Unit - 400-1000 lb/day | BNI Cooking and Laundry | ROB/NEW | 10 | N/A | 94% | 1552 | 187.0541 | 200 | 1327.7906 | 587.8263 | 0.12853 | 0.012853 | 1.0567 | 1.6437 | 2.1339 | AR - Ice Maker - Remote Condensing Unit - 400-1000 lb/day | 0.25 | 0.047319 | 0.38902 | 3.8902 | 331.9476 | 146.9566 | 50 | 478.9042 | 50 | 428.9042 | 9.5781
AR - Ice Maker - Remote Condensing Unit - 1000-2000 lb/day | BNI Cooking and Laundry | ROB/NEW | 10 | N/A | 94% | 3131.5 | 377.4226 | 300 | 2679.1083 | 1186.0684 | 0.09555 | 0.009555 | 0.78553 | 1.2955 | 1.7709 | AR - Ice Maker - Remote Condensing Unit - 1000-2000 lb/day | 0.25 | 0.095477 | 0.78493 | 7.8493 | 669.7771 | 296.5171 | 75 | 966.2942 | 75 | 891.2942 | 12.8839
AR - Ice Maker - Remote Condensing Unit - >2000 lb/day | BNI Cooking and Laundry | ROB/NEW | 10 | N/A | 94% | 5872 | 707.72 | 600 | 5023.7024 | 2224.0439 | 0.10191 | 0.010191 | 0.83784 | 0.65986 | 1.2493 | AR - Ice Maker - Remote Condensing Unit - >2000 lb/day | 0.5 | 0.35806 | 2.9437 | 29.4371 | 2511.8512 | 1112.0219 | 300 | 3623.8732 | 300 | 3323.8732 | 12.0796
AR - Ice Maker - Ice Making Head - 750-1000 lb/day | BNI Cooking and Laundry | ROB/NEW | 10 | N/A | 94% | 1838 | 221.5241 | 250 | 1572.4736 | 696.15 | 0.13566 | 0.013566 | 1.1153 | 2.3049 | 3.2681 | AR - Ice Maker - Ice Making Head - 750-1000 lb/day | 0.5 | 0.11208 | 0.92141 | 9.2141 | 786.2368 | 348.075 | 125 | 1134.3118 | 125 | 1009.3118 | 9.0745
AR - Ice Maker - Ice Making Head - 500-750 lb/day | BNI Cooking and Laundry | ROB/NEW | 10 | N/A | 94% | 1085 | 130.7691 | 200 | 928.2556 | 410.9482 | 0.18385 | 0.018385 | 1.5115 | 3.1302 | 4.4356 | AR - Ice Maker - Ice Making Head - 500-750 lb/day | 0.5 | 0.066161 | 0.54393 | 5.4393 | 464.1278 | 205.4741 | 100 | 669.6019 | 100 | 569.6019 | 6.696
AR - Ice Maker - Ice Making Head - 200-500 lb/day | BNI Cooking and Laundry | ROB/NEW | 10 | N/A | 94% | 469 | 53.5388 | 150 | 401.246 | 168.2483 | 0.31899 | 0.031899 | 2.7688 | 5.4623 | 7.7322 | AR - Ice Maker - Ice Making Head - 200-500 lb/day | 10 | 0.54175 | 4.7023 | 47.0232 | 4012.4599 | 1682.4826 | 1500 | 5694.9425 | 1500 | 4194.9425 | 3.7966
AR - Ice Maker - Ice Making Head - >1000 lb/day | BNI Cooking and Laundry | ROB/NEW | 10 | N/A | 94% | 2595 | 312.7612 | 300 | 2220.1137 | 982.8668 | 0.1153 | 0.01153 | 0.94794 | 1.7722 | 2.5909 | AR - Ice Maker - Ice Making Head - >1000 lb/day | 0.25 | 0.079119 | 0.65045 | 6.5045 | 555.0284 | 245.7167 | 75 | 800.7451 | 75 | 725.7451 | 10.6766
AR - HVAC Hotel Occupancy Sensor - Without building integrated intelligent control | BNI HVAC | RET | 8 | 2.6667 | 83% | 438.69 | 90 | 50 | 297.2421 | 219.2749 | 0.12874 | 0.016093 | 0.6218 | 2.6827 | 3.5708 | AR - HVAC Hotel Occupancy Sensor - Without building integrated intelligent control | 250 | 20.1031 | 97.0929 | 776.7431 | 74310.524 | 54818.7177 | 12500 | 129129.2417 | 12500 | 116629.2417 | 10.3303
AR - HVAC Hotel Occupancy Sensor - With building integrated intelligent control | BNI HVAC | RET | 8 | 2.6667 | 83% | 438.69 | 90 | 75 | 297.2421 | 219.2749 | 0.19311 | 0.024139 | 0.93269 | 7.521 | 8.8532 | AR - HVAC Hotel Occupancy Sensor - With building integrated intelligent control | 60 | 4.8247 | 23.3023 | 186.4183 | 17834.5257 | 13156.4923 | 4500 | 30991.018 | 4500 | 26491.018 | 6.8869
AR - HVAC Air-to-Water Heat Pump | BNI HVAC | ROB/NEW | 15 | N/A | 83% | 18266.9678 | 4239.106 | 5052.0833 | 22224.0578 | 13890.0846 | 0.3124 | 0.020827 | 1.3339 | 2.2394 | 4.3753 | AR - HVAC Air-to-Water Heat Pump | 2 | 7.575 | 32.3434 | 485.1515 | 44448.1157 | 27780.1692 | 10104.1667 | 72228.2849 | 10104.1667 | 62124.1182 | 7.1484
AR - Hot Food Holding Cabinet - Full Size - Interior Volume >=20 ft^3 | BNI Cooking and Laundry | ROB/NEW | 12 | N/A | 94% | 1914 | 230.684 | 900 | 1926.0596 | 786.2173 | 0.46899 | 0.039082 | 3.8556 | 10.5913 | 13.9213 | AR - Hot Food Holding Cabinet - Full Size - Interior Volume >=20 ft^3 | 0.5 | 0.11671 | 0.95951 | 11.5142 | 963.0298 | 393.1087 | 450 | 1356.1385 | 450 | 906.1385 | 3.0136
AR - Hot Food Holding Cabinet - 1/2 and 3/4 Size - Interior Volume <20 ft^3 | BNI Cooking and Laundry | ROB/NEW | 12 | N/A | 94% | 1040 | 125.3455 | 399.8 | 1046.5528 | 427.2027 | 0.38342 | 0.031951 | 3.1521 | 1.5111 | 4.2335 | AR - Hot Food Holding Cabinet - 1/2 and 3/4 Size - Interior Volume <20 ft^3 | 0.5 | 0.063417 | 0.52137 | 6.2564 | 523.2764 | 213.6014 | 199.9 | 736.8778 | 199.9 | 536.9778 | 3.6862
AR - High Volume Low Speed Fan - 24+ ft | BNI Process | RET | 15 | 5 | 94% | 14311.2603 | 4388.5037 | 2000 | 17192.1356 | 16285.3404 | 0.13938 | 0.0092923 | 0.45039 | 6.5202 | 7.4501 | AR - High Volume Low Speed Fan - 24+ ft | 2 | 8.8813 | 28.6977 | 430.4657 | 34384.2712 | 32570.6807 | 4000 | 66954.952 | 4000 | 62954.952 | 16.7387
AR - High Volume Low Speed Fan - 16-22 ft | BNI Process | RET | 15 | 5 | 94% | 12906.0325 | 3839.2712 | 1000 | 15504.0337 | 14247.1884 | 0.07728 | 0.005152 | 0.25741 | 6.2983 | 6.8154 | AR - High Volume Low Speed Fan - 16-22 ft | 2 | 7.7698 | 25.8799 | 388.1981 | 31008.0674 | 28494.3768 | 2000 | 59502.4442 | 2000 | 57502.4442 | 29.7512
AR - High Temperature Dishwasher - Under-Counter | BNI Cooking and Laundry | ROB/NEW | 10 | N/A | 94% | 2133.64 | 462.4805 | 400 | 1825.404 | 1453.3669 | 0.18698 | 0.018698 | 0.85475 | 4.8818 | 6.0104 | AR - High Temperature Dishwasher - Under-Counter | 5 | 2.3399 | 10.6962 | 106.9623 | 9127.0201 | 7266.8344 | 2000 | 16393.8545 | 2000 | 14393.8545 | 8.1969
AR - High Temperature Dishwasher - Single-Tank Door Type | BNI Cooking and Laundry | ROB/NEW | 15 | N/A | 94% | 2157.5 | 1300.2648 | 1100 | 2600.2011 | 4825.1652 | 0.50851 | 0.033901 | 0.83605 | 8.2221 | 9.9144 | AR - High Temperature Dishwasher - Single-Tank Door Type | 10 | 13.1571 | 21.6317 | 324.4752 | 26002.0106 | 48251.6525 | 11000 | 74253.663 | 11000 | 63253.663 | 6.7503
AR - High Temperature Dishwasher - Single-Tank Conveyor | BNI Cooking and Laundry | ROB/NEW | 20 | N/A | 94% | 10204 | 1229.8323 | 1100 | 14843.7045 | 5062.0668 | 0.10752 | 0.0053759 | 0.88393 | 0.46862 | 1.1474 | AR - High Temperature Dishwasher - Single-Tank Conveyor | 5 | 6.2222 | 51.154 | 1023.0807 | 74218.5227 | 25310.3338 | 5500 | 99528.8565 | 5500 | 94028.8565 | 18.0962
AR - High Temperature Dishwasher - Pot, Pan and Utensil | BNI Cooking and Laundry | ROB/NEW | 10 | N/A | 94% | 10979 | 1323.2388 | 450 | 9392.9205 | 4158.3409 | 0.04088 | 0.004088 | 0.33608 | 1.7883 | 2.0669 | AR - High Temperature Dishwasher - Pot, Pan and Utensil | 5 | 6.6948 | 55.0392 | 550.3921 | 46964.6023 | 20791.7045 | 2250 | 67756.3068 | 2250 | 65506.3068 | 30.1139
AR - High Temperature Dishwasher - Multi-Tank Conveyor | BNI Cooking and Laundry | ROB/NEW | 20 | N/A | 94% | 45074 | 5432.5227 | 2000 | 65568.9082 | 22360.6034 | 0.044255 | 0.0022128 | 0.36383 | -0.020407 | 0.26367 | AR - High Temperature Dishwasher - Multi-Tank Conveyor | 5 | 27.4853 | 225.9621 | 4519.2414 | 327844.5408 | 111803.0169 | 10000 | 439647.5577 | 10000 | 429647.5577 | 43.9648
AR - High Efficiency Ventilation Fan - 48+ in | BNI Process | RET | 15 | 5 | 94% | 2021.2478 | 267.5506 | 95 | 2428.1276 | 992.8561 | 0.046878 | 0.0031252 | 0.3509 | 6.2308 | 6.5623 | AR - High Efficiency Ventilation Fan - 48+ in | 2 | 0.54146 | 4.0531 | 60.7967 | 4856.2553 | 1985.7122 | 190 | 6841.9675 | 190 | 6651.9675 | 36.0104
AR - High Efficiency Ventilation Fan - 36-47 in | BNI Process | RET | 15 | 5 | 94% | 3308.3214 | 356.608 | 75 | 3974.2909 | 1323.3402 | 0.022611 | 0.0015074 | 0.20785 | 3.0683 | 3.2296 | AR - High Efficiency Ventilation Fan - 36-47 in | 10 | 3.6084 | 33.1701 | 497.5519 | 39742.9087 | 13233.402 | 750 | 52976.3106 | 750 | 52226.3106 | 70.6351
AR - High Efficiency Ventilation Fan - 24-35 in | BNI Process | RET | 15 | 5 | 94% | 422.6317 | 130.7236 | 65 | 507.708 | 485.1036 | 0.1534 | 0.010226 | 0.49139 | 20.0558 | 21.0783 | AR - High Efficiency Ventilation Fan - 24-35 in | 1 | 0.13228 | 0.42374 | 6.3561 | 507.708 | 485.1036 | 65 | 992.8116 | 65 | 927.8116 | 15.274
AR - High Efficiency Ventilation Fan - 14-23 in | BNI Process | RET | 15 | 5 | 94% | 155.8686 | 48.2115 | 55 | 187.2451 | 178.9085 | 0.35194 | 0.023462 | 1.1274 | 47.8938 | 50.2396 | AR - High Efficiency Ventilation Fan - 14-23 in | 1 | 0.048784 | 0.15628 | 2.3442 | 187.2451 | 178.9085 | 55 | 366.1537 | 55 | 311.1537 | 6.6573
AR - High Efficiency Circulator Pump - 500-2500 W | BNI Other | ROB/NEW | 15 | N/A | 94% | 2014 | 229.3079 | 600 | 2419.4208 | 850.9408 | 0.29713 | 0.019809 | 2.5858 | 0.076904 | 2.1915 | AR - High Efficiency Circulator Pump - 500-2500 W | 20 | 4.6406 | 40.3858 | 605.7873 | 48388.4165 | 17018.8166 | 12000 | 65407.2331 | 12000 | 53407.2331 | 5.4506
AR - High Efficiency Circulator Pump - 150-499 W | BNI Other | ROB/NEW | 15 | N/A | 94% | 816 | 126.5786 | 150 | 980.2619 | 469.7216 | 0.18334 | 0.012223 | 1.1711 | 6.0377 | 7.3241 | AR - High Efficiency Circulator Pump - 150-499 W | 10 | 1.2808 | 8.1814 | 122.7216 | 9802.6186 | 4697.2163 | 1500 | 14499.835 | 1500 | 12999.835 | 9.6666
AR - High Efficiency Circulator Pump - 0-149 W | BNI Other | ROB/NEW | 15 | N/A | 94% | 420 | 87.9 | 100 | 504.5465 | 326.189 | 0.23747 | 0.015831 | 1.1243 | 0.043889 | 1.6798 | AR - High Efficiency Circulator Pump - 0-149 W | 10 | 0.88944 | 4.211 | 63.1655 | 5045.4655 | 3261.8895 | 1000 | 8307.355 | 1000 | 7307.355 | 8.3074
AR - High Efficiency Circulation Fan - 36-47 in | BNI Process | RET | 15 | 5 | 94% | 152.3602 | 48.6789 | 55 | 183.0305 | 180.6431 | 0.36004 | 0.024003 | 1.1166 | 62.9335 | 65.3254 | AR - High Efficiency Circulation Fan - 36-47 in | 10 | 0.49257 | 1.5276 | 22.9141 | 1830.3053 | 1806.4312 | 550 | 3636.7366 | 550 | 3086.7366 | 6.6122
AR - High Efficiency Circulation Fan - 18-35 in | BNI Process | RET | 15 | 5 | 94% | 834.9557 | 95.3146 | 35 | 1003.0334 | 353.7038 | 0.041809 | 0.0027872 | 0.36289 | 10.22 | 10.5175 | AR - High Efficiency Circulation Fan - 18-35 in | 0.5 | 0.048224 | 0.41857 | 6.2786 | 501.5167 | 176.8519 | 17.5 | 678.3686 | 17.5 | 660.8686 | 38.7639
AR - Heat Reclaimer Unit | BNI Process | RET | 15 | 5 | 94% | 14743.2797 | 3936.1758 | 1250 | 17711.1211 | 14606.7925 | 0.084562 | 0.0056375 | 0.31384 | 2.4605 | 3.0319 | AR - Heat Reclaimer Unit | 3 | 11.9488 | 44.346 | 665.1905 | 53133.3632 | 43820.3774 | 3750 | 96953.7406 | 3750 | 93203.7406 | 25.8543
AR - Heat Pump Water Heater >=80 gal | BNI Domestic Hot Water (DHW) | ROB/NEW | 10 | N/A | 94% | 16136.0966 | 2013.7623 | 900 | 14027.3167 | 6328.3438 | 0.055629 | 0.0055629 | 0.44168 | 0.96891 | 1.3633 | AR - Heat Pump Water Heater >=80 gal | 20 | 40.7538 | 323.5698 | 3235.6975 | 280546.3349 | 126566.8766 | 18000 | 407113.2116 | 18000 | 389113.2116 | 22.6174
AR - Heat Pump Water Heater - 60-79 gal | BNI Domestic Hot Water (DHW) | ROB/NEW | 10 | N/A | 94% | 4714.6216 | 922.737 | 800 | 4098.4814 | 2899.7449 | 0.16924 | 0.016924 | 0.85681 | 2.5381 | 3.7093 | AR - Heat Pump Water Heater - 60-79 gal | 10 | 9.337 | 47.2701 | 472.7007 | 40984.8135 | 28997.4492 | 8000 | 69982.2627 | 8000 | 61982.2627 | 8.7478
AR - Ground Source Heat Pump - Open Loop - EER>=20.0, COP>=4.0 | BNI HVAC | ROB/NEW | 25 | N/A | 94% | 28366.6824 | 10893.6784 | 7593.75 | 53410.2403 | 48763.1997 | 0.267 | 0.01068 | 0.68889 | -0.015506 | 1.722 | AR - Ground Source Heat Pump - Open Loop - EER>=20.0, COP>=4.0 | 1 | 11.0231 | 28.4412 | 711.0301 | 53410.2403 | 48763.1997 | 7593.75 | 102173.44 | 7593.75 | 94579.69 | 13.4549
AR - Ground Source Heat Pump - Open Loop - EER>=16.2, COP>=3.6 | BNI HVAC | ROB/NEW | 25 | N/A | 94% | 28366.6824 | 10893.6784 | 7593.75 | 53410.2403 | 48763.1997 | 0.267 | 0.01068 | 0.68889 | -0.52101 | 1.2165 | AR - Ground Source Heat Pump - Open Loop - EER>=16.2, COP>=3.6 | 1 | 11.0231 | 28.4412 | 711.0301 | 53410.2403 | 48763.1997 | 7593.75 | 102173.44 | 7593.75 | 94579.69 | 13.4549
AR - Griddle - Electric | BNI Cooking and Laundry | RET | 12 | 4 | 94% | 636.33 | 76.6934 | 900 | 640.3394 | 261.3865 | 1.4107 | 0.11755 | 11.5973 | 165.4198 | 175.436 | AR - Griddle - Electric | 10 | 0.77605 | 6.38 | 76.5602 | 6403.3935 | 2613.8646 | 9000 | 9017.2581 | 9000 | 17.2581 | 1.0019
AR - Fryer - Electric | BNI Cooking and Laundry | RET | 12 | 4 | 94% | 2401 | 750.3125 | 850 | 2416.1281 | 2557.216 | 0.35309 | 0.029424 | 1.1196 | 41.4242 | 43.7753 | AR - Fryer - Electric | 10 | 7.5923 | 24.0731 | 288.8769 | 24161.2808 | 25572.1604 | 8500 | 49733.4412 | 8500 | 41233.4412 | 5.851
AR - Freezer - Glass Door - >=15 ft^3 | BNI Cooking and Laundry | RET | 12 | 4 | 94% | 6166.8864 | 709.8137 | 613.2 | 6205.7424 | 2419.188 | 0.099174 | 0.0082645 | 0.85375 | 14.0071 | 14.7126 | AR - Freezer - Glass Door - >=15 ft^3 | 0.5 | 0.35912 | 3.0915 | 37.0985 | 3102.8712 | 1209.594 | 306.6 | 4312.4652 | 306.6 | 4005.8652 | 14.0654
AR - Freezer - Glass Door - <15 ft^3 | BNI Cooking and Laundry | RET | 12 | 4 | 94% | 1602 | 193.0803 | 300 | 1612.0938 | 658.0565 | 0.18678 | 0.015565 | 1.5355 | 24.9502 | 26.2763 | AR - Freezer - Glass Door - <15 ft^3 | 0.25 | 0.048844 | 0.40155 | 4.8186 | 403.0234 | 164.5141 | 75 | 567.5376 | 75 | 492.5376 | 7.5672
AR - Evaporator Fan Motor Controls | BNI Refrigeration | RET | 10 | 3.3333 | 94% | 988.527 | 113.1782 | 150 | 835.1876 | 355.6679 | 0.15134 | 0.015134 | 1.3098 | 1.209 | 2.2859 | AR - Evaporator Fan Motor Controls | 10 | 1.1452 | 9.9112 | 99.1124 | 8351.8764 | 3556.6791 | 1500 | 11908.5555 | 1500 | 10408.5555 | 7.939
AR - Engine Block Heater Timer | BNI Process | RET | 5 | 1.6667 | 94% | 1248 | 1092 | 40 | 546.2737 | 2272.5277 | 0.031967 | 0.0063935 | 0.0362 | 0.8143 | 0.99433 | AR - Engine Block Heater Timer | 0.1 | 0.1105 | 0.12513 | 0.62564 | 54.6274 | 227.2528 | 4 | 281.8801 | 4 | 277.8801 | 70.47
AR - Electric Thermal Storage (ETS) System - Small Commercial (50-150 kWh of 8-hr storage) | BNI HVAC | RET | 18 | 6 | 94% | 0 | 6250 | 1000 | 0 | 24738.0972 | N/A | N/A | 0.15812 | 63.3104 | 66.5888 | AR - Electric Thermal Storage (ETS) System - Small Commercial (50-150 kWh of 8-hr storage) | 1 | 6.3243 | 0 | 0 | 0 | 24738.0972 | 1000 | 24738.0972 | 1000 | 23738.0972 | 24.7381
AR - Electric Thermal Storage (ETS) System - Medium Commercial (150-300 kWh of 8-hr storage) | BNI HVAC | RET | 18 | 6 | 94% | 0 | 14062.5 | 2000 | 0 | 55660.7186 | N/A | N/A | 0.14055 | 56.2759 | 59.1901 | AR - Electric Thermal Storage (ETS) System - Medium Commercial (150-300 kWh of 8-hr storage) | 1 | 14.2296 | 0 | 0 | 0 | 55660.7186 | 2000 | 55660.7186 | 2000 | 53660.7186 | 27.8304
AR - Electric Thermal Storage (ETS) System - Less than 50 kWh | BNI HVAC | RET | 18 | 6 | 94% | 0 | 1562.5 | 500 | 0 | 6184.5243 | N/A | N/A | 0.31624 | 46.7142 | 53.2711 | AR - Electric Thermal Storage (ETS) System - Less than 50 kWh | 0.5 | 0.79053 | 0 | 0 | 0 | 3092.2621 | 250 | 3092.2621 | 250 | 2842.2621 | 12.369
AR - Electric Thermal Storage (ETS) System - Large Commercial (>300 kWh of 8-hr storage) | BNI HVAC | RET | 18 | 6 | 94% | 0 | 18750 | 4000 | 0 | 74214.2915 | N/A | N/A | 0.21083 | 62.2176 | 66.5888 | AR - Electric Thermal Storage (ETS) System - Large Commercial (>300 kWh of 8-hr storage) | 0.5 | 9.4864 | 0 | 0 | 0 | 37107.1457 | 2000 | 37107.1457 | 2000 | 35107.1457 | 18.5536
AR - ECM (Brushless) DC Motors for Refrig Evap Fan - Walk-in Cooler | BNI Refrigeration | ROB/NEW | 15 | N/A | 94% | 759.6864 | 86.3895 | 180 | 903.106 | 320.5835 | 0.23632 | 0.015755 | 2.0591 | 0.22696 | 1.9089 | AR - ECM (Brushless) DC Motors for Refrig Evap Fan - Walk-in Cooler | 10 | 0.87416 | 7.6168 | 114.2523 | 9031.06 | 3205.8348 | 1800 | 12236.8948 | 1800 | 10436.8948 | 6.7983
AR - ECM (Brushless) DC Motors for Refrig Evap Fan - Standalone Retail Cooler | BNI Refrigeration | ROB/NEW | 15 | N/A | 94% | 1116.4007 | 115.8303 | 50 | 1327.1636 | 429.8356 | 0.044669 | 0.002978 | 0.4266 | -0.20995 | 0.10907 | AR - ECM (Brushless) DC Motors for Refrig Evap Fan - Standalone Retail Cooler | 0.25 | 0.029302 | 0.27983 | 4.1975 | 331.7909 | 107.4589 | 12.5 | 439.2498 | 12.5 | 426.7498 | 35.14
AR - Dual Ventilation - Year-round | BNI Process | ROB/NEW | 15 | N/A | 94% | 5726.5371 | 549.12 | 320 | 6879.2965 | 2037.7347 | 0.055734 | 0.0037156 | 0.57591 | 28.4144 | 28.8135 | AR - Dual Ventilation - Year-round | 0.5 | 0.27782 | 2.8708 | 43.0619 | 3439.6483 | 1018.8673 | 160 | 4458.5156 | 160 | 4298.5156 | 27.8657
AR - Dual Ventilation - Winter Only | BNI Process | ROB/NEW | 15 | N/A | 94% | 2482.8343 | 238.08 | 192 | 2982.6321 | 883.4934 | 0.077128 | 0.0051419 | 0.79698 | 65.9047 | 66.4571 | AR - Dual Ventilation - Winter Only | 0.25 | 0.060227 | 0.62234 | 9.3351 | 745.658 | 220.8733 | 48 | 966.5314 | 48 | 918.5314 | 20.1361
AR - Door Heater Controls | BNI Refrigeration | RET | 12 | 4 | 94% | 1400.0232 | 159.82 | 80 | 1390.4002 | 544.6987 | 0.056992 | 0.0047493 | 0.49469 | 0.24725 | 0.65281 | AR - Door Heater Controls | 0.1 | 0.016172 | 0.14037 | 1.6844 | 139.04 | 54.4699 | 8 | 193.5099 | 8 | 185.5099 | 24.1887
AR - Discus or Scroll Refrigeration Compressor | BNI Refrigeration | ROB/NEW | 15 | N/A | 94% | 6261.726 | 1186.3192 | 200 | 7443.8643 | 4402.3233 | 0.031856 | 0.0021238 | 0.16661 | 0.55157 | 0.7725 | AR - Discus or Scroll Refrigeration Compressor | 0.25 | 0.3001 | 1.5695 | 23.5432 | 1860.9661 | 1100.5808 | 50 | 2961.5469 | 50 | 2911.5469 | 59.2309
AR - Daylighting Controls - Wall-Switch or Fixture Mounted | BNI Lighting | RET | 10 | 3.3333 | 94% | 505.116 | 137 | 25 | 435.7432 | 430.529 | 0.049364 | 0.0049364 | 0.18034 | 1.3895 | 1.7227 | AR - Daylighting Controls - Wall-Switch or Fixture Mounted | 5 | 0.69314 | 2.5322 | 25.3221 | 2178.7161 | 2152.6451 | 125 | 4331.3611 | 125 | 4206.3611 | 34.6509
AR - Daylighting Controls - Ceiling or Wall Remote Mounted | BNI Lighting | RET | 10 | 3.3333 | 94% | 803.795 | 270 | 60 | 693.4015 | 848.4878 | 0.07445 | 0.007445 | 0.21961 | 0.56804 | 1.06 | AR - Daylighting Controls - Ceiling or Wall Remote Mounted | 10 | 2.7321 | 8.0591 | 80.5907 | 6934.0155 | 8484.8784 | 600 | 15418.8938 | 600 | 14818.8938 | 25.6982
AR - Cycling Refrigerated Air Dryers - 51-100 cfm | BNI Process | ROB/NEW | 10 | N/A | 94% | 667.878 | 169 | 100 | 569.6854 | 531.0905 | 0.14934 | 0.014934 | 0.58477 | 19.6527 | 20.6666 | AR - Cycling Refrigerated Air Dryers - 51-100 cfm | 0.2 | 0.034202 | 0.13393 | 1.3393 | 113.9371 | 106.2181 | 20 | 220.1552 | 20 | 200.1552 | 11.0078
AR - Cycling Refrigerated Air Dryers - 26-50 cfm | BNI Process | ROB/NEW | 10 | N/A | 94% | 635.6559 | 85.6254 | 50 | 542.2007 | 269.0819 | 0.078453 | 0.0078453 | 0.57708 | 13.9598 | 14.5141 | AR - Cycling Refrigerated Air Dryers - 26-50 cfm | 0.2 | 0.017329 | 0.12747 | 1.2747 | 108.4401 | 53.8164 | 10 | 162.2565 | 10 | 152.2565 | 16.2257
AR - Cycling Refrigerated Air Dryers - 251-300 cfm | BNI Process | ROB/NEW | 10 | N/A | 94% | 2226.26 | 563 | 350 | 1898.9514 | 1769.2543 | 0.1568 | 0.01568 | 0.61437 | 18.9405 | 20.0052 | AR - Cycling Refrigerated Air Dryers - 251-300 cfm | 0.2 | 0.11394 | 0.44642 | 4.4642 | 379.7903 | 353.8509 | 70 | 733.6411 | 70 | 663.6411 | 10.4806
AR - Cycling Refrigerated Air Dryers - 201-250 cfm | BNI Process | ROB/NEW | 10 | N/A | 94% | 2003.634 | 507 | 250 | 1709.0563 | 1593.2716 | 0.12445 | 0.012445 | 0.48731 | 6.6846 | 7.5295 | AR - Cycling Refrigerated Air Dryers - 201-250 cfm | 0.2 | 0.1026 | 0.40178 | 4.0178 | 341.8113 | 318.6543 | 50 | 660.4656 | 50 | 610.4656 | 13.2093
AR - Cycling Refrigerated Air Dryers - 151-200 cfm | BNI Process | ROB/NEW | 10 | N/A | 94% | 1558.382 | 394 | 200 | 1329.266 | 1238.1637 | 0.128 | 0.0128 | 0.50165 | 19.5997 | 20.4688 | AR - Cycling Refrigerated Air Dryers - 151-200 cfm | 0.2 | 0.079736 | 0.3125 | 3.125 | 265.8532 | 247.6327 | 40 | 513.4859 | 40 | 473.4859 | 12.8371
AR - Cycling Refrigerated Air Dryers - 101-150 cfm | BNI Process | ROB/NEW | 10 | N/A | 94% | 1335.756 | 338 | 150 | 1139.3709 | 1062.1811 | 0.112 | 0.0112 | 0.43858 | 12.4669 | 13.2273 | AR - Cycling Refrigerated Air Dryers - 101-150 cfm | 0.2 | 0.068403 | 0.26785 | 2.6785 | 227.8742 | 212.4362 | 30 | 440.3104 | 30 | 410.3104 | 14.677
AR - Cycling Refrigerated Air Dryers - 0-25 cfm | BNI Process | ROB/NEW | 10 | N/A | 94% | 178.101 | 45 | 25 | 151.9163 | 141.4146 | 0.14 | 0.014 | 0.54903 | 32.1478 | 33.0985 | AR - Cycling Refrigerated Air Dryers - 0-25 cfm | 0.2 | 0.0091069 | 0.035714 | 0.35714 | 30.3833 | 28.2829 | 5 | 58.6662 | 5 | 53.6662 | 11.7332
AR - Custom Measures - Refrigeration | BNI Refrigeration | RET | 15 | 5 | 91% | 13287.47 | 1898.21 | 797.2482 | 15291.8568 | 6819.2744 | 0.061816 | 0.004121 | 0.42875 | 2.5715 | 3.007 | AR - Custom Measures - Refrigeration | 4 | 7.4378 | 51.5888 | 773.8317 | 61167.4272 | 27277.0977 | 3188.9928 | 88444.5249 | 3188.9928 | 85255.5321 | 27.7343
AR - Custom Measures - Pool | BNI Other | RET | 10 | 3.3333 | 94% | 1753.71 | 279.3954 | 350.742 | 1495.8765 | 878.0132 | 0.19948 | 0.019948 | 1.2406 | 1.4971 | 2.8947 | AR - Custom Measures - Pool | 2 | 0.56543 | 3.5166 | 35.1663 | 2991.7531 | 1756.0265 | 701.484 | 4747.7795 | 701.484 | 4046.2955 | 6.7682
AR - Custom Measures - Other | BNI Other | RET | 15 | 5 | 94% | 4357.24 | 694.1813 | 4357.24 | 5234.3581 | 2576.044 | 0.99738 | 0.066492 | 6.2031 | 11.9296 | 18.9177 | AR - Custom Measures - Other | 2 | 1.4049 | 8.7374 | 131.0606 | 10468.7162 | 5152.088 | 8714.48 | 15620.8042 | 8714.48 | 6906.3242 | 1.7925
AR - Custom Measures - Motors | BNI Process | RET | 15 | 5 | 91% | 47455.89 | 3718.8602 | 3796.4712 | 55189.392 | 13359.9171 | 0.082421 | 0.0054947 | 1.0421 | 2.4811 | 3.075 | AR - Custom Measures - Motors | 5 | 18.2147 | 230.3102 | 3454.6524 | 275946.96 | 66799.5856 | 18982.356 | 342746.5456 | 18982.356 | 323764.1896 | 18.0561
AR - Custom Measures - IT and Datacenter | BNI Other | RET | 5 | 1.6667 | 94% | 1000 | 159.3167 | 160 | 437.7193 | 331.5492 | 0.15958 | 0.031916 | 0.9925 | 1.7766 | 2.8947 | AR - Custom Measures - IT and Datacenter | 0.5 | 0.080605 | 0.50131 | 2.5066 | 218.8597 | 165.7746 | 80 | 384.6343 | 80 | 304.6343 | 4.8079
AR - Custom Measures - HVAC | BNI HVAC | RET | 18 | 6 | 94% | 36374.89 | 8817.8566 | 5092.4846 | 56953.6673 | 34901.9189 | 0.13963 | 0.0077574 | 0.57074 | 1.8635 | 2.8149 | AR - Custom Measures - HVAC | 6 | 53.5357 | 218.8227 | 3938.8086 | 341722.0036 | 209411.5135 | 30554.9076 | 551133.5171 | 30554.9076 | 520578.6095 | 18.0375
AR - Custom Measures - DHW | BNI Domestic Hot Water (DHW) | RET | 10 | 3.3333 | 94% | 13614.61 | 1701.8263 | 680.7305 | 11835.3559 | 5348.0699 | 0.049869 | 0.0049869 | 0.3953 | 2.5754 | 2.929 | AR - Custom Measures - DHW | 2 | 3.4441 | 27.3008 | 273.0075 | 23670.7119 | 10696.1398 | 1361.461 | 34366.8517 | 1361.461 | 33005.3907 | 25.2426
AR - Custom Measures - Compressed Air | BNI Process | RET | 10 | 3.3333 | 94% | 1206.37 | 192.1949 | 193.0192 | 1029.0074 | 603.9817 | 0.15958 | 0.015958 | 0.9925 | 1.7766 | 2.8947 | AR - Custom Measures - Compressed Air | 4 | 0.77791 | 4.8382 | 48.3816 | 4116.0296 | 2415.927 | 772.0768 | 6531.9566 | 772.0768 | 5759.8798 | 8.4602
AR - Custom Measures - Commercial Kitchen | BNI Cooking and Laundry | RET | 12 | 4 | 94% | 15493.07 | 2685.4655 | 1704.2377 | 15590.6878 | 9152.6069 | 0.10971 | 0.0091426 | 0.62716 | 2.1159 | 2.8809 | AR - Custom Measures - Commercial Kitchen | 6 | 16.3042 | 93.2026 | 1118.4316 | 93544.127 | 54915.6414 | 10225.4262 | 148459.7684 | 10225.4262 | 138234.3422 | 14.5187
AR - Custom Measures - Agriculture | BNI Process | RET | 15 | 5 | 91% | 21166.53 | 5168.5713 | 2328.3183 | 24615.8679 | 18567.9698 | 0.11333 | 0.0075552 | 0.45986 | 2.1343 | 2.906 | AR - Custom Measures - Agriculture | 5 | 25.3153 | 102.7242 | 1540.8626 | 123079.3397 | 92839.8489 | 11641.5915 | 215919.1886 | 11641.5915 | 204277.5971 | 18.5472
AR - Cooler Night Covers for Display Cases | BNI Refrigeration | RET | 4 | 1.3333 | 94% | 1103.559 | 378 | 84 | 367.274 | 647.7018 | 0.075918 | 0.018979 | 0.21961 | 3.1366 | 3.6372 | AR - Cooler Night Covers for Display Cases | 0.2 | 0.076498 | 0.22129 | 0.88517 | 73.4548 | 129.5404 | 16.8 | 202.9952 | 16.8 | 186.1952 | 12.083
AR - Commercial Washing Machine - CEE Tier 3 | BNI Cooking and Laundry | ROB/NEW | 11 | N/A | 94% | 1062.664 | 694 | 450 | 990.1639 | 2278.8265 | 0.42235 | 0.038396 | 0.6408 | -0.74434 | 1.4282 | AR - Commercial Washing Machine - CEE Tier 3 | 10 | 7.0225 | 10.6546 | 117.2001 | 9901.6387 | 22788.2651 | 4500 | 32689.9038 | 4500 | 28189.9038 | 7.2644
AR - Commercial Washing Machine - CEE Tier 2 | BNI Cooking and Laundry | ROB/NEW | 11 | N/A | 94% | 1068.889 | 499.2064 | 350 | 995.9642 | 1639.2 | 0.32658 | 0.02969 | 0.69288 | -0.34959 | 1.4267 | AR - Commercial Washing Machine - CEE Tier 2 | 10 | 5.0514 | 10.717 | 117.8867 | 9959.6417 | 16391.9997 | 3500 | 26351.6414 | 3500 | 22851.6414 | 7.529
AR - Commercial Washing Machine - CEE Tier 1 | BNI Cooking and Laundry | ROB/NEW | 11 | N/A | 94% | 1102.3405 | 833 | 300 | 1027.1334 | 2735.2485 | 0.27144 | 0.024676 | 0.35592 | -0.32691 | 1.0923 | AR - Commercial Washing Machine - CEE Tier 1 | 10 | 8.429 | 11.0524 | 121.576 | 10271.3344 | 27352.4853 | 3000 | 37623.8198 | 3000 | 34623.8198 | 12.5413
AR - Commercial Clothes Dryer - Heat Pump | BNI Cooking and Laundry | RET | 12 | 4 | 94% | 1956.2255 | 506.1771 | 650 | 1968.5512 | 1725.1533 | 0.3314 | 0.027617 | 1.2691 | 8.0492 | 10.2949 | AR - Commercial Clothes Dryer - Heat Pump | 10 | 5.1219 | 19.6136 | 235.3638 | 19685.5117 | 17251.5335 | 6500 | 36937.0452 | 6500 | 30437.0452 | 5.6826
AR - Booster Pump | BNI Other | ROB/NEW | 15 | N/A | 94% | 13017.2 | 1744.47 | 4510 | 15637.5793 | 6473.5704 | 0.34556 | 0.023037 | 2.555 | -2.1547 | 0.2875 | AR - Booster Pump | 3 | 5.2956 | 39.1542 | 587.3129 | 46912.738 | 19420.7113 | 13530 | 66333.4493 | 13530 | 52803.4493 | 4.9027
AR - Air-Entraining Air Nozzle | BNI Process | ROB/NEW | 15 | N/A | 94% | 663.936 | 168 | 100 | 797.5872 | 623.4328 | 0.15022 | 0.010015 | 0.58825 | 0.30075 | 1.3207 | AR - Air-Entraining Air Nozzle | 0.2 | 0.033999 | 0.13314 | 1.997 | 159.5174 | 124.6866 | 20 | 284.204 | 20 | 264.204 | 14.2102
AR - Agriculture Heat Pad - Single | BNI Process | ROB/NEW | 10 | N/A | 91% | 655.5 | 95 | 60 | 541.2828 | 289.0141 | 0.094303 | 0.0094303 | 0.64474 | 1.4908 | 2.1547 | AR - Agriculture Heat Pad - Single | 0.1 | 0.0093061 | 0.063625 | 0.63625 | 54.1283 | 28.9014 | 6 | 83.0297 | 6 | 77.0297 | 13.8383
AR - Agriculture Heat Pad - Double | BNI Process | ROB/NEW | 10 | N/A | 91% | 1311 | 190 | 120 | 1082.5655 | 578.0282 | 0.094303 | 0.0094303 | 0.64474 | 1.2279 | 1.8919 | AR - Agriculture Heat Pad - Double | 0.1 | 0.018612 | 0.12725 | 1.2725 | 108.2566 | 57.8028 | 12 | 166.0594 | 12 | 154.0594 | 13.8383
AR - Indoor - High-bay Luminaire - 10,000-19,999 lm (DLC Premium) | BNI Lighting | RET | 7.7667 | 2.5889 | 91% | 706.8589 | 97.2729 | 70 | 469.4752 | 255.7069 | 0.10203 | 0.013136 | 0.73462 | 2.2237 | 2.9439 | AR - Indoor - High-bay Luminaire - 10,000-19,999 lm (DLC Premium) | 100 | 9.5287 | 68.6097 | 532.8689 | 46947.5247 | 25570.6866 | 7000 | 72518.2113 | 7000 | 65518.2113 | 10.3597
AR - Indoor - High-bay Luminaire - 10,000-19,999 lm | BNI Lighting | RET | 7.7667 | 2.5889 | 94% | 577.3055 | 88.7485 | 80 | 396.0702 | 240.9895 | 0.13821 | 0.017795 | 0.89084 | 2.2425 | 3.2127 | AR - Indoor - High-bay Luminaire - 10,000-19,999 lm | 36 | 3.2329 | 20.8376 | 161.8387 | 14258.5269 | 8675.6212 | 2880 | 22934.1481 | 2880 | 20054.1481 | 7.9632
AR - Indoor - High-bay Luminaire - 20,000-29,999 lm (DLC Premium) | BNI Lighting | RET | 7.7667 | 2.5889 | 94% | 936.1388 | 128.1563 | 125 | 642.2538 | 347.9983 | 0.13318 | 0.017147 | 0.96392 | 1.9314 | 2.8717 | AR - Indoor - High-bay Luminaire - 20,000-29,999 lm (DLC Premium) | 200 | 25.9358 | 187.7196 | 1457.9558 | 128450.7627 | 69599.6527 | 25000 | 198050.4155 | 25000 | 173050.4155 | 7.922
AR - Indoor - High-bay Luminaire - 20,000-29,999 lm | BNI Lighting | RET | 7.7667 | 2.5889 | 94% | 720.3475 | 87.0377 | 125 | 494.2066 | 236.3438 | 0.17307 | 0.022284 | 1.4193 | 1.8984 | 3.1272 | AR - Indoor - High-bay Luminaire - 20,000-29,999 lm | 50 | 4.4036 | 36.112 | 280.4699 | 24710.3285 | 11817.189 | 6250 | 36527.5175 | 6250 | 30277.5175 | 5.8444
AR - Indoor - High-bay Luminaire - 30,000-39,999 lm (DLC Premium) | BNI Lighting | RET | 7.7667 | 2.5889 | 94% | 1538.438 | 198.5199 | 290 | 1055.4713 | 539.0648 | 0.18801 | 0.024207 | 1.4437 | 2.0163 | 3.3473 | AR - Indoor - High-bay Luminaire - 30,000-39,999 lm (DLC Premium) | 100 | 20.0878 | 154.248 | 1197.9925 | 105547.13 | 53906.4771 | 29000 | 159453.6071 | 29000 | 130453.6071 | 5.4984
AR - Indoor - High-bay Luminaire - 30,000-39,999 lm | BNI Lighting | RET | 7.7667 | 2.5889 | 94% | 1669.365 | 202.6075 | 195 | 1145.296 | 550.1643 | 0.1165 | 0.015001 | 0.95115 | 1.3927 | 2.2197 | AR - Indoor - High-bay Luminaire - 30,000-39,999 lm | 3 | 0.61504 | 5.0213 | 38.9984 | 3435.8879 | 1650.493 | 585 | 5086.3809 | 585 | 4501.3809 | 8.6947
AR - Indoor - High-bay Luminaire - 40,000-54,999 lm (DLC Premium) | BNI Lighting | RET | 7.7667 | 2.5889 | 94% | 1488.3407 | 173.9093 | 400 | 1021.1012 | 472.2367 | 0.26805 | 0.034513 | 2.273 | 2.5765 | 4.4822 | AR - Indoor - High-bay Luminaire - 40,000-54,999 lm (DLC Premium) | 100 | 17.5976 | 149.2251 | 1158.9814 | 102110.1189 | 47223.6742 | 40000 | 149333.793 | 40000 | 109333.793 | 3.7333
AR - Indoor - High-bay Luminaire - 40,000-54,999 lm | BNI Lighting | RET | 7.7667 | 2.5889 | 94% | 2032.348 | 187.8617 | 165 | 1394.3266 | 510.1235 | 0.080974 | 0.010426 | 0.86799 | 1.4283 | 2.0089 | AR - Indoor - High-bay Luminaire - 40,000-54,999 lm | 3 | 0.57028 | 6.1131 | 47.4781 | 4182.9798 | 1530.3704 | 495 | 5713.3502 | 495 | 5218.3502 | 11.5421
AR - Indoor - High-bay Luminaire >= 55,000 lm (DLC Premium) | BNI Lighting | RET | 7.7667 | 2.5889 | 94% | 1488.3407 | 173.9093 | 500 | 1021.1012 | 472.2367 | 0.33506 | 0.043141 | 2.8413 | 3.4093 | 5.7914 | AR - Indoor - High-bay Luminaire >= 55,000 lm (DLC Premium) | 3 | 0.52793 | 4.4768 | 34.7694 | 3063.3036 | 1416.7102 | 1500 | 4480.0138 | 1500 | 2980.0138 | 2.9867
AR - Indoor - High-bay Luminaire >= 55,000 lm | BNI Lighting | RET | 7.7667 | 2.5889 | 94% | 1199.8789 | 369.1343 | 410 | 823.1971 | 1002.3546 | 0.34081 | 0.043881 | 1.0977 | 1.4013 | 3.6742 | AR - Indoor - High-bay Luminaire >= 55,000 lm | 3 | 1.1206 | 3.6091 | 28.0306 | 2469.5914 | 3007.0637 | 1230 | 5476.6551 | 1230 | 4246.6551 | 4.4526
AR - Indoor - Linear Ambient Luminaire - 2,500-4,999 lm | BNI Lighting | RET | 3.8667 | 1.2889 | 94% | 194.5144 | 23.104 | 50 | 63.7847 | 38.4631 | 0.25638 | 0.066304 | 2.1387 | 3.1216 | 4.9431 | AR - Indoor - Linear Ambient Luminaire - 2,500-4,999 lm | 100 | 2.3378 | 19.5025 | 75.4098 | 6378.4735 | 3846.3109 | 5000 | 10224.7844 | 5000 | 5224.7844 | 2.045
AR - Indoor - Linear Ambient Luminaire - 5,000-9,999 lm | BNI Lighting | RET | 3.8667 | 1.2889 | 94% | 205.0562 | 26.7657 | 35 | 67.2416 | 44.5591 | 0.17024 | 0.044027 | 1.2923 | 3.8671 | 5.0717 | AR - Indoor - Linear Ambient Luminaire - 5,000-9,999 lm | 150 | 4.0626 | 30.8392 | 119.245 | 10086.2357 | 6683.8613 | 5250 | 16770.0971 | 5250 | 11520.0971 | 3.1943
AR - Indoor - Linear Ambient Luminaire <= 2,499 lm | BNI Lighting | RET | 3.8667 | 1.2889 | 94% | 127.8958 | 22.422 | 30 | 41.9393 | 37.3278 | 0.23395 | 0.060505 | 1.3223 | 6.9448 | 8.5751 | AR - Indoor - Linear Ambient Luminaire <= 2,499 lm | 4 | 0.090754 | 0.51293 | 1.9833 | 167.7573 | 149.3113 | 120 | 317.0686 | 120 | 197.0686 | 2.6422
AR - Indoor - Linear Ambient Luminaire >=10,000 lm | BNI Lighting | RET | 3.8667 | 1.2889 | 94% | 477.1678 | 72.0083 | 45 | 156.4718 | 119.8783 | 0.094059 | 0.024326 | 0.61759 | 2.5272 | 3.1881 | AR - Indoor - Linear Ambient Luminaire >=10,000 lm | 50 | 3.6432 | 23.9211 | 92.4948 | 7823.591 | 5993.9174 | 2250 | 13817.5084 | 2250 | 11567.5084 | 6.1411
AR - Indoor - Linear Replacement Lamp - 2 ft | BNI Lighting | RET | 3.8667 | 1.2889 | 94% | 53.1439 | 6.3007 | 3.5 | 17.4268 | 10.4894 | 0.065686 | 0.016988 | 0.54897 | 1.8988 | 2.3656 | AR - Indoor - Linear Replacement Lamp - 2 ft | 9 | 0.05738 | 0.47955 | 1.8543 | 156.8415 | 94.4044 | 31.5 | 251.2458 | 31.5 | 219.7458 | 7.9761
AR - Indoor - Linear Replacement Lamp - 3 ft | BNI Lighting | RET | 3.8667 | 1.2889 | 94% | 43.5616 | 6.3684 | 4 | 14.2846 | 10.602 | 0.091583 | 0.023685 | 0.62073 | 2.6313 | 3.2759 | AR - Indoor - Linear Replacement Lamp - 3 ft | 17 | 0.10955 | 0.74249 | 2.871 | 242.8387 | 180.2339 | 68 | 423.0726 | 68 | 355.0726 | 6.2217
AR - Indoor - Linear Replacement Lamp - 4 ft | BNI Lighting | RET | 3.8667 | 1.2889 | 94% | 52.2651 | 8.0834 | 4.5 | 17.1386 | 13.4572 | 0.085874 | 0.022209 | 0.55016 | 1.2668 | 1.8694 | AR - Indoor - Linear Replacement Lamp - 4 ft | 500 | 4.0897 | 26.2012 | 101.3113 | 8569.3242 | 6728.5781 | 2250 | 15297.9022 | 2250 | 13047.9022 | 6.7991
AR - Indoor - Linear Replacement Lamp - 8 ft | BNI Lighting | RET | 3.8667 | 1.2889 | 94% | 121.0344 | 23.9876 | 7 | 39.6893 | 39.9343 | 0.057683 | 0.014918 | 0.28839 | 1.8434 | 2.2422 | AR - Indoor - Linear Replacement Lamp - 8 ft | 17 | 0.41263 | 2.063 | 7.9769 | 674.7187 | 678.8824 | 119 | 1353.6012 | 119 | 1234.6012 | 11.3748
AR - Indoor - Linear Replacement Lamp - U-bend | BNI Lighting | RET | 3.8667 | 1.2889 | 94% | 25.1062 | 2.5675 | 5 | 8.2328 | 4.2744 | 0.19863 | 0.05137 | 1.9245 | 4.5165 | 5.9358 | AR - Indoor - Linear Replacement Lamp - U-bend | 34 | 0.088333 | 0.85585 | 3.3093 | 279.9139 | 145.3282 | 170 | 425.2422 | 170 | 255.2422 | 2.5014
AR - Indoor - Low-bay Luminaire - 5,000-9,999 lm | BNI Lighting | RET | 3.8667 | 1.2889 | 94% | 224.4234 | 25.6511 | 50 | 73.5924 | 42.7035 | 0.22221 | 0.057468 | 1.9264 | 3.2237 | 4.8049 | AR - Indoor - Low-bay Luminaire - 5,000-9,999 lm | 26 | 0.67485 | 5.8503 | 22.6213 | 1913.4034 | 1110.2905 | 1300 | 3023.6939 | 1300 | 1723.6939 | 2.3259
AR - Indoor - Refrigerated Case Luminaire | BNI Lighting | RET | 5.4333 | 1.8111 | 94% | 23.2511 | 3.7469 | 6 | 11.2428 | 8.2105 | 0.25738 | 0.04737 | 1.5825 | 17.108 | 18.9102 | AR - Indoor - Refrigerated Case Luminaire | 3 | 0.011374 | 0.069936 | 0.37999 | 33.7285 | 24.6315 | 18 | 58.3601 | 18 | 40.3601 | 3.2422
AR - Indoor - Stairwell and Passageway Luminaire | BNI Lighting | RET | 4.7667 | 1.5889 | 94% | 355.7669 | 35.1584 | 65 | 149.3383 | 70.1516 | 0.18223 | 0.038229 | 1.8271 | 6.3262 | 7.6298 | AR - Indoor - Stairwell and Passageway Luminaire | 50 | 1.7788 | 17.8351 | 85.0139 | 7466.9146 | 3507.5799 | 3250 | 10974.4946 | 3250 | 7724.4946 | 3.3768
AR - Indoor - Track or Mono-point Direction Luminaire/Accent Light Line Voltage | BNI Lighting | RET | 3.8667 | 1.2889 | 94% | 474.5814 | 48.7774 | 28.8462 | 155.6237 | 81.2039 | 0.060623 | 0.015678 | 0.58444 | 1.1384 | 1.5715 | AR - Indoor - Track or Mono-point Direction Luminaire/Accent Light Line Voltage | 3 | 0.14807 | 1.4275 | 5.5196 | 466.8711 | 243.6117 | 86.5385 | 710.4828 | 86.5385 | 623.9444 | 8.21
AR - Indoor - Troffer - 1x1 | BNI Lighting | RET | 6.9667 | 2.3222 | 94% | 194.6501 | 50.9525 | 20 | 121.0353 | 130.6135 | 0.10248 | 0.01471 | 0.38791 | 3.509 | 4.2028 | AR - Indoor - Troffer - 1x1 | 3 | 0.15467 | 0.58548 | 4.0789 | 363.1058 | 391.8404 | 60 | 754.9462 | 60 | 694.9462 | 12.5824
AR - Indoor - Troffer - 1x2 | BNI Lighting | RET | 6.9667 | 2.3222 | 94% | 45.4035 | 4.0884 | 20 | 28.2323 | 10.4804 | 0.43934 | 0.063063 | 4.8345 | 15.946 | 19.0987 | AR - Indoor - Troffer - 1x2 | 3 | 0.012411 | 0.13657 | 0.95143 | 84.697 | 31.4411 | 60 | 116.1381 | 60 | 56.1381 | 1.9356
AR - Indoor - Troffer - 2x2 | BNI Lighting | RET | 6.9667 | 2.3222 | 94% | 111.4963 | 7.9833 | 30 | 69.3295 | 20.4647 | 0.26836 | 0.038521 | 3.7137 | 6.8379 | 8.7761 | AR - Indoor - Troffer - 2x2 | 250 | 2.0195 | 27.9473 | 194.6996 | 17332.3685 | 5116.1662 | 7500 | 22448.5347 | 7500 | 14948.5347 | 2.9931
AR - Indoor - Troffer - 2x4 | BNI Lighting | RET | 6.9667 | 2.3222 | 94% | 271.7489 | 29.459 | 60 | 168.9761 | 75.5163 | 0.22021 | 0.03161 | 2.0128 | 2.2843 | 3.8545 | AR - Indoor - Troffer - 2x4 | 250 | 7.4522 | 68.1157 | 474.5395 | 42244.0213 | 18879.0758 | 15000 | 61123.0971 | 15000 | 46123.0971 | 4.0749
AR - Indoor - Wall-Wash Luminaire - 575-1,199 lm | BNI Lighting | RET | 3.8667 | 1.2889 | 94% | 151.6372 | 20.3449 | 20 | 49.7245 | 33.8699 | 0.13155 | 0.034021 | 0.97151 | 3.9062 | 4.8359 | AR - Indoor - Wall-Wash Luminaire - 575-1,199 lm | 3 | 0.06176 | 0.45611 | 1.7636 | 149.1736 | 101.6096 | 60 | 250.7832 | 60 | 190.7832 | 4.1797
AR - Indoor - Wall-Wash Luminaire >= 1,200 lm | BNI Lighting | RET | 3.8667 | 1.2889 | 94% | 303.2744 | 40.6898 | 30 | 99.4491 | 67.7397 | 0.098661 | 0.025516 | 0.72863 | 3.4933 | 4.1905 | AR - Indoor - Wall-Wash Luminaire >= 1,200 lm | 3 | 0.12352 | 0.91221 | 3.5272 | 298.3472 | 203.2191 | 90 | 501.5663 | 90 | 411.5663 | 5.573
AR - Outdoor - Case Lighting for Sign Retrofit Applications | BNI Lighting | RET | 3.8667 | 1.2889 | 94% | 37.8713 | 7.3029 | 2 | 12.4187 | 12.1577 | 0.052672 | 0.013622 | 0.27065 | 1.354 | 1.7189 | AR - Outdoor - Case Lighting for Sign Retrofit Applications | 200 | 1.4779 | 7.5942 | 29.3641 | 2483.7367 | 2431.549 | 400 | 4915.2858 | 400 | 4515.2858 | 12.2882
AR - Outdoor - Flood and Spot Luminaires - 15,000-29,999 lm | BNI Lighting | RET | 5.7 | 1.9 | 94% | 1449.6104 | 306.842 | 190 | 736.4777 | 693.1927 | 0.13073 | 0.022934 | 0.61194 | 1.4985 | 2.3983 | AR - Outdoor - Flood and Spot Luminaires - 15,000-29,999 lm | 17 | 5.2783 | 24.7081 | 140.8363 | 12520.121 | 11784.276 | 3230 | 24304.3969 | 3230 | 21074.3969 | 7.5246
AR - Outdoor - Flood and Spot Luminaires - 250-999 lm | BNI Lighting | RET | 5.7 | 1.9 | 94% | 144.7336 | 33.5095 | 40 | 73.5322 | 75.7019 | 0.27565 | 0.048359 | 1.1797 | 5.0215 | 6.9064 | AR - Outdoor - Flood and Spot Luminaires - 250-999 lm | 2 | 0.067815 | 0.29023 | 1.6543 | 147.0645 | 151.4037 | 80 | 298.4682 | 80 | 218.4682 | 3.7309
AR - Outdoor - Flood and Spot Luminaires - 30,000-49,999 lm | BNI Lighting | RET | 5.7 | 1.9 | 94% | 3579.503 | 841 | 350 | 1818.5742 | 1899.9193 | 0.097523 | 0.017109 | 0.41128 | 0.73642 | 1.4025 | AR - Outdoor - Flood and Spot Luminaires - 30,000-49,999 lm | 7 | 5.9569 | 25.1223 | 143.1974 | 12730.0195 | 13299.435 | 2450 | 26029.4545 | 2450 | 23579.4545 | 10.6243
AR - Outdoor - Flood and Spot Luminaires - 5,000-14,999 lm | BNI Lighting | RET | 5.7 | 1.9 | 94% | 831.6687 | 166.8319 | 100 | 422.5311 | 376.8931 | 0.11993 | 0.021039 | 0.59237 | 1.1571 | 1.9857 | AR - Outdoor - Flood and Spot Luminaires - 5,000-14,999 lm | 10 | 1.6881 | 8.3385 | 47.5297 | 4225.3109 | 3768.9315 | 1000 | 7994.2424 | 1000 | 6994.2424 | 7.9942
AR - Outdoor - Flood and Spot Luminaires >= 50,000 lm | BNI Lighting | RET | 5.7 | 1.9 | 94% | 1160.7951 | 63.5776 | 475 | 589.7445 | 143.6294 | 0.40813 | 0.071602 | 7.3835 | 6.092 | 9.0572 | AR - Outdoor - Flood and Spot Luminaires >= 50,000 lm | 48 | 3.088 | 55.8645 | 318.4279 | 28307.7345 | 6894.2112 | 22800 | 35201.9458 | 22800 | 12401.9458 | 1.5439
AR - Outdoor - Fuel Pump Canopy Luminaire - 2,000-6,999 lm | BNI Lighting | RET | 3.8 | 1.2667 | 94% | 739.0561 | 106.7883 | 65 | 237.4837 | 175.1786 | 0.08772 | 0.023084 | 0.60153 | 1.9876 | 2.6054 | AR - Outdoor - Fuel Pump Canopy Luminaire - 2,000-6,999 lm | 7 | 0.7564 | 5.187 | 19.7105 | 1662.3856 | 1226.2502 | 455 | 2888.6358 | 455 | 2433.6358 | 6.3487
AR - Outdoor - Fuel Pump Canopy Luminaire >= 7,000 lm | BNI Lighting | RET | 3.8 | 1.2667 | 94% | 1160.2559 | 229.6024 | 130 | 372.8294 | 376.6464 | 0.11175 | 0.029408 | 0.55955 | 1.41 | 2.1828 | AR - Outdoor - Fuel Pump Canopy Luminaire >= 7,000 lm | 9 | 2.091 | 10.4697 | 39.785 | 3355.4642 | 3389.8173 | 1170 | 6745.2815 | 1170 | 5575.2815 | 5.7652
AR - Outdoor - LED Replacement lamps for HID lamps - 250-4,999 lm | BNI Lighting | RET | 3.8 | 1.2667 | 94% | 1083.9611 | 215.1722 | 35 | 348.3133 | 352.9747 | 0.032204 | 0.0084748 | 0.16075 | 0.38353 | 0.60619 | AR - Outdoor - LED Replacement lamps for HID lamps - 250-4,999 lm | 1 | 0.21773 | 1.0868 | 4.1299 | 348.3133 | 352.9747 | 35 | 701.2879 | 35 | 666.2879 | 20.0368
AR - Outdoor - LED Replacement lamps for HID lamps - 5,000-9,999 lm | BNI Lighting | RET | 3.8 | 1.2667 | 94% | 820.4663 | 153.6314 | 55 | 263.6435 | 252.0214 | 0.066859 | 0.017595 | 0.3538 | 0.54249 | 1.0065 | AR - Outdoor - LED Replacement lamps for HID lamps - 5,000-9,999 lm | 1 | 0.15546 | 0.82262 | 3.126 | 263.6435 | 252.0214 | 55 | 515.6649 | 55 | 460.6649 | 9.3757
AR - Outdoor - LED Replacement lamps for HID lamps >= 10,000 lm | BNI Lighting | RET | 3.8 | 1.2667 | 94% | 1913.6877 | 244.6025 | 80 | 614.9324 | 401.2529 | 0.041695 | 0.010972 | 0.32322 | 0.51188 | 0.80718 | AR - Outdoor - LED Replacement lamps for HID lamps >= 10,000 lm | 50 | 12.3754 | 95.9358 | 364.5559 | 30746.6205 | 20062.6452 | 4000 | 50809.2657 | 4000 | 46809.2657 | 12.7023
AR - Outdoor - Parking Garage Luminaire - 2,000-6,499 lm | BNI Lighting | RET | 7.6 | 2.5333 | 94% | 811.1272 | 110.2785 | 75 | 545.6809 | 295.9974 | 0.092222 | 0.012134 | 0.67211 | 1.7014 | 2.3527 | AR - Outdoor - Parking Garage Luminaire - 2,000-6,499 lm | 10 | 1.1159 | 8.1326 | 61.8076 | 5456.8088 | 2959.9741 | 750 | 8416.7829 | 750 | 7666.7829 | 11.2224
AR - Outdoor - Parking Garage Luminaire >= 6,500 lm | BNI Lighting | RET | 7.6 | 2.5333 | 94% | 684.9557 | 107.9768 | 95 | 460.7998 | 289.8193 | 0.13833 | 0.018202 | 0.86949 | 2.2113 | 3.181 | AR - Outdoor - Parking Garage Luminaire >= 6,500 lm | 7 | 0.76482 | 4.8073 | 36.5354 | 3225.5983 | 2028.7352 | 665 | 5254.3336 | 665 | 4589.3336 | 7.9013
AR - Outdoor - Pole / Arm - Mounted Area Luminaire - 1,000-4,999 lm | BNI Lighting | RET | 4.5667 | 1.5222 | 94% | 754.001 | 173.7519 | 75 | 301.0271 | 333.9142 | 0.099209 | 0.021725 | 0.42658 | 2.3867 | 3.0653 | AR - Outdoor - Pole / Arm - Mounted Area Luminaire - 1,000-4,999 lm | 7 | 1.2307 | 5.2919 | 24.1662 | 2107.1894 | 2337.3995 | 525 | 4444.5889 | 525 | 3919.5889 | 8.4659
AR - Outdoor - Pole / Arm - Mounted Area Luminaire - 10,000-24,999 lm | BNI Lighting | RET | 4.5667 | 1.5222 | 94% | 1461.5382 | 309.144 | 170 | 583.5039 | 594.1091 | 0.11601 | 0.025404 | 0.54345 | 1.5145 | 2.3131 | AR - Outdoor - Pole / Arm - Mounted Area Luminaire - 10,000-24,999 lm | 32 | 10.0101 | 46.8921 | 214.1405 | 18672.1247 | 19011.4909 | 5440 | 37683.6156 | 5440 | 32243.6156 | 6.9271
AR - Outdoor - Pole / Arm - Mounted Area Luminaire - 25,000-39,999 lm | BNI Lighting | RET | 4.5667 | 1.5222 | 94% | 1454.5798 | 263.0253 | 180 | 580.7259 | 505.4788 | 0.12342 | 0.027027 | 0.67631 | 1.7447 | 2.6031 | AR - Outdoor - Pole / Arm - Mounted Area Luminaire - 25,000-39,999 lm | 50 | 13.3075 | 72.9201 | 333.0016 | 29036.2926 | 25273.9419 | 9000 | 54310.2345 | 9000 | 45310.2345 | 6.0345
AR - Outdoor - Pole / Arm - Mounted Area Luminaire - 40,000-54,999 lm | BNI Lighting | RET | 4.5667 | 1.5222 | 94% | 3077.7515 | 637.1889 | 270 | 1228.7602 | 1224.5419 | 0.087497 | 0.01916 | 0.41876 | 0.91218 | 1.5154 | AR - Outdoor - Pole / Arm - Mounted Area Luminaire - 40,000-54,999 lm | 23 | 14.8295 | 70.9743 | 324.1157 | 28261.4853 | 28164.464 | 6210 | 56425.9492 | 6210 | 50215.9492 | 9.0863
AR - Outdoor - Pole / Arm - Mounted Area Luminaire - 5,000-9,999 lm | BNI Lighting | RET | 4.5667 | 1.5222 | 94% | 1031.7908 | 206.4563 | 125 | 411.9317 | 396.7653 | 0.12083 | 0.026459 | 0.59835 | 2.2071 | 3.0421 | AR - Outdoor - Pole / Arm - Mounted Area Luminaire - 5,000-9,999 lm | 11 | 2.298 | 11.3795 | 51.9665 | 4531.2491 | 4364.4178 | 1375 | 8895.6669 | 1375 | 7520.6669 | 6.4696
AR - Outdoor - Pole / Arm - Mounted Area Luminaire >= 55,000 lm | BNI Lighting | RET | 4.5667 | 1.5222 | 94% | 2542.3882 | 520.3987 | 380 | 1015.022 | 1000.0959 | 0.14907 | 0.032644 | 0.72164 | 1.4701 | 2.4987 | AR - Outdoor - Pole / Arm - Mounted Area Luminaire >= 55,000 lm | 15 | 7.8987 | 38.236 | 174.6111 | 15225.3304 | 15001.4391 | 5700 | 30226.7695 | 5700 | 24526.7695 | 5.3029
AR - Outdoor - Pole / Arm - Mounted Decorative Luminaire - 1,000-1,999 lm | BNI Lighting | RET | 7.6 | 2.5333 | 94% | 434.2195 | 84.3788 | 50 | 292.1185 | 226.4803 | 0.11485 | 0.015112 | 0.58561 | 0.86007 | 1.6552 | AR - Outdoor - Pole / Arm - Mounted Decorative Luminaire - 1,000-1,999 lm | 3 | 0.25614 | 1.3061 | 9.9262 | 876.3555 | 679.4408 | 150 | 1555.7963 | 150 | 1405.7963 | 10.372
AR - Outdoor - Pole / Arm - Mounted Decorative Luminaire - 2,000-5,499 lm | BNI Lighting | RET | 7.6 | 2.5333 | 94% | 868.4389 | 168.7576 | 85 | 584.237 | 452.9605 | 0.09762 | 0.012845 | 0.49777 | 3.4307 | 4.1066 | AR - Outdoor - Pole / Arm - Mounted Decorative Luminaire - 2,000-5,499 lm | 7 | 1.1953 | 6.095 | 46.3223 | 4089.659 | 3170.7236 | 595 | 7260.3826 | 595 | 6665.3826 | 12.2023
AR - Outdoor - Pole / Arm - Mounted Decorative Luminaire >= 5,500 lm | BNI Lighting | RET | 7.6 | 2.5333 | 94% | 1391.9063 | 267.4592 | 120 | 936.3965 | 717.8843 | 0.085987 | 0.011314 | 0.4434 | 2.8248 | 3.4206 | AR - Outdoor - Pole / Arm - Mounted Decorative Luminaire >= 5,500 lm | 10 | 2.7064 | 13.9556 | 106.0628 | 9363.9652 | 7178.8434 | 1200 | 16542.8086 | 1200 | 15342.8086 | 13.7857
AR - Outdoor - Wall-Mounted Area Luminaire (Full-Cutoff) - 15,000-24,999 lm | BNI Lighting | RET | 5.7 | 1.9 | 94% | 568.671 | 78.1196 | 130 | 288.9145 | 176.4814 | 0.228 | 0.040001 | 1.6446 | 4.0629 | 5.6724 | AR - Outdoor - Wall-Mounted Area Luminaire (Full-Cutoff) - 15,000-24,999 lm | 2 | 0.1581 | 1.1403 | 6.4999 | 577.8291 | 352.9628 | 260 | 930.7918 | 260 | 670.7918 | 3.58
AR - Outdoor - Wall-Mounted Area Luminaire (Full-Cutoff) - 2,000-4,999 lm | BNI Lighting | RET | 5.7 | 1.9 | 94% | 859.4953 | 190.1927 | 40 | 436.6685 | 429.6681 | 0.046417 | 0.0081433 | 0.20784 | 1.2623 | 1.5808 | AR - Outdoor - Wall-Mounted Area Luminaire (Full-Cutoff) - 2,000-4,999 lm | 15 | 2.8868 | 12.9263 | 73.6799 | 6550.027 | 6445.0213 | 600 | 12995.0483 | 600 | 12395.0483 | 21.6584
AR - Outdoor - Wall-Mounted Area Luminaire (Full-Cutoff) - 300-1,999 lm | BNI Lighting | RET | 5.7 | 1.9 | 94% | 215.7743 | 39.2388 | 25 | 109.6246 | 88.645 | 0.11556 | 0.020273 | 0.62964 | 7.1057 | 7.9092 | AR - Outdoor - Wall-Mounted Area Luminaire (Full-Cutoff) - 300-1,999 lm | 7 | 0.27793 | 1.5144 | 8.632 | 767.3721 | 620.5151 | 175 | 1387.8872 | 175 | 1212.8872 | 7.9308
AR - Outdoor - Wall-Mounted Area Luminaire (Full-Cutoff) - 5,000-14,999 lm | BNI Lighting | RET | 5.7 | 1.9 | 94% | 806.8372 | 170.7749 | 90 | 409.9154 | 385.8009 | 0.11125 | 0.019518 | 0.52082 | 1.8217 | 2.5875 | AR - Outdoor - Wall-Mounted Area Luminaire (Full-Cutoff) - 5,000-14,999 lm | 50 | 8.6402 | 40.4478 | 230.5527 | 20495.7695 | 19290.0467 | 4500 | 39785.8162 | 4500 | 35285.8162 | 8.8413
AR - Outdoor - Wall-Mounted Area Luminaire (Full-Cutoff) >= 25,000 lm | BNI Lighting | RET | 5.7 | 1.9 | 94% | 2366.2647 | 457.5723 | 240 | 1202.1859 | 1033.7105 | 0.10116 | 0.017747 | 0.51835 | 2.0768 | 2.7775 | AR - Outdoor - Wall-Mounted Area Luminaire (Full-Cutoff) >= 25,000 lm | 4 | 1.852 | 9.4899 | 54.0926 | 4808.7435 | 4134.8418 | 960 | 8943.5853 | 960 | 7983.5853 | 9.3162
AR - Outdoor - Wall-Mounted Area Luminaire (Non-Cutoff and Semi-Cutoff) - 2,000-4,999 lm | BNI Lighting | RET | 7.6 | 2.5333 | 94% | 548.3639 | 119.4441 | 40 | 368.9085 | 320.5985 | 0.072753 | 0.0095728 | 0.33095 | 2.3301 | 2.8298 | AR - Outdoor - Wall-Mounted Area Luminaire (Non-Cutoff and Semi-Cutoff) - 2,000-4,999 lm | 2 | 0.24173 | 1.0996 | 8.357 | 737.817 | 641.1971 | 80 | 1379.014 | 80 | 1299.014 | 17.2377
AR - Outdoor - Wall-Mounted Area Luminaire (Non-Cutoff and Semi-Cutoff) - 300-1,999 lm | BNI Lighting | RET | 7.6 | 2.5333 | 94% | 308.2678 | 66.7886 | 25 | 207.3853 | 179.2665 | 0.080886 | 0.010643 | 0.36992 | 3.6506 | 4.2065 | AR - Outdoor - Wall-Mounted Area Luminaire (Non-Cutoff and Semi-Cutoff) - 300-1,999 lm | 3 | 0.20275 | 0.92723 | 7.047 | 622.1559 | 537.7995 | 75 | 1159.9554 | 75 | 1084.9554 | 15.4661
AR - Outdoor - Wall-Mounted Area Luminaire (Non-Cutoff and Semi-Cutoff) - 5,000-14,999 lm | BNI Lighting | RET | 7.6 | 2.5333 | 94% | 859.4224 | 179.9995 | 40 | 578.1712 | 483.1346 | 0.046421 | 0.006108 | 0.21961 | 1.6783 | 1.9981 | AR - Outdoor - Wall-Mounted Area Luminaire (Non-Cutoff and Semi-Cutoff) - 5,000-14,999 lm | 27 | 4.9177 | 23.2654 | 176.8168 | 15610.6213 | 13044.6345 | 1080 | 28655.2558 | 1080 | 27575.2558 | 26.5326
AR - Outdoor - Wall-Mounted Area Luminaire (Non-Cutoff and Semi-Cutoff) >= 25,000 lm | BNI Lighting | RET | 7.6 | 2.5333 | 94% | 942.0776 | 194.3026 | 240 | 633.777 | 521.5256 | 0.25409 | 0.033433 | 1.2207 | 5.194 | 6.9462 | AR - Outdoor - Wall-Mounted Area Luminaire (Non-Cutoff and Semi-Cutoff) >= 25,000 lm | 5 | 0.98306 | 4.7228 | 35.893 | 3168.8848 | 2607.6279 | 1200 | 5776.5128 | 1200 | 4576.5128 | 4.8138
Custom | [15 empty] | Custom
Measure Name | Technology Type | Decision Type | Measure Life | Remaining Useful Life (RUL) | Net-To-Gross Ratio | Per Unit Gross Annual Energy Savings per Unit at Meter (kWh) | Per Unit Gross Peak Demand Savings per Unit at Meter (Watts) | Per Unit Incentive ($) | Per Unit Present Value Electric Energy PAC Avoided Cost Benefits ($) | Per Unit Present Value Electric Coin. Demand PAC Avoided Cost Benefits ($) | First-Year Unit Cost / kWh at Generator ($/kWh) | Lifetime Unit Cost / kWh at Generator ($/kWh) | Unit Cost / Watt at Generator ($/W) | Customer Simple Payback with Incentives (years) | Customer Simple Payback without Incentives (years) | Measure Name | Participation (Units) | Total Peak Demand Savings (kW) | Total First Year Energy Savings (MWh) | Total Lifetime Energy Savings (MWh) | Present Value Electric Energy PAC Avoided Cost Benefits ($) | Present Value Electric Coin. Demand PAC Avoided Cost Benefits ($) | Total Incentive ($) | PAC Benefits ($) | PAC Costs ($) | PAC Net Benefits ($) | PAC Ratio
Custom - Pay for Performance | BNI Other | RET | 11.1983 | 3.7328 | 92% | 1000000 | 206650 | 170000 | 918543.1512 | 661244.768 | 0.17419 | 0.015555 | 0.84055 | 0.70093 | 1.8234 | Custom - Pay for Performance | 1 | 202.2478 | 975.9513 | 10929.0329 | 918543.1512 | 661244.768 | 170000 | 1579787.9192 | 170000 | 1409787.9192 | 9.2929
Custom - New Construction | BNI Other | RET | 19.005 | 6.335 | 82% | 1000000 | 184933.9877 | 170000 | 1226242.8034 | 644065.3645 | 0.19543 | 0.010283 | 1.0538 | 1.8442 | 3.1279 | Custom - New Construction | 15 | 2419.8165 | 13048.0444 | 247978.0835 | 18393642.0507 | 9660980.4669 | 2550000 | 28054622.5176 | 2550000 | 25504622.5176 | 11.0018
Custom - Industrial Retrofit | BNI Other | RET | 9.094 | 3.0313 | 92% | 1000000 | 100789.044 | 170000 | 762106.4697 | 290835.7365 | 0.17419 | 0.019154 | 1.7234 | 1.7765 | 3.013 | Custom - Industrial Retrofit | 10.5 | 1035.7407 | 10247.4885 | 93190.6606 | 8002117.9316 | 3053775.2336 | 1785000 | 11055893.1652 | 1785000 | 9270893.1652 | 6.1938
Custom - Commercial Retrofit | BNI Other | RET | 9.094 | 3.0313 | 92% | 1000000 | 102440 | 170000 | 762106.4697 | 295599.7167 | 0.17419 | 0.019154 | 1.6956 | 1.7737 | 3.0083 | Custom - Commercial Retrofit | 5 | 501.2888 | 4879.7564 | 44376.505 | 3810532.3484 | 1477998.5835 | 850000 | 5288530.9319 | 850000 | 4438530.9319 | 6.2218
Custom - Building Optimization | BNI Other | RET | 1.756 | 0.58533 | 91% | 1000000 | 46070.9558 | 130000 | 107210.7054 | 37320.4814 | 0.13467 | 0.07669 | 2.9148 | 0.16986 | 1.1788 | Custom - Building Optimization | 3 | 133.7983 | 2896.0294 | 5085.4276 | 321632.1161 | 111961.4442 | 390000 | 433593.5603 | 390000 | 43593.5603 | 1.1118
Equity Deserving - Retrofits | BNI Other | RET | 9.094 | 3.0313 | 92% | 1000000 | 100789.044 | 200000 | 762106.4697 | 290835.7365 | 0.20493 | 0.022534 | 2.0275 | 1.5583 | 3.013 | Equity Deserving - Retrofits | 3 | 295.9259 | 2927.8539 | 26625.903 | 2286319.409 | 872507.2096 | 600000 | 3158826.6186 | 600000 | 2558826.6186 | 5.2647
Efficient Products Installation | [15 empty] | Efficient Products Installation
Measure Name | Technology Type | Decision Type | Measure Life | Remaining Useful Life (RUL) | Net-To-Gross Ratio | Per Unit Gross Annual Energy Savings per Unit at Meter (kWh) | Per Unit Gross Peak Demand Savings per Unit at Meter (Watts) | Per Unit Incentive ($) | Per Unit Present Value Electric Energy PAC Avoided Cost Benefits ($) | Per Unit Present Value Electric Coin. Demand PAC Avoided Cost Benefits ($) | First-Year Unit Cost / kWh at Generator ($/kWh) | Lifetime Unit Cost / kWh at Generator ($/kWh) | Unit Cost / Watt at Generator ($/W) | Customer Simple Payback with Incentives (years) | Customer Simple Payback without Incentives (years) | Measure Name | Participation (Units) | Total Peak Demand Savings (kW) | Total First Year Energy Savings (MWh) | Total Lifetime Energy Savings (MWh) | Present Value Electric Energy PAC Avoided Cost Benefits ($) | Present Value Electric Coin. Demand PAC Avoided Cost Benefits ($) | Total Incentive ($) | PAC Benefits ($) | PAC Costs ($) | PAC Net Benefits ($) | PAC Ratio
Window Film Kits | Res Other | RET | 1 | 0.33333 | 98% | 128.923 | 36.5003 | 9.2436 | 5.6336 | 21.2979 | 0.066844 | 0.066844 | 0.2255 | 0 | 0.36455 | Window Film Kits | 4458.3846 | 182.7567 | 616.5317 | 616.5317 | 25116.7933 | 94954.1113 | 41211.5921 | 120070.9046 | 41211.5921 | 78859.3125 | 2.9135
Thermostatic Shower Valve - 2.5 GPM | Res DHW | RET | 10 | 3.3333 | 99% | 110.4967 | 17.9107 | 51.2333 | 103.4245 | 63.1065 | 0.4279 | 0.04279 | 2.5213 | 0 | 1.9401 | Thermostatic Shower Valve - 2.5 GPM | 570.5526 | 11.5936 | 68.3128 | 683.1276 | 59009.1136 | 36005.5593 | 29231.2674 | 95014.673 | 29231.2674 | 65783.4056 | 3.2504
Switch and Plug Insulators | Res Other | RET | 15 | 5 | 98% | 17.0587 | 4.8408 | 8.3505 | 22.4139 | 19.9375 | 0.45637 | 0.030425 | 1.536 | 0 | 2.4889 | Switch and Plug Insulators | 3728.9001 | 20.2722 | 68.2299 | 1023.4483 | 83579.2348 | 74344.9549 | 31138.0135 | 157924.1897 | 31138.0135 | 126786.1761 | 5.0717
Solar Security Fixture | Res Lighting | RET | 2.5 | 0.83333 | 97% | 92.6 | 15 | 199.91 | 18.3755 | 18.9374 | 2.0334 | 0.81337 | 11.9894 | 0 | 11.0942 | Solar Security Fixture | 835.8366 | 13.9366 | 82.1723 | 205.4309 | 15358.8926 | 15828.5661 | 167092.1153 | 31187.4587 | 167092.1153 | -135904.6566 | 0.18665
Smart thermostats for mini-split heat pumps | Res HVAC | RET | 10 | 3.3333 | 100% | 479 | 0 | 235.42 | 500.4985 | 0 | 0.44904 | 0.044904 | N/A | 0 | 2.4512 | Smart thermostats for mini-split heat pumps | 3500 | 0 | 1834.9538 | 18349.5378 | 1751744.8058 | 0 | 823969.9677 | 1751744.8058 | 823969.9677 | 927774.8381 | 2.126
Smart thermostats for in-floor heat | Res HVAC | RET | 10 | 3.3333 | 100% | 312 | 0 | 353.3768 | 326.0032 | 0 | 1.0348 | 0.10348 | N/A | 0 | 5.6487 | Smart thermostats for in-floor heat | 562.8402 | 0 | 192.2035 | 1922.0348 | 183487.7011 | 0 | 198894.6778 | 183487.7011 | 198894.6778 | -15406.9767 | 0.92254
Smart thermostats for electric baseboards | Res HVAC | RET | 10 | 3.3333 | 100% | 265 | 0 | 171.0876 | 276.8938 | 0 | 0.58986 | 0.058986 | N/A | 0 | 3.2199 | Smart thermostats for electric baseboards | 7350 | 0 | 2131.8409 | 21318.4087 | 2035169.0698 | 0 | 1257493.9142 | 2035169.0698 | 1257493.9142 | 777675.1556 | 1.6184
Smart thermostats for electric baseboards - MURB | Res HVAC | RET | 10 | 3.3333 | 100% | 205 | 0 | 171.1304 | 214.2008 | 0 | 0.7627 | 0.07627 | N/A | 0 | 4.1633 | Smart thermostats for electric baseboards - MURB | 2100 | 0 | 471.1885 | 4711.8855 | 449821.7351 | 0 | 359373.8477 | 449821.7351 | 359373.8477 | 90447.8874 | 1.2517
Pipe Insulation | Res DHW | RET | 13 | 4.3333 | 99% | 12.7 | 2.06 | 3.1273 | 14.9632 | 8.1105 | 0.22725 | 0.017481 | 1.3381 | 0 | 1.2399 | Pipe Insulation | 4437.8879 | 10.3718 | 61.0713 | 793.9263 | 66405.1298 | 35993.3899 | 13878.6914 | 102398.5198 | 13878.6914 | 88519.8284 | 7.3781
Outdoor Motion Sensor | Res Lighting | RET | 10 | 3.3333 | 97% | 19.7 | 0 | 99.9529 | 18.0995 | 0 | 4.779 | 0.4779 | N/A | 0 | 26.0869 | Outdoor Motion Sensor | 835.8366 | 0 | 17.4816 | 174.8159 | 15128.2162 | 0 | 83544.2791 | 15128.2162 | 83544.2791 | -68416.0629 | 0.18108
Low Flow Showerhead - 1 GPM improvement | Res DHW | RET | 10 | 3.3333 | 99% | 377.216 | 61.1181 | 64.9924 | 353.0727 | 215.3431 | 0.15901 | 0.015901 | 0.93731 | 0 | 0.72922 | Low Flow Showerhead - 1 GPM improvement | 1814.1972 | 125.7949 | 741.5345 | 7415.3449 | 640543.4582 | 390674.922 | 117909.0111 | 1031218.3802 | 117909.0111 | 913309.3691 | 8.7459
Low Flow Showerhead - 0.75 GPM improvement | Res DHW | RET | 10 | 3.3333 | 99% | 283.4624 | 45.9663 | 85.3211 | 265.3197 | 161.9573 | 0.27778 | 0.027778 | 1.6361 | 0 | 1.2743 | Low Flow Showerhead - 0.75 GPM improvement | 73.6022 | 3.8383 | 22.607 | 226.07 | 19528.1085 | 11920.4089 | 6279.8207 | 31448.5173 | 6279.8207 | 25168.6966 | 5.0079
Low Flow Showerhead - 0.5 GPM improvement | Res DHW | RET | 10 | 3.3333 | 99% | 188.9792 | 30.6055 | 86.5232 | 176.8838 | 107.8352 | 0.42253 | 0.042253 | 2.4919 | 0 | 1.9384 | Low Flow Showerhead - 0.5 GPM improvement | 190.4126 | 6.6116 | 38.9912 | 389.9119 | 33680.9047 | 20533.1857 | 16475.1061 | 54214.0904 | 16475.1061 | 37738.9843 | 3.2907
Kitchen Aerator | Res DHW | RET | 10 | 3.3333 | 99% | 109.15 | 17.6664 | 30.2205 | 102.164 | 62.2457 | 0.25552 | 0.025552 | 1.5078 | 0 | 1.1673 | Kitchen Aerator | 937.0148 | 18.7803 | 110.8223 | 1108.2227 | 95729.1678 | 58325.1079 | 28317.0165 | 154054.2757 | 28317.0165 | 125737.2593 | 5.4403
Indoor Motion Sensor | Res Lighting | RET | 10 | 3.3333 | 97% | 9.22 | 0 | 64.2028 | 8.4709 | 0 | 6.5589 | 0.65589 | N/A | 0 | 35.8027 | Indoor Motion Sensor | 835.8366 | 0 | 8.1817 | 81.8174 | 7080.3124 | 0 | 53663.013 | 7080.3124 | 53663.013 | -46582.7007 | 0.13194
Humidity Sensor | Res HVAC | RET | 9.5 | 3.1667 | 104% | 143 | 14.3 | 130.1334 | 147.8446 | 51.4501 | 0.79946 | 0.084154 | 7.6356 | 0 | 4.3626 | Humidity Sensor | 4513.5177 | 76.9233 | 734.6933 | 6979.5866 | 667299.0543 | 232221.0928 | 587359.3232 | 899520.1471 | 587359.3232 | 312160.824 | 1.5315
Hot Water Tank Wrap | Res DHW | RET | 7 | 2.3333 | 99% | 134.2832 | 9.3475 | 40.3553 | 90.7301 | 26.948 | 0.27735 | 0.039621 | 3.8054 | 0 | 1.5136 | Hot Water Tank Wrap | 1282.5008 | 13.6007 | 186.6105 | 1306.2734 | 116361.4382 | 34560.7954 | 51755.7104 | 150922.2337 | 51755.7104 | 99166.5233 | 2.916
Bathroom Aerator | Res DHW | RET | 10 | 3.3333 | 99% | 108.9298 | 17.6312 | 30.8499 | 101.9579 | 62.1215 | 0.26137 | 0.026137 | 1.5423 | 0 | 1.1936 | Bathroom Aerator | 1164.0347 | 23.2839 | 137.3946 | 1373.9456 | 118682.5219 | 72311.62 | 35910.3436 | 190994.1419 | 35910.3436 | 155083.7983 | 5.3186
Advanced Learning Thermostat - Electric | Res HVAC | RET | 10 | 3.3333 | 100% | 1683.0769 | 0 | 468.8325 | 1758.6169 | 0 | 0.2545 | 0.02545 | N/A | 0 | 1.3892 | Advanced Learning Thermostat - Electric | 148.6128 | 0 | 273.7675 | 2737.6745 | 261353.0209 | 0 | 69674.5229 | 261353.0209 | 69674.5229 | 191678.498 | 3.7511
Home Energy Assessment | [15 empty] | Home Energy Assessment
Measure Name | Technology Type | Decision Type | Measure Life | Remaining Useful Life (RUL) | Net-To-Gross Ratio | Per Unit Gross Annual Energy Savings per Unit at Meter (kWh) | Per Unit Gross Peak Demand Savings per Unit at Meter (Watts) | Per Unit Incentive ($) | Per Unit Present Value Electric Energy PAC Avoided Cost Benefits ($) | Per Unit Present Value Electric Coin. Demand PAC Avoided Cost Benefits ($) | First-Year Unit Cost / kWh at Generator ($/kWh) | Lifetime Unit Cost / kWh at Generator ($/kWh) | Unit Cost / Watt at Generator ($/W) | Customer Simple Payback with Incentives (years) | Customer Simple Payback without Incentives (years) | Measure Name | Participation (Units) | Total Peak Demand Savings (kW) | Total First Year Energy Savings (MWh) | Total Lifetime Energy Savings (MWh) | Present Value Electric Energy PAC Avoided Cost Benefits ($) | Present Value Electric Coin. Demand PAC Avoided Cost Benefits ($) | Total Incentive ($) | PAC Benefits ($) | PAC Costs ($) | PAC Net Benefits ($) | PAC Ratio
Wood Stove | Res HVAC | RET | 18 | 6 | 84% | 1065.4151 | 603.8081 | 1000 | 1530.4933 | 2274.8218 | 1.0207 | 0.056707 | 1.7195 | 27.8011 | 33.3807 | Wood Stove | 11.04 | 6.4204 | 10.8159 | 194.6861 | 16896.6455 | 25114.0324 | 11040 | 42010.6779 | 11040 | 30970.6779 | 3.8053
Pellet Stove | Res HVAC | RET | 18 | 6 | 84% | 1319.09 | 747 | 1000 | 1894.9031 | 2814.2912 | 0.82442 | 0.045801 | 1.3899 | 27.8637 | 32.3678 | Pellet Stove | 0.8 | 0.57558 | 0.97037 | 17.4667 | 1515.9225 | 2251.4329 | 800 | 3767.3554 | 800 | 2967.3554 | 4.7092
Heat Pump Water Heater with heat pump baseline | Res DHW | RET | 15 | 5 | 84% | 1280 | 207 | 800 | 1435.9669 | 731.1607 | 0.67968 | 0.045312 | 4.0126 | 14.382 | 18.0853 | Heat Pump Water Heater with heat pump baseline | 16 | 3.1899 | 18.8323 | 282.4852 | 22975.4702 | 11698.5719 | 12800 | 34674.0421 | 12800 | 21874.0421 | 2.7089
Heat Pump Water Heater with electric resistance baseline | Res DHW | RET | 15 | 5 | 84% | 1179 | 191 | 800 | 1322.6601 | 674.6459 | 0.73791 | 0.049194 | 4.3488 | 15.614 | 19.6346 | Heat Pump Water Heater with electric resistance baseline | 16 | 2.9434 | 17.3464 | 260.1954 | 21162.562 | 10794.3345 | 12800 | 31956.8965 | 12800 | 19156.8965 | 2.4966
HEA Heat Pump - Customer Installed | Res HVAC | RET | 18 | 6 | 84% | 912 | 1450.08 | 900 | 1310.109 | 5463.1155 | 1.0732 | 0.059621 | 0.64441 | 33.6256 | 39.473 | HEA Heat Pump - Customer Installed | 880 | 1229.0406 | 737.9927 | 13283.8682 | 1152895.9099 | 4807541.6805 | 792000 | 5960437.5904 | 792000 | 5168437.5904 | 7.5258
HEA Building Envelope - Customer Installed | Res HVAC | RET | 20.5 | 6.8333 | 84% | 1033 | 313.8841 | 1200 | 1602.8632 | 1241.6903 | 1.2633 | 0.061624 | 3.9694 | 6.0731 | 12.9564 | HEA Building Envelope - Customer Installed | 1248 | 377.2901 | 1185.4669 | 24302.0724 | 2000373.3292 | 1549629.4544 | 1497600 | 3550002.7836 | 1497600 | 2052402.7836 | 2.3705
Instant Savings | [15 empty] | Instant Savings
Measure Name | Technology Type | Decision Type | Measure Life | Remaining Useful Life (RUL) | Net-To-Gross Ratio | Per Unit Gross Annual Energy Savings per Unit at Meter (kWh) | Per Unit Gross Peak Demand Savings per Unit at Meter (Watts) | Per Unit Incentive ($) | Per Unit Present Value Electric Energy PAC Avoided Cost Benefits ($) | Per Unit Present Value Electric Coin. Demand PAC Avoided Cost Benefits ($) | First-Year Unit Cost / kWh at Generator ($/kWh) | Lifetime Unit Cost / kWh at Generator ($/kWh) | Unit Cost / Watt at Generator ($/W) | Customer Simple Payback with Incentives (years) | Customer Simple Payback without Incentives (years) | Measure Name | Participation (Units) | Total Peak Demand Savings (kW) | Total First Year Energy Savings (MWh) | Total Lifetime Energy Savings (MWh) | Present Value Electric Energy PAC Avoided Cost Benefits ($) | Present Value Electric Coin. Demand PAC Avoided Cost Benefits ($) | Total Incentive ($) | PAC Benefits ($) | PAC Costs ($) | PAC Net Benefits ($) | PAC Ratio
Solar lighting fixtures | Res Lighting | ROB/NEW | 10 | N/A | 76% | 8.11 | 13.122 | 17.2 | 5.8364 | 35.4604 | 2.5503 | 0.25503 | 1.5064 | 109.1301 | 123.0878 | Solar lighting fixtures | 200 | 2.2836 | 1.3489 | 13.4887 | 1167.2836 | 7092.0764 | 3440 | 8259.36 | 3440 | 4819.36 | 2.401
Smart thermostats for mini-split heat pumps | Res HVAC | RET | 10 | 3.3333 | 100% | 479 | 0 | 25.8 | 500.3643 | 0 | 0.049224 | 0.0049224 | N/A | 1.8303 | 2.0998 | Smart thermostats for mini-split heat pumps | 5000 | 0 | 2620.6598 | 26206.598 | 2501821.701 | 0 | 129000 | 2501821.701 | 129000 | 2372821.701 | 19.394
Smart thermostats for in-floor heat | Res HVAC | RET | 10 | 3.3333 | 100% | 265 | 0 | 25.8 | 276.8195 | 0 | 0.088975 | 0.0088975 | N/A | 6.0685 | 6.5556 | Smart thermostats for in-floor heat | 500 | 0 | 144.9843 | 1449.8431 | 138409.7601 | 0 | 12900 | 138409.7601 | 12900 | 125509.7601 | 10.7294
Smart thermostats for electric baseboards | Res HVAC | RET | 10 | 3.3333 | 100% | 265 | 0 | 25.8 | 276.8195 | 0 | 0.088975 | 0.0088975 | N/A | 3.865 | 4.3521 | Smart thermostats for electric baseboards | 5000 | 0 | 1449.8431 | 14498.431 | 1384097.6008 | 0 | 129000 | 1384097.6008 | 129000 | 1255097.6008 | 10.7294
Programmable thermostats for electric heat | Res HVAC | ROB/NEW | 10 | N/A | 100% | 164 | 0 | 12.9 | 171.3147 | 0 | 0.071885 | 0.0071885 | N/A | 0.87745 | 1.271 | Programmable thermostats for electric heat | 500 | 0 | 89.7261 | 897.2614 | 85657.361 | 0 | 6450 | 85657.361 | 6450 | 79207.361 | 13.2802
Outdoor Heavy Duty Timers | Res Other | ROB/NEW | 10 | N/A | 100% | 122 | 0 | 8.6 | 115.6352 | 0 | 0.064422 | 0.0064422 | N/A | 0.47481 | 0.8275 | Outdoor Heavy Duty Timers | 10000 | 0 | 1334.9499 | 13349.4988 | 1156351.6374 | 0 | 86000 | 1156351.6374 | 86000 | 1070351.6374 | 13.4459
Outdoor clotheslines | Res Other | ROB/NEW | 10 | N/A | 65% | 70.6 | 0 | 17.2 | 43.4959 | 0 | 0.34254 | 0.034254 | N/A | 6.5386 | 8.4138 | Outdoor clotheslines | 3000 | 0 | 150.6414 | 1506.4143 | 130487.6475 | 0 | 51600 | 130487.6475 | 51600 | 78887.6475 | 2.5288
Outdoor clothes dryers | Res Other | ROB/NEW | 10 | N/A | 65% | 70.6 | 0 | 17.2 | 43.4959 | 0 | 0.34254 | 0.034254 | N/A | 15.479 | 17.3542 | Outdoor clothes dryers | 1000 | 0 | 50.2138 | 502.1381 | 43495.8825 | 0 | 17200 | 43495.8825 | 17200 | 26295.8825 | 2.5288
Heat Pump Water Heater | Res DHW | ROB/NEW | 15 | N/A | 100% | 1007 | 163 | 688 | 1344.2948 | 684.4093 | 0.62439 | 0.041626 | 3.6866 | 5.8306 | 9.2488 | Heat Pump Water Heater | 300 | 55.9869 | 330.5642 | 4958.4634 | 403288.434 | 205322.791 | 206400 | 608611.2251 | 206400 | 402211.2251 | 2.9487
Energy Star certified ventilating fans | Res HVAC | ROB/NEW | 19 | N/A | 65% | 143 | 14.3 | 17.2 | 165.1619 | 42.4839 | 0.16911 | 0.0089006 | 1.6162 | 0.27821 | 1.204 | Energy Star certified ventilating fans | 100 | 1.0642 | 10.1708 | 193.2449 | 16516.1855 | 4248.3899 | 1720 | 20764.5753 | 1720 | 19044.5753 | 12.0724
Energy Star certified variable speed pool pumps | Res Other | ROB/NEW | 10 | N/A | 79% | 530 | 0 | 430 | 396.8561 | 0 | 0.93856 | 0.093856 | N/A | 15.7498 | 20.8881 | Energy Star certified variable speed pool pumps | 60 | 0 | 27.489 | 274.8903 | 23811.3654 | 0 | 25800 | 23811.3654 | 25800 | -1988.6346 | 0.92292
Energy Star certified Room Air Purifiers (RAP) | Res HVAC | ROB/NEW | 9 | N/A | 65% | 768 | 131 | 34.4 | 470.7916 | 285.85 | 0.062977 | 0.0069974 | 0.35286 | 0.8938 | 1.2386 | Energy Star certified Room Air Purifiers (RAP) | 8000 | 779.9235 | 4369.8818 | 39328.9364 | 3766332.5487 | 2286799.7074 | 275200 | 6053132.2561 | 275200 | 5777932.2561 | 21.9954
Energy Star certified room air conditioners | Res HVAC | ROB/NEW | 10 | N/A | 100% | 363.84 | 0 | 17.2 | 380.068 | 0 | 0.043203 | 0.0043203 | N/A | 1.3128 | 1.5494 | Energy Star certified room air conditioners | 350 | 0 | 139.3425 | 1393.4251 | 133023.7924 | 0 | 6020 | 133023.7924 | 6020 | 127003.7924 | 22.097
Energy Star certified heat pump clothes dryers | Res Other | ROB/NEW | 10 | N/A | 100% | 333.068 | 0 | 129 | 315.6916 | 0 | 0.35396 | 0.035396 | N/A | 13.8958 | 15.8336 | Energy Star certified heat pump clothes dryers | 300 | 0 | 109.335 | 1093.3502 | 94707.4739 | 0 | 38700 | 94707.4739 | 38700 | 56007.4739 | 2.4472
Energy Star certified combination washer/dryer units | Res Other | ROB/NEW | 11 | N/A | 53% | 144 | 19.872 | 129 | 78.8487 | 39.1307 | 1.5447 | 0.14043 | 10.6978 | 18.7393 | 25.0156 | Energy Star certified combination washer/dryer units | 150 | 1.8088 | 12.5266 | 137.7931 | 11827.3109 | 5869.5989 | 19350 | 17696.9099 | 19350 | -1653.0901 | 0.91457
Energy Star certified clothes washers (Tier 3) | Res Other | ROB/NEW | 11 | N/A | 52% | 138 | 19.044 | 64.5 | 74.1377 | 36.7927 | 0.82143 | 0.074676 | 5.6888 | 28.4741 | 31.7747 | Energy Star certified clothes washers (Tier 3) | 3000 | 34.0142 | 235.5639 | 2591.2034 | 222412.9538 | 110377.9927 | 193500 | 332790.9465 | 193500 | 139290.9465 | 1.7198
Centrally Ducted Heat Pump System | Res HVAC | RET | 18 | 6 | 67% | 1197.8631 | 1153.8942 | 1250 | 1371.9086 | 3462.3822 | 1.4234 | 0.079077 | 1.4122 | 133.7143 | 141.5054 | Centrally Ducted Heat Pump System | 400 | 354.0611 | 351.2749 | 6322.9483 | 548763.4407 | 1384952.8975 | 500000 | 1933716.3382 | 500000 | 1433716.3382 | 3.8674
Electric Thermal Storage (ETS) System - Less than 50 kWh | Res HVAC | ROB/NEW | 18 | N/A | 74% | 0 | 1562.5 | 1000 | 0 | 5178.285 | N/A | N/A | 0.75539 | 71539.5105 | 94901.4004 | Electric Thermal Storage (ETS) System - Less than 50 kWh | 175 | 231.6686 | 0 | 0 | 0 | 906199.871 | 175000 | 906199.871 | 175000 | 731199.871 | 5.1783
Mini-Split Heat Pump | Res HVAC | RET | 18 | 6 | 84% | 912 | 1450.08 | 700 | 1309.5356 | 5455.1343 | 0.83506 | 0.046392 | 0.50194 | 35.0962 | 39.6665 | Mini-Split Heat Pump | 2500 | 3486.4916 | 2095.6524 | 37721.7443 | 3273838.9222 | 13637835.8544 | 1750000 | 16911674.7767 | 1750000 | 15161674.7767 | 9.6638
Mi'kmaw New Home Construction | [15 empty] | Mi'kmaw New Home Construction
Measure Name | Technology Type | Decision Type | Measure Life | Remaining Useful Life (RUL) | Net-To-Gross Ratio | Per Unit Gross Annual Energy Savings per Unit at Meter (kWh) | Per Unit Gross Peak Demand Savings per Unit at Meter (Watts) | Per Unit Incentive ($) | Per Unit Present Value Electric Energy PAC Avoided Cost Benefits ($) | Per Unit Present Value Electric Coin. Demand PAC Avoided Cost Benefits ($) | First-Year Unit Cost / kWh at Generator ($/kWh) | Lifetime Unit Cost / kWh at Generator ($/kWh) | Unit Cost / Watt at Generator ($/W) | Customer Simple Payback with Incentives (years) | Customer Simple Payback without Incentives (years) | Measure Name | Participation (Units) | Total Peak Demand Savings (kW) | Total First Year Energy Savings (MWh) | Total Lifetime Energy Savings (MWh) | Present Value Electric Energy PAC Avoided Cost Benefits ($) | Present Value Electric Coin. Demand PAC Avoided Cost Benefits ($) | Total Incentive ($) | PAC Benefits ($) | PAC Costs ($) | PAC Net Benefits ($) | PAC Ratio
Tier 1 | Res Other | ROB/NEW | 30.8 | N/A | 100% | 5323 | 1840 | 20000 | 10757.5729 | 10014.5005 | 3.4322 | 0.11144 | 9.4798 | 6.6122 | 25.3135 | Tier 1 | 35 | 73.8411 | 203.9481 | 6281.603 | 376515.0519 | 350507.519 | 700000 | 727022.5709 | 700000 | 27022.5709 | 1.0386
Tier 2 | Res Other | ROB/NEW | 30.8 | N/A | 100% | 3802 | 1310 | 9000 | 7683.6919 | 7129.889 | 2.1624 | 0.070208 | 5.9918 | 5.9379 | 17.7201 | Tier 2 | 15 | 22.5307 | 62.4308 | 1922.8674 | 115255.3791 | 106948.3346 | 135000 | 222203.7137 | 135000 | 87203.7137 | 1.646
Residential Solar | [15 empty] | Residential Solar
Measure Name | Technology Type | Decision Type | Measure Life | Remaining Useful Life (RUL) | Net-To-Gross Ratio | Per Unit Gross Annual Energy Savings per Unit at Meter (kWh) | Per Unit Gross Peak Demand Savings per Unit at Meter (Watts) | Per Unit Incentive ($) | Per Unit Present Value Electric Energy PAC Avoided Cost Benefits ($) | Per Unit Present Value Electric Coin. Demand PAC Avoided Cost Benefits ($) | First-Year Unit Cost / kWh at Generator ($/kWh) | Lifetime Unit Cost / kWh at Generator ($/kWh) | Unit Cost / Watt at Generator ($/W) | Customer Simple Payback with Incentives (years) | Customer Simple Payback without Incentives (years) | Measure Name | Participation (Units) | Total Peak Demand Savings (kW) | Total First Year Energy Savings (MWh) | Total Lifetime Energy Savings (MWh) | Present Value Electric Energy PAC Avoided Cost Benefits ($) | Present Value Electric Coin. Demand PAC Avoided Cost Benefits ($) | Total Incentive ($) | PAC Benefits ($) | PAC Costs ($) | PAC Net Benefits ($) | PAC Ratio
Solar PV - Residential System (10 kW nominal) | Renewables | ROB/NEW | 30 | N/A | 75% | 10596 | 0 | 10000 | 15870.98 | 0 | 1.15 | 0.04 | N/A | 12.4 | 19.03 | Solar PV - Residential System (10 kW nominal) | 55 | 0 | 478.46 | 14353.95 | 872903.96 | 0 | 550000 | 872903.96 | 550000 | 322903.96 | 1.59
SEM | [15 empty] | SEM
Measure Name | Technology Type | Decision Type | Measure Life | Remaining Useful Life (RUL) | Net-To-Gross Ratio | Per Unit Gross Annual Energy Savings per Unit at Meter (kWh) | Per Unit Gross Peak Demand Savings per Unit at Meter (Watts) | Per Unit Incentive ($) | Per Unit Present Value Electric Energy PAC Avoided Cost Benefits ($) | Per Unit Present Value Electric Coin. Demand PAC Avoided Cost Benefits ($) | First-Year Unit Cost / kWh at Generator ($/kWh) | Lifetime Unit Cost / kWh at Generator ($/kWh) | Unit Cost / Watt at Generator ($/W) | Customer Simple Payback with Incentives (years) | Customer Simple Payback without Incentives (years) | Measure Name | Participation (Units) | Total Peak Demand Savings (kW) | Total First Year Energy Savings (MWh) | Total Lifetime Energy Savings (MWh) | Present Value Electric Energy PAC Avoided Cost Benefits ($) | Present Value Electric Coin. Demand PAC Avoided Cost Benefits ($) | Total Incentive ($) | PAC Benefits ($) | PAC Costs ($) | PAC Net Benefits ($) | PAC Ratio
Custom - Strategic Energy Management | BNI Other | RET | 5.81 | 1.9367 | 100% | 1000000 | 120258.2607 | 60000 | 534490.3534 | 284159.5282 | 0.057296 | 0.0098616 | 0.47725 | 0.6203 | 1.0432 | Custom - Strategic Energy Management | 4 | 502.8828 | 4188.7887 | 24336.8624 | 2137961.4138 | 1136638.1129 | 240000 | 3274599.5267 | 240000 | 3034599.5267 | 13.6442
Small Business Energy Solutions | [15 empty] | Small Business Energy Solutions
Measure Name | Technology Type | Decision Type | Measure Life | Remaining Useful Life (RUL) | Net-To-Gross Ratio | Per Unit Gross Annual Energy Savings per Unit at Meter (kWh) | Per Unit Gross Peak Demand Savings per Unit at Meter (Watts) | Per Unit Incentive ($) | Per Unit Present Value Electric Energy PAC Avoided Cost Benefits ($) | Per Unit Present Value Electric Coin. Demand PAC Avoided Cost Benefits ($) | First-Year Unit Cost / kWh at Generator ($/kWh) | Lifetime Unit Cost / kWh at Generator ($/kWh) | Unit Cost / Watt at Generator ($/W) | Customer Simple Payback with Incentives (years) | Customer Simple Payback without Incentives (years) | Measure Name | Participation (Units) | Total Peak Demand Savings (kW) | Total First Year Energy Savings (MWh) | Total Lifetime Energy Savings (MWh) | Present Value Electric Energy PAC Avoided Cost Benefits ($) | Present Value Electric Coin. Demand PAC Avoided Cost Benefits ($) | Total Incentive ($) | PAC Benefits ($) | PAC Costs ($) | PAC Net Benefits ($) | PAC Ratio
SBES - Refrigeration | BNI Refrigeration | RET | 14.0942 | 4.6981 | 80% | 4449.1375 | 642.4707 | 3798.1765 | 4305.4511 | 2010.9426 | 0.99675 | 0.070721 | 6.763 | 25.3713 | 32.4092 | SBES - Refrigeration | 25 | 14.0402 | 95.2641 | 1342.6684 | 107636.2765 | 50273.5657 | 94954.4131 | 157909.8423 | 94954.4131 | 62955.4291 | 1.663
SBES - Motors | BNI Process | RET | 15 | 5 | 80% | 21908.5467 | 2394.0219 | 9720.6747 | 22482.2324 | 7674.6524 | 0.51805 | 0.034536 | 4.645 | 0.91732 | 4.5866 | SBES - Motors | 1 | 2.0927 | 18.7641 | 281.461 | 22482.2324 | 7674.6524 | 9720.6747 | 30156.8848 | 9720.6747 | 20436.2101 | 3.1023
SBES - Lighting - Outdoor | BNI Lighting | RET | 5.3319 | 1.7773 | 80% | 24915.2005 | 5433.0003 | 15572.6225 | 10092.9134 | 10163.5794 | 0.72977 | 0.13687 | 3.279 | 1.7329 | 6.8521 | SBES - Lighting - Outdoor | 7.5 | 35.6189 | 160.0439 | 853.3393 | 75696.8504 | 76226.8453 | 116794.6686 | 151923.6957 | 116794.6686 | 35129.0271 | 1.3008
SBES - Lighting - Indoor | BNI Lighting | RET | 5.2167 | 1.7389 | 80% | 20742.8348 | 3634.0082 | 12459 | 8215.033 | 6706.1611 | 0.7013 | 0.13443 | 3.9221 | 4.1453 | 9.0835 | SBES - Lighting - Indoor | 12 | 38.1195 | 213.188 | 1112.1306 | 98580.3965 | 80473.9334 | 149508 | 179054.3299 | 149508 | 29546.3299 | 1.1976
SBES - Lighting - Controls | BNI Lighting | RET | 10 | 3.3333 | 80% | 3674.5702 | 719.3346 | 2477.1 | 2707.8211 | 1952.8238 | 0.78709 | 0.078709 | 3.9394 | 14.0483 | 19.5805 | SBES - Lighting - Controls | 10 | 6.288 | 31.4717 | 314.7168 | 27078.2109 | 19528.2376 | 24771.0002 | 46606.4485 | 24771.0002 | 21835.4483 | 1.8815
SBES - HVAC | BNI HVAC | RET | 18.2445 | 6.0815 | 85% | 23822.0725 | 6586.9976 | 12986.5123 | 34181.032 | 24050.8689 | 0.59906 | 0.032835 | 2.1227 | 4.7309 | 8.9116 | SBES - HVAC | 100 | 611.7812 | 2167.8131 | 39550.5621 | 3418103.2046 | 2405086.8916 | 1298651.2264 | 5823190.0962 | 1298651.2264 | 4524538.8698 | 4.484
SBES - DHW | BNI Domestic Hot Water (DHW) | RET | 15 | 5 | 80% | 11274.9587 | 2631.4234 | 6144.572 | 11807.202 | 8435.7041 | 0.6363 | 0.04242 | 2.6713 | 4.3708 | 8.8284 | SBES - DHW | 7 | 16.1016 | 67.5968 | 1013.9525 | 82650.4142 | 59049.9286 | 43012.0037 | 141700.3428 | 43012.0037 | 98688.3391 | 3.2944
SBES - Commercial Kitchen | BNI Cooking and Laundry | RET | 12 | 4 | 80% | 4722.2707 | 983.8147 | 2833.6678 | 4059.3134 | 2896.6015 | 0.70062 | 0.058385 | 3.295 | 2.3676 | 7.2866 | SBES - Commercial Kitchen | 5 | 4.2999 | 20.2225 | 242.6697 | 20296.5672 | 14483.0077 | 14168.3388 | 34779.575 | 14168.3388 | 20611.2362 | 2.4547
SBES - Agriculture | BNI Process | RET | 14.9251 | 4.975 | 80% | 23562.1624 | 5498.4888 | 17324.2769 | 24084.7754 | 17592.3709 | 0.85847 | 0.057519 | 3.6044 | 2.1004 | 8.1143 | SBES - Agriculture | 10 | 48.0643 | 201.8034 | 3011.9309 | 240847.7543 | 175923.7086 | 173242.7685 | 416771.463 | 173242.7685 | 243528.6945 | 2.4057
SBES - Smart thermostats for mini-split heat pumps | BNI HVAC | RET | 9 | 3 | 100% | 564 | 0 | 241.9679 | 519.3236 | 0 | 0.40073 | 0.044526 | N/A | 0 | 2.8663 | SBES - Smart thermostats for mini-split heat pumps | 70 | 0 | 42.2669 | 380.4022 | 36352.6507 | 0 | 16937.755 | 36352.6507 | 16937.755 | 19414.8957 | 2.1462
SBES - Packaged Terminal Heat Pump | BNI HVAC | RET | 15 | 5 | 100% | 3128.8716 | 223.2065 | 2976.3197 | 4603.3959 | 894.4322 | 0.88852 | 0.059235 | 12.2035 | 0 | 6.3147 | SBES - Packaged Terminal Heat Pump | 10 | 2.4389 | 33.4974 | 502.461 | 46033.9587 | 8944.3221 | 29763.1965 | 54978.2807 | 29763.1965 | 25215.0842 | 1.8472
SBES - Ductless Mini-Split Heat Pump | BNI HVAC | RET | 18 | 6 | 100% | 912 | 1450.08 | 7299.9174 | 1524.7505 | 6197.8132 | 7.4765 | 0.41536 | 4.6072 | 0 | 46.779 | SBES - Ductless Mini-Split Heat Pump | 120 | 190.1354 | 117.1654 | 2108.9775 | 182970.0547 | 743737.5836 | 875990.0897 | 926707.6383 | 875990.0897 | 50717.5486 | 1.0579

## 2030
Affordable Multifamily Housing | [15 empty] | Affordable Multi-Family Housing
Measure Name | Technology Type | Decision Type | Measure Life | Remaining Useful Life (RUL) | Net-To-Gross Ratio | Per Unit Gross Annual Energy Savings per Unit at Meter (kWh) | Per Unit Gross Peak Demand Savings per Unit at Meter (Watts) | Per Unit Incentive ($) | Per Unit Present Value Electric Energy PAC Avoided Cost Benefits ($) | Per Unit Present Value Electric Coin. Demand PAC Avoided Cost Benefits ($) | First-Year Unit Cost / kWh at Generator ($/kWh) | Lifetime Unit Cost / kWh at Generator ($/kWh) | Unit Cost / Watt at Generator ($/W) | Customer Simple Payback with Incentives (years) | Customer Simple Payback without Incentives (years) | Measure Name | Participation (Units) | Total Peak Demand Savings (kW) | Total First Year Energy Savings (MWh) | Total Lifetime Energy Savings (MWh) | Present Value Electric Energy PAC Avoided Cost Benefits ($) | Present Value Electric Coin. Demand PAC Avoided Cost Benefits ($) | Total Incentive ($) | PAC Benefits ($) | PAC Costs ($) | PAC Net Benefits ($) | PAC Ratio
Heat Pump Water Heater with heat pump baseline | Res DHW | RET | 15 | 5 | 100% | 1280 | 207 | 1591.812 | 1838.0795 | 803.9684 | 1.142 | 0.076136 | 6.8366 | 9.7748 | 16.2477 | Heat Pump Water Heater with heat pump baseline | 35 | 8.1493 | 48.7844 | 731.7655 | 64332.782 | 28138.8932 | 55713.42 | 92471.6752 | 55713.42 | 36758.2552 | 1.6598
Heat Pump Water Heater with electric resistance baseline | Res DHW | RET | 15 | 5 | 100% | 1179 | 191 | 1591.812 | 1693.0435 | 741.8259 | 1.2399 | 0.082658 | 7.4093 | 10.6122 | 17.6396 | Heat Pump Water Heater with electric resistance baseline | 35 | 7.5194 | 44.935 | 674.0246 | 59256.5234 | 25963.9063 | 55713.42 | 85220.4297 | 55713.42 | 29507.0097 | 1.5296
AMFH Comprehensive - electrically heated | Res HVAC | RET | 20.5 | 6.8333 | 100% | 17546.1395 | 4964.6 | 40000 | 34408.2453 | 21822.5854 | 2.0935 | 0.10212 | 7.163 | 8.2534 | 18.1843 | AMFH Comprehensive - electrically heated | 15 | 83.7642 | 286.5995 | 5875.2905 | 516123.6802 | 327338.7813 | 600000 | 843462.4615 | 600000 | 243462.4615 | 1.4058
Air-Source Heat Pump - ducted and non-ducted | Res HVAC | RET | 18 | 6 | 100% | 12144.6382 | 7327.99 | 22815.972 | 22307.618 | 30526.0765 | 1.7252 | 0.095847 | 2.768 | 2.4398 | 12.2008 | Air-Source Heat Pump - ducted and non-ducted | 40 | 329.7068 | 528.9897 | 9521.8148 | 892304.7208 | 1221043.0581 | 912638.88 | 2113347.7789 | 912638.88 | 1200708.8989 | 2.3156
Affordable Single-family Homes | [15 empty] | Affordable Single-Family Homes
Measure Name | Technology Type | Decision Type | Measure Life | Remaining Useful Life (RUL) | Net-To-Gross Ratio | Per Unit Gross Annual Energy Savings per Unit at Meter (kWh) | Per Unit Gross Peak Demand Savings per Unit at Meter (Watts) | Per Unit Incentive ($) | Per Unit Present Value Electric Energy PAC Avoided Cost Benefits ($) | Per Unit Present Value Electric Coin. Demand PAC Avoided Cost Benefits ($) | First-Year Unit Cost / kWh at Generator ($/kWh) | Lifetime Unit Cost / kWh at Generator ($/kWh) | Unit Cost / Watt at Generator ($/W) | Customer Simple Payback with Incentives (years) | Customer Simple Payback without Incentives (years) | Measure Name | Participation (Units) | Total Peak Demand Savings (kW) | Total First Year Energy Savings (MWh) | Total Lifetime Energy Savings (MWh) | Present Value Electric Energy PAC Avoided Cost Benefits ($) | Present Value Electric Coin. Demand PAC Avoided Cost Benefits ($) | Total Incentive ($) | PAC Benefits ($) | PAC Costs ($) | PAC Net Benefits ($) | PAC Ratio
HW Heat Pump - E1 Installed | Res HVAC | RET | 18 | 6 | 100% | 912 | 1450.08 | 7591.9141 | 1684.0542 | 6157.5407 | 7.6043 | 0.42246 | 4.5661 | 0 | 40.6213 | HW Heat Pump - E1 Installed | 375 | 623.4987 | 374.3875 | 6738.9753 | 631520.3201 | 2309077.7441 | 2846967.7916 | 2940598.0642 | 2846967.7916 | 93630.2726 | 1.0329
HW Building Envelope - E1 Installed | Res HVAC | RET | 20.5 | 6.8333 | 100% | 2576 | 782.8922 | 8857.2331 | 5078.3124 | 3507.9479 | 3.1409 | 0.15322 | 9.867 | 0 | 16.7784 | HW Building Envelope - E1 Installed | 390 | 350.0893 | 1099.7797 | 22545.485 | 1980541.8338 | 1368099.6694 | 3454320.9205 | 3348641.5033 | 3454320.9205 | -105679.4172 | 0.96941
HW - Heat Pump Cleanings | Res HVAC | RET | 2 | 0.66667 | 100% | 78.8 | 149.2 | 674.9184 | 17.9355 | 148.2877 | 7.824 | 3.912 | 3.9452 | 0 | 41.7949 | HW - Heat Pump Cleanings | 450 | 76.9828 | 38.8181 | 77.6361 | 8070.9577 | 66729.4663 | 303713.28 | 74800.424 | 303713.28 | -228912.856 | 0.24629
MHEEP - Heat Pump Cleanings | Res HVAC | RET | 2 | 0.66667 | 100% | 78.8 | 149.2 | 674.9184 | 17.9355 | 148.2877 | 7.824 | 3.912 | 3.9452 | 0 | 41.7949 | MHEEP - Heat Pump Cleanings | 450 | 76.9828 | 38.8181 | 77.6361 | 8070.9577 | 66729.4663 | 303713.28 | 74800.424 | 303713.28 | -228912.856 | 0.24629
Business Energy Rebates | [15 empty] | Business Energy Rebates
Measure Name | Technology Type | Decision Type | Measure Life | Remaining Useful Life (RUL) | Net-To-Gross Ratio | Per Unit Gross Annual Energy Savings per Unit at Meter (kWh) | Per Unit Gross Peak Demand Savings per Unit at Meter (Watts) | Per Unit Incentive ($) | Per Unit Present Value Electric Energy PAC Avoided Cost Benefits ($) | Per Unit Present Value Electric Coin. Demand PAC Avoided Cost Benefits ($) | First-Year Unit Cost / kWh at Generator ($/kWh) | Lifetime Unit Cost / kWh at Generator ($/kWh) | Unit Cost / Watt at Generator ($/W) | Customer Simple Payback with Incentives (years) | Customer Simple Payback without Incentives (years) | Measure Name | Participation (Units) | Total Peak Demand Savings (kW) | Total First Year Energy Savings (MWh) | Total Lifetime Energy Savings (MWh) | Present Value Electric Energy PAC Avoided Cost Benefits ($) | Present Value Electric Coin. Demand PAC Avoided Cost Benefits ($) | Total Incentive ($) | PAC Benefits ($) | PAC Costs ($) | PAC Net Benefits ($) | PAC Ratio
IR - Steam Cooker - Electric | BNI Cooking and Laundry | RET | 12 | 4 | 100% | 3322.3 | 400.4186 | 1500 | 3896.4308 | 1356.4729 | 0.42329 | 0.035274 | 3.48 | 21.6798 | 24.1327 | IR - Steam Cooker - Electric | 2 | 0.86208 | 7.0873 | 85.0475 | 7792.8617 | 2712.9458 | 3000 | 10505.8075 | 3000 | 7505.8075 | 3.5019
IR - Smart thermostats for mini-split heat pumps | BNI HVAC | RET | 8 | 2.6667 | 100% | 564 | 0 | 30 | 525.7397 | 0 | 0.049869 | 0.0062336 | N/A | 2.1243 | 2.4865 | IR - Smart thermostats for mini-split heat pumps | 150 | 0 | 90.2364 | 721.8915 | 78860.9512 | 0 | 4500 | 78860.9512 | 4500 | 74360.9512 | 17.5247
IR - Smart thermostats for in-floor heat | BNI HVAC | RET | 8 | 2.6667 | 100% | 312 | 0 | 35 | 290.8347 | 0 | 0.10517 | 0.013147 | N/A | 3.7309 | 4.4948 | IR - Smart thermostats for in-floor heat | 10 | 0 | 3.3279 | 26.6229 | 2908.3471 | 0 | 350 | 2908.3471 | 350 | 2558.3471 | 8.3096
IR - Smart thermostats for electric baseboards | BNI HVAC | RET | 8 | 2.6667 | 100% | 312 | 0 | 35 | 290.8347 | 0 | 0.10517 | 0.013147 | N/A | 3.7309 | 4.4948 | IR - Smart thermostats for electric baseboards | 25 | 0 | 8.3197 | 66.5574 | 7270.8678 | 0 | 875 | 7270.8678 | 875 | 6395.8678 | 8.3096
IR - Smart thermostats for central air source heat pumps | BNI HVAC | RET | 8 | 2.6667 | 100% | 1128 | 0 | 35 | 1051.4793 | 0 | 0.02909 | 0.0036363 | N/A | 1.0319 | 1.2432 | IR - Smart thermostats for central air source heat pumps | 20 | 0 | 24.0631 | 192.5044 | 21029.587 | 0 | 700 | 21029.587 | 700 | 20329.587 | 30.0423
IR - Oven - Electric - Convection | BNI Cooking and Laundry | RET | 12 | 4 | 100% | 4549.6667 | 1113.2187 | 650 | 5335.9003 | 3771.1806 | 0.13394 | 0.011162 | 0.54241 | 18.4692 | 19.3633 | IR - Oven - Electric - Convection | 1 | 1.1983 | 4.8528 | 58.2334 | 5335.9003 | 3771.1806 | 650 | 9107.0809 | 650 | 8457.0809 | 14.0109
IR - Oven - Electric - Combination | BNI Cooking and Laundry | RET | 12 | 4 | 100% | 6258 | 1524.8767 | 1500 | 7339.4529 | 5165.7283 | 0.22472 | 0.018727 | 0.91381 | 25.6027 | 27.1032 | IR - Oven - Electric - Combination | 2 | 3.283 | 13.3499 | 160.1985 | 14678.9057 | 10331.4567 | 3000 | 25010.3624 | 3000 | 22010.3624 | 8.3368
IR - Occupancy Sensor - Wall-Switch Mounted | BNI Lighting | RET | 10 | 3.3333 | 100% | 112.2328 | 11.4021 | 15 | 114.1005 | 35.6773 | 0.1253 | 0.01253 | 1.2221 | 7.5833 | 8.4613 | IR - Occupancy Sensor - Wall-Switch Mounted | 1500 | 18.411 | 179.5654 | 1795.6536 | 171150.7693 | 53515.9011 | 22500 | 224666.6704 | 22500 | 202166.6704 | 9.9852
IR - Occupancy Sensor - Fixture Mounted | BNI Lighting | RET | 10 | 3.3333 | 100% | 112.2328 | 11.4021 | 15 | 114.1005 | 35.6773 | 0.1253 | 0.01253 | 1.2221 | 5.8218 | 6.6998 | IR - Occupancy Sensor - Fixture Mounted | 450 | 5.5233 | 53.8696 | 538.6961 | 51345.2308 | 16054.7703 | 6750 | 67400.0011 | 6750 | 60650.0011 | 9.9852
IR - Occupancy Sensor - Exterior | BNI Lighting | RET | 10 | 3.3333 | 100% | 134 | 31.1 | 10 | 136.23 | 97.3123 | 0.069965 | 0.0069965 | 0.2987 | 5.9999 | 6.4689 | IR - Occupancy Sensor - Exterior | 350 | 11.7174 | 50.0247 | 500.2469 | 47680.4913 | 34059.2989 | 3500 | 81739.7903 | 3500 | 78239.7903 | 23.3542
IR - Occupancy Sensor - Ceiling or Wall Remote Mounted | BNI Lighting | RET | 10 | 3.3333 | 100% | 192.8102 | 19.5762 | 30 | 196.0188 | 61.2541 | 0.14587 | 0.014587 | 1.4236 | 6.1575 | 7.1797 | IR - Occupancy Sensor - Ceiling or Wall Remote Mounted | 2000 | 42.1463 | 411.3121 | 4113.1211 | 392037.6595 | 122508.2423 | 60000 | 514545.9019 | 60000 | 454545.9019 | 8.5758
IR - Low Temperature Dishwasher - Under-Counter | BNI Cooking and Laundry | ROB/NEW | 10 | N/A | 100% | 6182 | 745.0826 | 400 | 6244.7198 | 2331.3728 | 0.060662 | 0.0060662 | 0.49872 | 1.202 | 1.5779 | IR - Low Temperature Dishwasher - Under-Counter | 2 | 1.6041 | 13.1877 | 131.8775 | 12489.4397 | 4662.7456 | 800 | 17152.1852 | 800 | 16352.1852 | 21.4402
IR - Low Temperature Dishwasher - Single-Tank Door Type | BNI Cooking and Laundry | ROB/NEW | 15 | N/A | 100% | 17255 | 2079.6508 | 1500 | 23898.5309 | 7729.9649 | 0.081501 | 0.0054334 | 0.67004 | 0.078302 | 0.52251 | IR - Low Temperature Dishwasher - Single-Tank Door Type | 2 | 4.4774 | 36.8092 | 552.1382 | 47797.0617 | 15459.9298 | 3000 | 63256.9915 | 3000 | 60256.9915 | 21.0857
IR - Low Temperature Dishwasher - Single-Tank Conveyor | BNI Cooking and Laundry | ROB/NEW | 20 | N/A | 100% | 15378 | 1853.4262 | 1250 | 25289.7979 | 7718.1329 | 0.076208 | 0.0038104 | 0.62652 | 0.21933 | 0.64322 | IR - Low Temperature Dishwasher - Single-Tank Conveyor | 1 | 1.9952 | 16.4026 | 328.0511 | 25289.7979 | 7718.1329 | 1250 | 33007.9309 | 1250 | 31757.9309 | 26.4063
IR - Low Temperature Dishwasher - Multi-Tank Conveyor | BNI Cooking and Laundry | ROB/NEW | 20 | N/A | 100% | 22863 | 2755.5523 | 1750 | 37599.2099 | 11474.8129 | 0.071762 | 0.0035881 | 0.58997 | 0.032939 | 0.43424 | IR - Low Temperature Dishwasher - Multi-Tank Conveyor | 0.25 | 0.74157 | 6.0966 | 121.9312 | 9399.8025 | 2868.7032 | 437.5 | 12268.5057 | 437.5 | 11831.0057 | 28.0423
IR - Kitchen Exhaust Demand Controlled Ventilation (DCV) | BNI Cooking and Laundry | RET | 15 | 5 | 100% | 3364.5 | 387.6 | 637.5 | 4659.9019 | 1440.6911 | 0.17764 | 0.011843 | 1.5279 | 4.0763 | 5.3152 | IR - Kitchen Exhaust Demand Controlled Ventilation (DCV) | 2 | 0.83448 | 7.1773 | 107.6598 | 9319.8038 | 2881.3822 | 1275 | 12201.186 | 1275 | 10926.186 | 9.5696
IR - Ice Maker - Self-Contained | BNI Cooking and Laundry | ROB/NEW | 10 | N/A | 100% | 1280 | 321.7709 | 150 | 1292.9863 | 1006.8252 | 0.10987 | 0.010987 | 0.43305 | 1.6278 | 2.3595 | IR - Ice Maker - Self-Contained | 5 | 1.7319 | 6.8264 | 68.264 | 6464.9316 | 5034.1262 | 750 | 11499.0578 | 750 | 10749.0578 | 15.3321
IR - Ice Maker - Remote Condensing Unit - 400-1000 lb/day | BNI Cooking and Laundry | ROB/NEW | 10 | N/A | 100% | 1552 | 187.0541 | 200 | 1567.7459 | 585.2945 | 0.12082 | 0.012082 | 0.99326 | 1.5543 | 2.0061 | IR - Ice Maker - Remote Condensing Unit - 400-1000 lb/day | 5 | 1.0068 | 8.277 | 82.7701 | 7838.7295 | 2926.4725 | 1000 | 10765.202 | 1000 | 9765.202 | 10.7652
IR - Ice Maker - Remote Condensing Unit - 1000-2000 lb/day | BNI Cooking and Laundry | ROB/NEW | 10 | N/A | 100% | 3131.5 | 377.4226 | 300 | 3163.2708 | 1180.9599 | 0.089817 | 0.0089817 | 0.7384 | 1.2267 | 1.6648 | IR - Ice Maker - Remote Condensing Unit - 1000-2000 lb/day | 2 | 0.81257 | 6.6803 | 66.8027 | 6326.5416 | 2361.9197 | 600 | 8688.4613 | 600 | 8088.4613 | 14.4808
IR - Ice Maker - Remote Condensing Unit - >2000 lb/day | BNI Cooking and Laundry | ROB/NEW | 10 | N/A | 100% | 5872 | 707.72 | 600 | 5931.5747 | 2214.4647 | 0.095797 | 0.0095797 | 0.78757 | 0.63125 | 1.1744 | IR - Ice Maker - Remote Condensing Unit - >2000 lb/day | 1 | 0.76184 | 6.2632 | 62.6322 | 5931.5747 | 2214.4647 | 600 | 8146.0394 | 600 | 7546.0394 | 13.5767
IR - Ice Maker - Ice Making Head - 750-1000 lb/day | BNI Cooking and Laundry | ROB/NEW | 10 | N/A | 100% | 1838 | 221.5241 | 250 | 1856.6475 | 693.1516 | 0.12752 | 0.012752 | 1.0484 | 2.1846 | 3.0723 | IR - Ice Maker - Ice Making Head - 750-1000 lb/day | 3 | 0.71539 | 5.8814 | 58.8137 | 5569.9426 | 2079.4548 | 750 | 7649.3974 | 750 | 6899.3974 | 10.1992
IR - Ice Maker - Ice Making Head - 500-750 lb/day | BNI Cooking and Laundry | ROB/NEW | 10 | N/A | 100% | 1085 | 130.7691 | 200 | 1096.0079 | 409.1782 | 0.17282 | 0.017282 | 1.4208 | 2.9669 | 4.1699 | IR - Ice Maker - Ice Making Head - 500-750 lb/day | 4 | 0.56308 | 4.6292 | 46.2915 | 4384.0317 | 1636.7127 | 800 | 6020.7444 | 800 | 5220.7444 | 7.5259
IR - Ice Maker - Ice Making Head - 200-500 lb/day | BNI Cooking and Laundry | ROB/NEW | 10 | N/A | 100% | 469 | 53.5388 | 150 | 473.7583 | 167.5236 | 0.29985 | 0.029985 | 2.6027 | 5.1771 | 7.269 | IR - Ice Maker - Ice Making Head - 200-500 lb/day | 10 | 0.57633 | 5.0025 | 50.0247 | 4737.5827 | 1675.236 | 1500 | 6412.8187 | 1500 | 4912.8187 | 4.2752
IR - Ice Maker - Ice Making Head - >1000 lb/day | BNI Cooking and Laundry | ROB/NEW | 10 | N/A | 100% | 2595 | 312.7612 | 300 | 2621.3277 | 978.6335 | 0.10839 | 0.010839 | 0.89106 | 1.6812 | 2.4357 | IR - Ice Maker - Ice Making Head - >1000 lb/day | 2 | 0.67336 | 5.5358 | 55.3578 | 5242.6554 | 1957.267 | 600 | 7199.9225 | 600 | 6599.9225 | 11.9999
IR - Hot Food Holding Cabinet - Full Size - Interior Volume >=20 ft^3 | BNI Cooking and Laundry | ROB/NEW | 12 | N/A | 100% | 1914 | 230.684 | 900 | 2244.7607 | 781.4734 | 0.44085 | 0.036737 | 3.6243 | 10.0185 | 13.0873 | IR - Hot Food Holding Cabinet - Full Size - Interior Volume >=20 ft^3 | 0.5 | 0.12416 | 1.0208 | 12.2491 | 1122.3804 | 390.7367 | 450 | 1513.1171 | 450 | 1063.1171 | 3.3625
IR - Hot Food Holding Cabinet - 1/2 and 3/4 Size - Interior Volume <20 ft^3 | BNI Cooking and Laundry | ROB/NEW | 12 | N/A | 100% | 1040 | 125.3455 | 399.8 | 1219.7237 | 424.6251 | 0.36041 | 0.030034 | 2.963 | 1.471 | 3.9799 | IR - Hot Food Holding Cabinet - 1/2 and 3/4 Size - Interior Volume <20 ft^3 | 1 | 0.13493 | 1.1093 | 13.3115 | 1219.7237 | 424.6251 | 399.8 | 1644.3488 | 399.8 | 1244.5488 | 4.1129
IR - High Temperature Dishwasher - Under-Counter | BNI Cooking and Laundry | ROB/NEW | 10 | N/A | 100% | 2133.64 | 462.4805 | 400 | 2155.287 | 1447.1071 | 0.17576 | 0.017576 | 0.80346 | 4.6103 | 5.6504 | IR - High Temperature Dishwasher - Under-Counter | 1 | 0.49785 | 2.2758 | 22.7579 | 2155.287 | 1447.1071 | 400 | 3602.3941 | 400 | 3202.3941 | 9.006
IR - High Temperature Dishwasher - Single-Tank Door Type | BNI Cooking and Laundry | ROB/NEW | 15 | N/A | 100% | 2157.5 | 1300.2648 | 1100 | 2988.182 | 4833.0237 | 0.478 | 0.031867 | 0.78589 | 7.7609 | 9.3204 | IR - High Temperature Dishwasher - Single-Tank Door Type | 10 | 13.9969 | 23.0124 | 345.1864 | 29881.82 | 48330.2374 | 11000 | 78212.0574 | 11000 | 67212.0574 | 7.1102
IR - High Temperature Dishwasher - Single-Tank Conveyor | BNI Cooking and Laundry | ROB/NEW | 20 | N/A | 100% | 10204 | 1229.8323 | 1100 | 16780.9272 | 5121.331 | 0.10107 | 0.0050534 | 0.83089 | 0.45312 | 1.0787 | IR - High Temperature Dishwasher - Single-Tank Conveyor | 0.25 | 0.33097 | 2.721 | 54.4192 | 4195.2318 | 1280.3328 | 275 | 5475.5646 | 275 | 5200.5646 | 19.9111
IR - High Temperature Dishwasher - Pot, Pan and Utensil | BNI Cooking and Laundry | ROB/NEW | 10 | N/A | 100% | 10979 | 1323.2388 | 450 | 11090.3881 | 4140.4306 | 0.038427 | 0.0038427 | 0.31592 | 1.6863 | 1.9431 | IR - High Temperature Dishwasher - Pot, Pan and Utensil | 0.25 | 0.35611 | 2.9276 | 29.2762 | 2772.597 | 1035.1076 | 112.5 | 3807.7047 | 112.5 | 3695.2047 | 33.8463
IR - High Temperature Dishwasher - Multi-Tank Conveyor | BNI Cooking and Laundry | ROB/NEW | 20 | N/A | 100% | 45074 | 5432.5227 | 2000 | 74126.1772 | 22622.3907 | 0.0416 | 0.00208 | 0.342 | -0.013922 | 0.24788 | IR - High Temperature Dishwasher - Multi-Tank Conveyor | 0.25 | 1.462 | 12.0193 | 240.3852 | 18531.5443 | 5655.5977 | 500 | 24187.142 | 500 | 23687.142 | 48.3743
IR - High Efficiency Circulator Pump - 500-2500 W | BNI Other | ROB/NEW | 15 | N/A | 100% | 1974 | 127 | 600 | 2725.953 | 472.0531 | 0.28497 | 0.018998 | 4.3888 | 0.11571 | 2.1387 | IR - High Efficiency Circulator Pump - 500-2500 W | 20 | 2.7342 | 42.1103 | 631.6551 | 54519.0598 | 9441.0615 | 12000 | 63960.1213 | 12000 | 51960.1213 | 5.33
IR - High Efficiency Circulator Pump - 150-499 W | BNI Other | ROB/NEW | 15 | N/A | 100% | 800 | 95.3 | 150 | 1104.7429 | 354.2257 | 0.17579 | 0.011719 | 1.4622 | 5.8862 | 7.1105 | IR - High Efficiency Circulator Pump - 150-499 W | 30 | 3.0776 | 25.599 | 383.9848 | 33142.2856 | 10626.7696 | 4500 | 43769.0552 | 4500 | 39269.0552 | 9.7265
IR - High Efficiency Circulator Pump - 0-149 W | BNI Other | ROB/NEW | 15 | N/A | 100% | 412 | 67.5 | 100 | 568.9426 | 250.8944 | 0.22756 | 0.015171 | 1.3762 | 0.074082 | 1.6348 | IR - High Efficiency Circulator Pump - 0-149 W | 750 | 54.4963 | 329.587 | 4943.8049 | 426706.927 | 188170.7628 | 75000 | 614877.6899 | 75000 | 539877.6899 | 8.1984
IR - Griddle - Electric | BNI Cooking and Laundry | RET | 12 | 4 | 100% | 636.33 | 76.6934 | 1500 | 746.295 | 259.8093 | 2.21 | 0.18417 | 18.169 | 149.5821 | 164.9664 | IR - Griddle - Electric | 10 | 0.82558 | 6.7873 | 81.447 | 7462.9499 | 2598.0929 | 15000 | 10061.0428 | 15000 | -4938.9572 | 0.67074
IR - Fryer - Electric | BNI Cooking and Laundry | RET | 12 | 4 | 100% | 2401 | 750.3125 | 850 | 2815.9198 | 2541.7862 | 0.33191 | 0.027659 | 1.0524 | 39.0064 | 41.1731 | IR - Fryer - Electric | 10 | 8.0769 | 25.6097 | 307.3159 | 28159.1983 | 25417.8618 | 8500 | 53577.0601 | 8500 | 45077.0601 | 6.3032
IR - Commercial Washing Machine - CEE Tier 3 | BNI Cooking and Laundry | ROB/NEW | 11 | N/A | 100% | 1062.664 | 694 | 450 | 1163.2987 | 2269.6357 | 0.39701 | 0.036092 | 0.60235 | -0.63906 | 1.363 | IR - Commercial Washing Machine - CEE Tier 3 | 10 | 7.4707 | 11.3346 | 124.681 | 11632.9874 | 22696.3574 | 4500 | 34329.3448 | 4500 | 29829.3448 | 7.6287
IR - Commercial Washing Machine - CEE Tier 2 | BNI Cooking and Laundry | ROB/NEW | 11 | N/A | 100% | 1068.889 | 499 | 350 | 1170.1133 | 1631.9139 | 0.30699 | 0.027908 | 0.65158 | -0.27427 | 1.3628 | IR - Commercial Washing Machine - CEE Tier 2 | 10 | 5.3716 | 11.401 | 125.4114 | 11701.1325 | 16319.1388 | 3500 | 28020.2713 | 3500 | 24520.2713 | 8.0058
IR - Commercial Washing Machine - CEE Tier 1 | BNI Cooking and Laundry | ROB/NEW | 11 | N/A | 100% | 1102.3405 | 833 | 300 | 1206.7326 | 2724.217 | 0.25515 | 0.023195 | 0.33456 | -0.26101 | 1.0469 | IR - Commercial Washing Machine - CEE Tier 1 | 7 | 6.2769 | 8.2305 | 90.5353 | 8447.1284 | 19069.5187 | 2100 | 27516.6471 | 2100 | 25416.6471 | 13.1032
IR - Commercial Clothes Dryer - Heat Pump | BNI Cooking and Laundry | RET | 12 | 4 | 100% | 1956.2255 | 506.1771 | 650 | 2294.2833 | 1714.744 | 0.31152 | 0.02596 | 1.1929 | 7.6232 | 9.6928 | IR - Commercial Clothes Dryer - Heat Pump | 15 | 8.1733 | 31.2984 | 375.5805 | 34414.2493 | 25721.1604 | 9750 | 60135.4097 | 9750 | 50385.4097 | 6.1677
AR - Zero-energy Doors for Reach-in Coolers | BNI Refrigeration | RET | 12 | 4 | 94% | 1365.5964 | 155.89 | 120 | 1487.2362 | 496.4128 | 0.087643 | 0.0073036 | 0.76074 | 8.8768 | 9.4882 | AR - Zero-energy Doors for Reach-in Coolers | 1 | 0.15774 | 1.3692 | 16.4302 | 1487.2362 | 496.4128 | 120 | 1983.6489 | 120 | 1863.6489 | 16.5304
AR - Water Source Heat Pump - Open Loop - EER>=20.0, COP>=4.0 | BNI HVAC | ROB/NEW | 15 | N/A | 83% | 2684.4196 | 7189.661 | 3270.8333 | 3551.2679 | 22180.6165 | 1.3763 | 0.091754 | 0.50918 | 2.1195 | 7.2048 | AR - Water Source Heat Pump - Open Loop - EER>=20.0, COP>=4.0 | 1 | 6.4237 | 2.3765 | 35.6477 | 3551.2679 | 22180.6165 | 3270.8333 | 25731.8844 | 3270.8333 | 22461.051 | 7.8671
AR - Water Source Heat Pump - Open Loop - EER>=16.2, COP>=3.6 | BNI HVAC | ROB/NEW | 15 | N/A | 83% | 2684.4196 | 7189.661 | 3270.8333 | 3551.2679 | 22180.6165 | 1.3763 | 0.091754 | 0.50918 | -1.4226 | 3.6627 | AR - Water Source Heat Pump - Open Loop - EER>=16.2, COP>=3.6 | 1 | 6.4237 | 2.3765 | 35.6477 | 3551.2679 | 22180.6165 | 3270.8333 | 25731.8844 | 3270.8333 | 22461.051 | 7.8671
AR - Water Source Heat Pump - Closed Loop/Direct Geoexchange - EER>=16.0, COP>=3.6 | BNI HVAC | ROB/NEW | 15 | N/A | 83% | 2684.4196 | 7189.661 | 3270.8333 | 3551.2679 | 22180.6165 | 1.3763 | 0.091754 | 0.50918 | 2.1195 | 7.2048 | AR - Water Source Heat Pump - Closed Loop/Direct Geoexchange - EER>=16.0, COP>=3.6 | 1 | 6.4237 | 2.3765 | 35.6477 | 3551.2679 | 22180.6165 | 3270.8333 | 25731.8844 | 3270.8333 | 22461.051 | 7.8671
AR - Water Source Heat Pump - Closed Loop/Direct Geoexchange - EER>=13.4, COP>=3.1 | BNI HVAC | ROB/NEW | 15 | N/A | 83% | 2684.4196 | 7189.661 | 3270.8333 | 3551.2679 | 22180.6165 | 1.3763 | 0.091754 | 0.50918 | -1.4226 | 3.6627 | AR - Water Source Heat Pump - Closed Loop/Direct Geoexchange - EER>=13.4, COP>=3.1 | 0.5 | 3.2119 | 1.1883 | 17.8238 | 1775.6339 | 11090.3082 | 1635.4167 | 12865.9422 | 1635.4167 | 11230.5255 | 7.8671
AR - VFD for Milk Vacuum Pump | BNI Process | RET | 15 | 5 | 94% | 7470.6962 | 2263.5295 | 837.5 | 9697.508 | 7908.6275 | 0.11181 | 0.0074541 | 0.36565 | 8.3114 | 9.0436 | AR - VFD for Milk Vacuum Pump | 3 | 6.8713 | 22.471 | 337.0645 | 29092.5239 | 23725.8824 | 2512.5 | 52818.4063 | 2512.5 | 50305.9063 | 21.0223
AR - VFD for Milk Transfer Pump | BNI Process | RET | 15 | 5 | 94% | 1820.4407 | 596.5267 | 500 | 2363.0646 | 2084.2261 | 0.27394 | 0.018263 | 0.82834 | 15.0613 | 16.8408 | AR - VFD for Milk Transfer Pump | 10 | 6.0361 | 18.2522 | 273.7835 | 23630.6461 | 20842.2608 | 5000 | 44472.9069 | 5000 | 39472.9069 | 8.8946
AR - Variable Frequency Drive >5-10 hp | BNI Process | RET | 15 | 5 | 94% | 17719.5906 | 1199.6443 | 1200 | 23001.3195 | 4191.4805 | 0.067544 | 0.0045029 | 0.98855 | 2.6504 | 3.1293 | AR - Variable Frequency Drive >5-10 hp | 4 | 4.8556 | 71.0646 | 1065.9685 | 92005.2778 | 16765.9218 | 4800 | 108771.1997 | 4800 | 103971.1997 | 22.6607
AR - Variable Frequency Drive >= 10 hp | BNI Process | RET | 15 | 5 | 94% | 12799.55 | 923.7458 | 1131.25 | 16614.7484 | 3227.509 | 0.08815 | 0.0058767 | 1.2103 | 7.2606 | 7.8847 | AR - Variable Frequency Drive >= 10 hp | 8 | 7.4778 | 102.6654 | 1539.9811 | 132917.9872 | 25820.0719 | 9050 | 158738.0591 | 9050 | 149688.0591 | 17.5401
AR - Variable Frequency Drive - 1-5 hp | BNI Process | RET | 15 | 5 | 94% | 6773.2835 | 1180.4538 | 750 | 8792.2154 | 4124.4302 | 0.11044 | 0.0073626 | 0.62789 | 3.1701 | 3.9249 | AR - Variable Frequency Drive - 1-5 hp | 5 | 5.9724 | 33.9554 | 509.3308 | 43961.077 | 20622.1508 | 3750 | 64583.2277 | 3750 | 60833.2277 | 17.2222
AR - Uninterruptible Power Supply (UPS) | BNI Other | ROB/NEW | 10 | N/A | 94% | 6120 | 0 | 40 | 5795.3195 | 0 | 0.0065188 | 0.00065188 | N/A | 0.054068 | 0.10142 | AR - Uninterruptible Power Supply (UPS) | 0.25 | 0 | 1.534 | 15.3402 | 1448.8299 | 0 | 10 | 1448.8299 | 10 | 1438.8299 | 144.883
AR - Strip Curtains for Display Cases | BNI Refrigeration | RET | 4 | 1.3333 | 94% | 2664.853 | 304.207 | 42 | 1120.57 | 504.6064 | 0.015719 | 0.0039299 | 0.13644 | 0.13406 | 0.24373 | AR - Strip Curtains for Display Cases | 0.5 | 0.15391 | 1.3359 | 5.3437 | 560.285 | 252.3032 | 21 | 812.5882 | 21 | 791.5882 | 38.6947
AR - Steam Cooker - Electric | BNI Cooking and Laundry | RET | 12 | 4 | 94% | 3322.3 | 400.4186 | 1500 | 3662.645 | 1275.0845 | 0.45031 | 0.037526 | 3.7021 | 23.0636 | 25.6731 | AR - Steam Cooker - Electric | 0.25 | 0.10129 | 0.83276 | 9.9931 | 915.6612 | 318.7711 | 375 | 1234.4324 | 375 | 859.4324 | 3.2918
AR - Solar Space Heating System | BNI HVAC | ROB/NEW | 20 | N/A | 83% | 21196 | 0 | 2967.44 | 33359.0847 | 0 | 0.15814 | 0.0079069 | N/A | 2.3184 | 3.467 | AR - Solar Space Heating System | 0.5 | 0 | 9.3824 | 187.6478 | 16679.5423 | 0 | 1483.72 | 16679.5423 | 1483.72 | 15195.8223 | 11.2417
AR - Solar Domestic Hot Water (DHW) System | BNI Domestic Hot Water (DHW) | ROB/NEW | 20 | N/A | 94% | 21196 | 0 | 2967.44 | 33283.2313 | 0 | 0.13963 | 0.0069817 | N/A | 1.9782 | 2.9925 | AR - Solar Domestic Hot Water (DHW) System | 2 | 0 | 42.5034 | 850.0674 | 66566.4625 | 0 | 5934.88 | 66566.4625 | 5934.88 | 60631.5825 | 11.2161
AR - Smart thermostats for mini-split heat pumps | BNI HVAC | RET | 8 | 2.6667 | 83% | 564 | 0 | 30 | 436.3639 | 0 | 0.060083 | 0.0075104 | N/A | 2.5594 | 2.9958 | AR - Smart thermostats for mini-split heat pumps | 20 | 0 | 9.9862 | 79.8893 | 8727.2786 | 0 | 600 | 8727.2786 | 600 | 8127.2786 | 14.5455
AR - Smart thermostats for in-floor heat | BNI HVAC | RET | 8 | 2.6667 | 83% | 312 | 0 | 30 | 241.3928 | 0 | 0.10861 | 0.013576 | N/A | 4.6265 | 5.4155 | AR - Smart thermostats for in-floor heat | 10 | 0 | 2.7621 | 22.097 | 2413.9281 | 0 | 300 | 2413.9281 | 300 | 2113.9281 | 8.0464
AR - Smart thermostats for electric baseboards | BNI HVAC | RET | 8 | 2.6667 | 83% | 312 | 0 | 30 | 241.3928 | 0 | 0.10861 | 0.013576 | N/A | 4.6265 | 5.4155 | AR - Smart thermostats for electric baseboards | 100 | 0 | 27.6213 | 220.9705 | 24139.2812 | 0 | 3000 | 24139.2812 | 3000 | 21139.2812 | 8.0464
AR - Smart thermostats for central air source heat pumps | BNI HVAC | RET | 8 | 2.6667 | 83% | 1128 | 0 | 30 | 872.7279 | 0 | 0.030042 | 0.0037552 | N/A | 1.2797 | 1.4979 | AR - Smart thermostats for central air source heat pumps | 1 | 0 | 0.99862 | 7.9889 | 872.7279 | 0 | 30 | 872.7279 | 30 | 842.7279 | 29.0909
AR - Small Single Package Heat Pump System - Commercial | BNI HVAC | RET | 18 | 6 | 83% | 10930.542 | 754.3332 | 2738.1667 | 16335.3121 | 2496.0078 | 0.28296 | 0.01572 | 4.0627 | 9.7052 | 11.7106 | AR - Small Single Package Heat Pump System - Commercial | 2 | 1.3479 | 19.3536 | 348.3645 | 32670.6242 | 4992.0157 | 5476.3333 | 37662.6399 | 5476.3333 | 32186.3066 | 6.8773
AR - Small Multi-Zone Heat Pump - MURB (with baseline cooling) | BNI HVAC | RET | 18 | 6 | 83% | 8732.244 | 1688.2358 | 2335.6481 | 13050.0329 | 5586.1914 | 0.30213 | 0.016785 | 1.5484 | 9.8173 | 11.8688 | AR - Small Multi-Zone Heat Pump - MURB (with baseline cooling) | 0.5 | 0.75419 | 3.8653 | 69.5758 | 6525.0164 | 2793.0957 | 1167.8241 | 9318.1121 | 1167.8241 | 8150.288 | 7.979
AR - Small Multi-Zone Heat Pump - MURB (no baseline cooling) | BNI HVAC | RET | 18 | 6 | 83% | 7418.8754 | 2781.0566 | 1930.2083 | 11087.2494 | 9202.2182 | 0.29388 | 0.016327 | 0.77681 | 11.2838 | 13.1643 | AR - Small Multi-Zone Heat Pump - MURB (no baseline cooling) | 0.5 | 1.2424 | 3.284 | 59.1113 | 5543.6247 | 4601.1091 | 965.1042 | 10144.7338 | 965.1042 | 9179.6296 | 10.5115
AR - Small Multi-Zone Heat Pump - Commercial (with baseline cooling) | BNI HVAC | RET | 18 | 6 | 83% | 9335.8087 | 3316.5802 | 3220.6522 | 13952.0391 | 10974.2083 | 0.38967 | 0.021649 | 1.0869 | 8.0178 | 10.5268 | AR - Small Multi-Zone Heat Pump - Commercial (with baseline cooling) | 8 | 23.7061 | 66.1198 | 1190.1566 | 111616.3128 | 87793.6665 | 25765.2174 | 199409.9793 | 25765.2174 | 173644.7619 | 7.7395
AR - Small Multi-Zone Heat Pump - Commercial (no baseline cooling) | BNI HVAC | RET | 18 | 6 | 83% | 9240.6756 | 3490.0209 | 3440.4762 | 13809.866 | 11548.1051 | 0.42056 | 0.023364 | 1.1033 | 7.8709 | 10.5595 | AR - Small Multi-Zone Heat Pump - Commercial (no baseline cooling) | 8 | 24.9458 | 65.446 | 1178.0288 | 110478.9283 | 92384.8412 | 27523.8095 | 202863.7695 | 27523.8095 | 175339.96 | 7.3705
AR - Small Ductless Mini-Split Heat Pump - MURB (with baseline cooling) | BNI HVAC | RET | 18 | 6 | 83% | 5608.254 | 1724.128 | 797.451 | 8381.3392 | 5704.9549 | 0.16062 | 0.0089231 | 0.51767 | 5.5474 | 6.5976 | AR - Small Ductless Mini-Split Heat Pump - MURB (with baseline cooling) | 60 | 92.4273 | 297.8987 | 5362.1765 | 502880.3498 | 342297.2948 | 47847.0588 | 845177.6447 | 47847.0588 | 797330.5858 | 17.6642
AR - Small Ductless Mini-Split Heat Pump - MURB (no baseline cooling) | BNI HVAC | RET | 18 | 6 | 83% | 4826.2225 | 1648.0739 | 778.5613 | 7212.6205 | 5453.2998 | 0.18222 | 0.010123 | 0.52873 | 6.4044 | 7.5828 | AR - Small Ductless Mini-Split Heat Pump - MURB (no baseline cooling) | 120 | 176.7004 | 512.7176 | 9228.9176 | 865514.4611 | 654395.98 | 93427.3529 | 1519910.4411 | 93427.3529 | 1426483.0882 | 16.2684
AR - Small Ductless Mini-Split Heat Pump - Commercial - HSPF>=12, SEER>=22 (with baseline cooling) | BNI HVAC | RET | 18 | 6 | 83% | 4966.1866 | 1982.091 | 897.1528 | 7421.7919 | 6558.5267 | 0.20406 | 0.011337 | 0.5066 | 7.2414 | 8.5372 | AR - Small Ductless Mini-Split Heat Pump - Commercial - HSPF>=12, SEER>=22 (with baseline cooling) | 5 | 8.8547 | 21.9828 | 395.6901 | 37108.9596 | 32792.6333 | 4485.7639 | 69901.5929 | 4485.7639 | 65415.829 | 15.583
AR - Small Ductless Mini-Split Heat Pump - Commercial - HSPF>=12, SEER>=22 (no baseline cooling) | BNI HVAC | RET | 18 | 6 | 83% | 5030.4266 | 1904.4927 | 902.9369 | 7517.7964 | 6301.7623 | 0.20275 | 0.011264 | 0.53064 | 7.1872 | 8.483 | AR - Small Ductless Mini-Split Heat Pump - Commercial - HSPF>=12, SEER>=22 (no baseline cooling) | 12 | 20.4193 | 53.4411 | 961.9406 | 90213.5567 | 75621.1479 | 10835.2432 | 165834.7046 | 10835.2432 | 154999.4614 | 15.3051
AR - Small Ductless Mini-Split Heat Pump - Commercial - HSPF>=11, SEER>=17 (with baseline cooling) | BNI HVAC | RET | 18 | 6 | 83% | 5390.7374 | 2176.9852 | 1061.9471 | 8056.2683 | 7203.4106 | 0.22252 | 0.012362 | 0.54597 | 5.6938 | 7.1046 | AR - Small Ductless Mini-Split Heat Pump - Commercial - HSPF>=11, SEER>=17 (with baseline cooling) | 20 | 38.9014 | 95.4482 | 1718.068 | 161125.3657 | 144068.2117 | 21238.9423 | 305193.5775 | 21238.9423 | 283954.6352 | 14.3695
AR - Small Ductless Mini-Split Heat Pump - Commercial - HSPF>=11, SEER>=17 (no baseline cooling) | BNI HVAC | RET | 18 | 6 | 83% | 6207.4598 | 2379.4021 | 990.9848 | 9276.8312 | 7873.1867 | 0.18033 | 0.010018 | 0.46614 | 5.0592 | 6.21 | AR - Small Ductless Mini-Split Heat Pump - Commercial - HSPF>=11, SEER>=17 (no baseline cooling) | 40 | 85.0369 | 219.8182 | 3956.727 | 371073.2496 | 314927.4677 | 39639.3919 | 686000.7174 | 39639.3919 | 646361.3255 | 17.306
AR - Small Centrally Ducted Split System Heat Pump - MURB | BNI HVAC | RET | 18 | 6 | 83% | 16433.3894 | 6443.6046 | 5208.3333 | 24559.1249 | 21321.1971 | 0.358 | 0.019889 | 0.90467 | 4.1653 | 6.4436 | AR - Small Centrally Ducted Split System Heat Pump - MURB | 1 | 5.7572 | 14.5485 | 261.8722 | 24559.1249 | 21321.1971 | 5208.3333 | 45880.322 | 5208.3333 | 40671.9886 | 8.809
AR - Small Centrally Ducted Split System Heat Pump - Commercial (with baseline cooling) | BNI HVAC | RET | 18 | 6 | 83% | 9049.1838 | 5243.2824 | 4687.5 | 13523.6882 | 17349.4596 | 0.58512 | 0.032506 | 1.0006 | 8.3562 | 11.8717 | AR - Small Centrally Ducted Split System Heat Pump - Commercial (with baseline cooling) | 2 | 9.3694 | 16.0225 | 288.4042 | 27047.3764 | 34698.9192 | 9375 | 61746.2956 | 9375 | 52371.2956 | 6.5863
AR - Small Centrally Ducted Split System Heat Pump - Commercial (no baseline cooling) | BNI HVAC | RET | 18 | 6 | 83% | 9072.8407 | 3924.491 | 3866.4216 | 13559.0427 | 12985.7203 | 0.48137 | 0.026743 | 1.1027 | 9.3586 | 12.3832 | AR - Small Centrally Ducted Split System Heat Pump - Commercial (no baseline cooling) | 3 | 10.5192 | 24.0965 | 433.7373 | 40677.128 | 38957.1608 | 11599.2647 | 79634.2888 | 11599.2647 | 68035.0241 | 6.8655
AR - RTU with DCV only - 5 hp fan | BNI HVAC | RET | 10 | 3.3333 | 83% | 9261.7717 | 0 | 1550 | 8766.9188 | 0 | 0.18904 | 0.018904 | N/A | 1.5838 | 2.957 | AR - RTU with DCV only - 5 hp fan | 10 | 0 | 81.9943 | 819.9432 | 87669.188 | 0 | 15500 | 87669.188 | 15500 | 72169.188 | 5.6561
AR - RTU with DCV only - 4 hp fan | BNI HVAC | RET | 10 | 3.3333 | 83% | 9261.7717 | 0 | 2000 | 8766.9188 | 0 | 0.24392 | 0.024392 | N/A | 0.66785 | 2.4396 | AR - RTU with DCV only - 4 hp fan | 1 | 0 | 8.1994 | 81.9943 | 8766.9188 | 0 | 2000 | 8766.9188 | 2000 | 6766.9188 | 4.3835
AR - RTU with DCV only - 3 hp fan | BNI HVAC | RET | 10 | 3.3333 | 83% | 9261.7717 | 0 | 1500 | 8766.9188 | 0 | 0.18294 | 0.018294 | N/A | 0.59342 | 1.9222 | AR - RTU with DCV only - 3 hp fan | 1 | 0 | 8.1994 | 81.9943 | 8766.9188 | 0 | 1500 | 8766.9188 | 1500 | 7266.9188 | 5.8446
AR - RTU with DCV only - >= 7.5 hp fan | BNI HVAC | RET | 10 | 3.3333 | 83% | 9261.7717 | 0 | 2300 | 8766.9188 | 0 | 0.28051 | 0.028051 | N/A | 2.299 | 4.3365 | AR - RTU with DCV only - >= 7.5 hp fan | 10 | 0 | 81.9943 | 819.9432 | 87669.188 | 0 | 23000 | 87669.188 | 23000 | 64669.188 | 3.8117
AR - RTU with DCV and VFD - 5 hp fan | BNI HVAC | ROB/NEW | 10 | N/A | 83% | 10721.9524 | 1234.8 | 2850 | 10149.0826 | 3206.8746 | 0.30025 | 0.030025 | 2.5833 | 3.1327 | 5.2267 | AR - RTU with DCV and VFD - 5 hp fan | 10 | 11.0326 | 94.9213 | 949.2127 | 101490.8262 | 32068.7465 | 28500 | 133559.5727 | 28500 | 105059.5727 | 4.6863
AR - RTU with DCV and VFD - 4 hp fan | BNI HVAC | ROB/NEW | 10 | N/A | 83% | 8969.3021 | 956.8684 | 2300 | 8490.0758 | 2485.064 | 0.28965 | 0.028965 | 2.6903 | 3.1129 | 5.1389 | AR - RTU with DCV and VFD - 4 hp fan | 10 | 8.5493 | 79.4051 | 794.0509 | 84900.7576 | 24850.6396 | 23000 | 109751.3972 | 23000 | 86751.3972 | 4.7718
AR - RTU with DCV and VFD - 3 hp fan | BNI HVAC | ROB/NEW | 10 | N/A | 83% | 7216.6518 | 678.9368 | 1700 | 6831.0689 | 1763.2533 | 0.26609 | 0.026609 | 2.8025 | 3.1383 | 5.0077 | AR - RTU with DCV and VFD - 3 hp fan | 10 | 6.0661 | 63.8889 | 638.889 | 68310.689 | 17632.5326 | 17000 | 85943.2216 | 17000 | 68943.2216 | 5.0555
AR - RTU with DCV and VFD - >= 7.5 hp fan | BNI HVAC | ROB/NEW | 10 | N/A | 83% | 15551.7681 | 2151.576 | 4300 | 14720.8432 | 5587.8155 | 0.31232 | 0.031232 | 2.2368 | 3.1219 | 5.2827 | AR - RTU with DCV and VFD - >= 7.5 hp fan | 10 | 19.2237 | 137.6796 | 1376.7955 | 147208.4318 | 55878.1546 | 43000 | 203086.5864 | 43000 | 160086.5864 | 4.7229
AR - Roadway lighting >=15,000 lm | BNI Lighting | RET | 4.5667 | 1.5222 | 94% | 200 | 38 | 35 | 96.4737 | 68.8743 | 0.17454 | 0.038221 | 0.91024 | 25.991 | 27.1775 | AR - Roadway lighting >=15,000 lm | 500 | 19.2257 | 100.2627 | 457.8664 | 48236.8256 | 34437.1354 | 17500 | 82673.961 | 17500 | 65173.961 | 4.7242
AR - Roadway lighting <15,000 lm | BNI Lighting | RET | 4.5667 | 1.5222 | 94% | 153.846 | 33 | 15 | 74.2104 | 59.8119 | 0.097245 | 0.021294 | 0.44921 | 34.3854 | 35.041 | AR - Roadway lighting <15,000 lm | 500 | 16.696 | 77.1251 | 352.2046 | 37105.2133 | 29905.9334 | 7500 | 67011.1467 | 7500 | 59511.1467 | 8.9348
AR - Refrigerator - Solid Door | BNI Cooking and Laundry | RET | 12 | 4 | 94% | 641.4286 | 73.2224 | 196.475 | 707.1382 | 233.168 | 0.30551 | 0.025459 | 2.6518 | 89.4528 | 91.5842 | AR - Refrigerator - Solid Door | 0.25 | 0.018523 | 0.16078 | 1.9293 | 176.7845 | 58.292 | 49.1188 | 235.0765 | 49.1188 | 185.9578 | 4.7859
AR - Refrigerator - Glass Door >=15 ft^3 | BNI Cooking and Laundry | RET | 12 | 4 | 94% | 2321.6364 | 237.6007 | 264 | 2559.4708 | 756.6106 | 0.11341 | 0.0094512 | 1.0981 | 29.7535 | 30.548 | AR - Refrigerator - Glass Door >=15 ft^3 | 1 | 0.24042 | 2.3277 | 27.9328 | 2559.4708 | 756.6106 | 264 | 3316.0814 | 264 | 3052.0814 | 12.5609
AR - Refrigerator - Glass Door <15 ft^3 | BNI Cooking and Laundry | RET | 12 | 4 | 94% | 177 | 21.3328 | 79.1622 | 195.1323 | 67.9318 | 0.44607 | 0.037173 | 3.6672 | 260.4824 | 263.5876 | AR - Refrigerator - Glass Door <15 ft^3 | 1 | 0.021586 | 0.17746 | 2.1296 | 195.1323 | 67.9318 | 79.1622 | 263.0642 | 79.1622 | 183.902 | 3.3231
AR - Refrigerated Vending Machine Controls | BNI Refrigeration | RET | 5 | 1.6667 | 94% | 1431.384 | 163.4 | 50 | 740.0192 | 315.3672 | 0.03484 | 0.0069679 | 0.3024 | 1.085 | 1.3281 | AR - Refrigerated Vending Machine Controls | 0.25 | 0.041335 | 0.35879 | 1.7939 | 185.0048 | 78.8418 | 12.5 | 263.8466 | 12.5 | 251.3466 | 21.1077
AR - Pool Pump | BNI Other | ROB/NEW | 10 | N/A | 94% | 2174 | 0 | 350 | 2058.6642 | 0 | 0.16057 | 0.016057 | N/A | 3.8813 | 5.0477 | AR - Pool Pump | 1 | 0 | 2.1797 | 21.7971 | 2058.6642 | 0 | 350 | 2058.6642 | 350 | 1708.6642 | 5.8819
AR - Packaged Terminal Heat Pump | BNI HVAC | ROB/NEW | 15 | N/A | 83% | 2670.2171 | 0 | 700 | 3532.4791 | 0 | 0.29612 | 0.019741 | N/A | -1.1396 | 1.0113 | AR - Packaged Terminal Heat Pump | 80 | 0 | 189.1151 | 2836.7267 | 282598.3261 | 0 | 56000 | 282598.3261 | 56000 | 226598.3261 | 5.0464
AR - Oven - Electric - Convection | BNI Cooking and Laundry | RET | 12 | 4 | 94% | 4549.6667 | 1113.2187 | 650 | 5015.7463 | 3544.9098 | 0.14249 | 0.011874 | 0.57704 | 19.6481 | 20.5992 | AR - Oven - Electric - Convection | 0.25 | 0.28161 | 1.1404 | 13.6849 | 1253.9366 | 886.2274 | 162.5 | 2140.164 | 162.5 | 1977.664 | 13.1702
AR - Oven - Electric - Combination | BNI Cooking and Laundry | RET | 12 | 4 | 94% | 6120.5 | 1289.0509 | 1500 | 6747.4998 | 4104.826 | 0.24444 | 0.02037 | 1.15 | 28.1574 | 29.8076 | AR - Oven - Electric - Combination | 10 | 13.0437 | 61.3658 | 736.3895 | 67474.9983 | 41048.26 | 15000 | 108523.2582 | 15000 | 93523.2582 | 7.2349
AR - Outside Air Economizer | BNI Refrigeration | RET | 15 | 5 | 94% | 5997.597 | 2002 | 2000 | 7709.6749 | 6994.8602 | 0.33259 | 0.022173 | 0.98727 | 9.1407 | 11.297 | AR - Outside Air Economizer | 10 | 20.2579 | 60.1335 | 902.003 | 77096.7493 | 69948.6015 | 20000 | 147045.3508 | 20000 | 127045.3508 | 7.3523
AR - Open to Closed Cooler Conversion | BNI Refrigeration | RET | 12 | 4 | 94% | 608.2725 | 62.5 | 25 | 662.454 | 199.0237 | 0.040992 | 0.003416 | 0.3953 | 8.5417 | 8.8288 | AR - Open to Closed Cooler Conversion | 0.5 | 0.031621 | 0.30494 | 3.6592 | 331.227 | 99.5118 | 12.5 | 430.7389 | 12.5 | 418.2389 | 34.4591
AR - Occupancy Sensor - Wall-Switch Mounted | BNI Lighting | RET | 10 | 3.3333 | 94% | 146.4505 | 28.6359 | 15 | 139.9544 | 84.2261 | 0.10216 | 0.010216 | 0.51767 | 5.9868 | 6.6799 | AR - Occupancy Sensor - Wall-Switch Mounted | 40 | 1.159 | 5.8734 | 58.7341 | 5598.175 | 3369.0434 | 600 | 8967.2183 | 600 | 8367.2183 | 14.9454
AR - Occupancy Sensor - Fixture Mounted | BNI Lighting | RET | 10 | 3.3333 | 94% | 106.953 | 14.5186 | 15 | 102.2089 | 42.7031 | 0.13988 | 0.013988 | 1.021 | 6.4228 | 7.3915 | AR - Occupancy Sensor - Fixture Mounted | 130 | 1.9098 | 13.9404 | 139.4041 | 13287.1507 | 5551.402 | 1950 | 18838.5527 | 1950 | 16888.5527 | 9.6608
AR - Occupancy Sensor - Exterior | BNI Lighting | RET | 10 | 3.3333 | 94% | 47.6053 | 24.9331 | 10 | 45.4937 | 73.3351 | 0.20951 | 0.020951 | 0.39636 | 16.377 | 17.6571 | AR - Occupancy Sensor - Exterior | 10 | 0.25229 | 0.4773 | 4.773 | 454.9371 | 733.3507 | 100 | 1188.2877 | 100 | 1088.2877 | 11.8829
AR - Occupancy Sensor - Ceiling or Wall Remote Mounted | BNI Lighting | RET | 10 | 3.3333 | 94% | 163.1654 | 35.3354 | 30 | 155.9279 | 103.9311 | 0.18338 | 0.018338 | 0.83904 | 7.4428 | 8.6783 | AR - Occupancy Sensor - Ceiling or Wall Remote Mounted | 15 | 0.53633 | 2.4539 | 24.5391 | 2338.9182 | 1558.9659 | 450 | 3897.8841 | 450 | 3447.8841 | 8.662
AR - No Loss Drain | BNI Process | ROB/NEW | 15 | N/A | 94% | 4044.7401 | 1181.5759 | 120 | 5250.3674 | 4128.3509 | 0.02959 | 0.0019727 | 0.10037 | 0.25159 | 0.44604 | AR - No Loss Drain | 0.25 | 0.2989 | 1.0138 | 15.2076 | 1312.5918 | 1032.0877 | 30 | 2344.6796 | 30 | 2314.6796 | 78.156
AR - Natural Ventilation - Year-round | BNI Process | RET | 15 | 5 | 94% | 7581.0265 | 866.7889 | 882.8571 | 9840.7247 | 3028.5051 | 0.11615 | 0.0077434 | 1.0066 | 61.2699 | 62.0802 | AR - Natural Ventilation - Year-round | 1 | 0.87709 | 7.6009 | 114.0141 | 9840.7247 | 3028.5051 | 882.8571 | 12869.2298 | 882.8571 | 11986.3727 | 14.5768
AR - Natural Ventilation - Winter Only | BNI Process | RET | 15 | 5 | 94% | 3103.5429 | 297.6 | 192 | 4028.6247 | 1039.7954 | 0.061703 | 0.0041135 | 0.63759 | 152.1853 | 152.6185 | AR - Natural Ventilation - Winter Only | 0.5 | 0.15057 | 1.5558 | 23.3377 | 2014.3124 | 519.8977 | 96 | 2534.2101 | 96 | 2438.2101 | 26.398
AR - Milk Pre-cooler - 50+ Plates | BNI Process | RET | 15 | 5 | 94% | 11539.9572 | 3958.6426 | 1400 | 14979.7051 | 13831.2446 | 0.121 | 0.0080666 | 0.3495 | 6.5967 | 7.3788 | AR - Milk Pre-cooler - 50+ Plates | 3 | 12.017 | 34.7108 | 520.6623 | 44939.1153 | 41493.7337 | 4200 | 86432.849 | 4200 | 82232.849 | 20.5792
AR - Milk Pre-cooler - 10-49 Plates | BNI Process | RET | 15 | 5 | 94% | 6917.0768 | 1766.381 | 750 | 8978.8696 | 6171.6223 | 0.10814 | 0.0072095 | 0.41961 | 5.5129 | 6.2322 | AR - Milk Pre-cooler - 10-49 Plates | 0.1 | 0.17874 | 0.69352 | 10.4029 | 897.887 | 617.1622 | 75 | 1515.0492 | 75 | 1440.0492 | 20.2007
AR - Low-Energy or Zero-Energy Livestock Waterer | BNI Process | RET | 10 | 3.3333 | 94% | 1553.1 | 567.294 | 100 | 1470.7044 | 1668.5657 | 0.064219 | 0.0064219 | 0.17421 | 7.6574 | 8.0695 | AR - Low-Energy or Zero-Energy Livestock Waterer | 0.2 | 0.11481 | 0.31144 | 3.1144 | 294.1409 | 333.7131 | 20 | 627.854 | 20 | 607.854 | 31.3927
AR - Low Temperature Dishwasher - Under-Counter | BNI Cooking and Laundry | ROB/NEW | 10 | N/A | 94% | 6182 | 745.0826 | 400 | 5870.0366 | 2191.4904 | 0.064534 | 0.0064534 | 0.53055 | 1.2787 | 1.6786 | AR - Low Temperature Dishwasher - Under-Counter | 0.25 | 0.18848 | 1.5496 | 15.4956 | 1467.5092 | 547.8726 | 100 | 2015.3818 | 100 | 1915.3818 | 20.1538
AR - Low Temperature Dishwasher - Single-Tank Door Type | BNI Cooking and Laundry | ROB/NEW | 15 | N/A | 94% | 17255 | 2079.6508 | 1500 | 22464.619 | 7266.167 | 0.086704 | 0.0057802 | 0.71281 | 0.0833 | 0.55586 | AR - Low Temperature Dishwasher - Single-Tank Door Type | 0.25 | 0.52609 | 4.3251 | 64.8762 | 5616.1548 | 1816.5418 | 375 | 7432.6965 | 375 | 7057.6965 | 19.8205
AR - Low Temperature Dishwasher - Single-Tank Conveyor | BNI Cooking and Laundry | ROB/NEW | 20 | N/A | 94% | 15378 | 1853.4262 | 1250 | 23772.4101 | 7255.045 | 0.081072 | 0.0040536 | 0.66651 | 0.23333 | 0.68428 | AR - Low Temperature Dishwasher - Single-Tank Conveyor | 0.25 | 0.46886 | 3.8546 | 77.092 | 5943.1025 | 1813.7612 | 312.5 | 7756.8638 | 312.5 | 7444.3638 | 24.822
AR - Low Temperature Dishwasher - Multi-Tank Conveyor | BNI Cooking and Laundry | ROB/NEW | 20 | N/A | 94% | 22863 | 2755.5523 | 1750 | 35343.2573 | 10786.3242 | 0.076342 | 0.0038171 | 0.62762 | 0.035041 | 0.46195 | AR - Low Temperature Dishwasher - Multi-Tank Conveyor | 0.25 | 0.69707 | 5.7308 | 114.6153 | 8835.8143 | 2696.581 | 437.5 | 11532.3954 | 437.5 | 11094.8954 | 26.3598
AR - Large ASHP - 65 to 135 kBTU/h - High Heat COP>=3.6, Low Heat COP>=2.45, EER>=11.9 (with baseline cooling) | BNI HVAC | ROB/NEW | 20 | N/A | 83% | 28866.9023 | 12627.4167 | 5104.1667 | 45431.8475 | 43644.503 | 0.19973 | 0.0099863 | 0.45241 | -0.94138 | 0.31169 | AR - Large ASHP - 65 to 135 kBTU/h - High Heat COP>=3.6, Low Heat COP>=2.45, EER>=11.9 (with baseline cooling) | 0.5 | 5.6411 | 12.7779 | 255.5582 | 22715.9237 | 21822.2515 | 2552.0833 | 44538.1752 | 2552.0833 | 41986.0919 | 17.4517
AR - Large ASHP - 65 to 135 kBTU/h - High Heat COP>=3.6, Low Heat COP>=2.45, EER>=11.9 (no baseline cooling) | BNI HVAC | ROB/NEW | 20 | N/A | 83% | 28866.9023 | 12627.4167 | 5104.1667 | 45431.8475 | 43644.503 | 0.19973 | 0.0099863 | 0.45241 | 0.53663 | 1.7897 | AR - Large ASHP - 65 to 135 kBTU/h - High Heat COP>=3.6, Low Heat COP>=2.45, EER>=11.9 (no baseline cooling) | 0.5 | 5.6411 | 12.7779 | 255.5582 | 22715.9237 | 21822.2515 | 2552.0833 | 44538.1752 | 2552.0833 | 41986.0919 | 17.4517
AR - Large ASHP - 65 to 135 kBTU/h - High Heat COP>=3.4, Low Heat COP>=2.25, EER>=11 (with baseline cooling) | BNI HVAC | ROB/NEW | 20 | N/A | 83% | 28765.7747 | 1481.143 | 4476.9737 | 45272.6889 | 5119.3172 | 0.1758 | 0.00879 | 3.383 | -1.0165 | 0.23722 | AR - Large ASHP - 65 to 135 kBTU/h - High Heat COP>=3.4, Low Heat COP>=2.25, EER>=11 (with baseline cooling) | 0.5 | 0.66168 | 12.7331 | 254.6629 | 22636.3445 | 2559.6586 | 2238.4868 | 25196.0031 | 2238.4868 | 22957.5162 | 11.2558
AR - Large ASHP - 65 to 135 kBTU/h - High Heat COP>=3.4, Low Heat COP>=2.25, EER>=11 (no baseline cooling) | BNI HVAC | ROB/NEW | 20 | N/A | 83% | 21702.331 | 0 | 5127.5 | 34155.968 | 0 | 0.26688 | 0.013344 | N/A | 0.90933 | 2.8478 | AR - Large ASHP - 65 to 135 kBTU/h - High Heat COP>=3.4, Low Heat COP>=2.25, EER>=11 (no baseline cooling) | 0.5 | 0 | 9.6065 | 192.1304 | 17077.984 | 0 | 2563.75 | 17077.984 | 2563.75 | 14514.234 | 6.6613
AR - Large ASHP - 135 to 240 kBTU/h - High Heat COP>=3.5, Low Heat COP>=2.25, EER>=11.4 (with baseline cooling) | BNI HVAC | ROB/NEW | 20 | N/A | 83% | 39099.1749 | 9683.0851 | 7291.6667 | 61535.7938 | 33467.9251 | 0.21065 | 0.010533 | 0.84282 | -0.7001 | 0.70457 | AR - Large ASHP - 135 to 240 kBTU/h - High Heat COP>=3.5, Low Heat COP>=2.25, EER>=11.4 (with baseline cooling) | 0.5 | 4.3258 | 17.3072 | 346.1444 | 30767.8969 | 16733.9626 | 3645.8333 | 47501.8595 | 3645.8333 | 43856.0261 | 13.0291
AR - Large ASHP - 135 to 240 kBTU/h - High Heat COP>=3.5, Low Heat COP>=2.25, EER>=11.4 (no baseline cooling) | BNI HVAC | ROB/NEW | 20 | N/A | 83% | 52151.3718 | 12651.3142 | 7291.6667 | 82077.8462 | 43727.1006 | 0.15793 | 0.0078966 | 0.64508 | 0.52179 | 1.5767 | AR - Large ASHP - 135 to 240 kBTU/h - High Heat COP>=3.5, Low Heat COP>=2.25, EER>=11.4 (no baseline cooling) | 0.5 | 5.6518 | 23.0848 | 461.6953 | 41038.9231 | 21863.5503 | 3645.8333 | 62902.4734 | 3645.8333 | 59256.6401 | 17.2532
AR - Large ASHP - 135 to 240 kBTU/h - High Heat COP>=3.2, Low Heat COP>=2.05, EER>=10.4 (with baseline cooling) | BNI HVAC | ROB/NEW | 20 | N/A | 83% | 54499.2213 | 7253.4354 | 6508.3333 | 85772.9825 | 25070.2571 | 0.13489 | 0.0067447 | 1.0043 | -0.42083 | 0.51412 | AR - Large ASHP - 135 to 240 kBTU/h - High Heat COP>=3.2, Low Heat COP>=2.05, EER>=10.4 (with baseline cooling) | 0.5 | 3.2404 | 24.124 | 482.4807 | 42886.4913 | 12535.1286 | 3254.1667 | 55421.6198 | 3254.1667 | 52167.4532 | 17.031
AR - Large ASHP - 135 to 240 kBTU/h - High Heat COP>=3.2, Low Heat COP>=2.05, EER>=10.4 (no baseline cooling) | BNI HVAC | ROB/NEW | 20 | N/A | 83% | 33712.9967 | 0 | 8925 | 53058.8183 | 0 | 0.29903 | 0.014952 | N/A | 0.80985 | 2.982 | AR - Large ASHP - 135 to 240 kBTU/h - High Heat COP>=3.2, Low Heat COP>=2.05, EER>=10.4 (no baseline cooling) | 0.5 | 0 | 14.923 | 298.4606 | 26529.4092 | 0 | 4462.5 | 26529.4092 | 4462.5 | 22066.9092 | 5.945
AR - Kitchen Exhaust Demand Controlled Ventilation (DCV) | BNI Cooking and Laundry | RET | 15 | 5 | 94% | 3364.5 | 387.6 | 637.5 | 4380.3078 | 1354.2496 | 0.18898 | 0.012599 | 1.6254 | 4.3365 | 5.6545 | AR - Kitchen Exhaust Demand Controlled Ventilation (DCV) | 10 | 3.9221 | 33.7334 | 506.0008 | 43803.0778 | 13542.4965 | 6375 | 57345.5742 | 6375 | 50970.5742 | 8.9954
AR - Intelligent Freezer Defrost Controls | BNI Refrigeration | RET | 10 | 3.3333 | 94% | 807.3735 | 1297.8063 | 150 | 757.7594 | 3817.2008 | 0.1853 | 0.01853 | 0.11422 | 5.7994 | 6.6514 | AR - Intelligent Freezer Defrost Controls | 0.2 | 0.26265 | 0.1619 | 1.619 | 151.5519 | 763.4402 | 30 | 914.992 | 30 | 884.992 | 30.4997
AR - Integrated Dual Enthalpy Economizer Controls | BNI HVAC | RET | 10 | 3.3333 | 83% | 1159.9765 | 268.5 | 250 | 1097.9994 | 697.316 | 0.24345 | 0.024345 | 1.0421 | 12.2764 | 13.9085 | AR - Integrated Dual Enthalpy Economizer Controls | 0.25 | 0.059974 | 0.25673 | 2.5673 | 274.4999 | 174.329 | 62.5 | 448.8289 | 62.5 | 386.3289 | 7.1813
AR - Ice Maker - Self-Contained | BNI Cooking and Laundry | ROB/NEW | 10 | N/A | 94% | 1280 | 321.7709 | 150 | 1215.4071 | 946.4157 | 0.11688 | 0.011688 | 0.4607 | 1.7317 | 2.5101 | AR - Ice Maker - Self-Contained | 0.25 | 0.081398 | 0.32084 | 3.2084 | 303.8518 | 236.6039 | 37.5 | 540.4557 | 37.5 | 502.9557 | 14.4122
AR - Ice Maker - Remote Condensing Unit - 400-1000 lb/day | BNI Cooking and Laundry | ROB/NEW | 10 | N/A | 94% | 1552 | 187.0541 | 200 | 1473.6811 | 550.1768 | 0.12853 | 0.012853 | 1.0567 | 1.6535 | 2.1341 | AR - Ice Maker - Remote Condensing Unit - 400-1000 lb/day | 0.25 | 0.047319 | 0.38902 | 3.8902 | 368.4203 | 137.5442 | 50 | 505.9645 | 50 | 455.9645 | 10.1193
AR - Ice Maker - Remote Condensing Unit - 1000-2000 lb/day | BNI Cooking and Laundry | ROB/NEW | 10 | N/A | 94% | 3131.5 | 377.4226 | 300 | 2973.4746 | 1110.1023 | 0.09555 | 0.009555 | 0.78553 | 1.3049 | 1.771 | AR - Ice Maker - Remote Condensing Unit - 1000-2000 lb/day | 0.25 | 0.095477 | 0.78493 | 7.8493 | 743.3686 | 277.5256 | 75 | 1020.8942 | 75 | 945.8942 | 13.6119
AR - Ice Maker - Remote Condensing Unit - >2000 lb/day | BNI Cooking and Laundry | ROB/NEW | 10 | N/A | 94% | 5872 | 707.72 | 600 | 5575.6802 | 2081.5968 | 0.10191 | 0.010191 | 0.83784 | 0.67154 | 1.2494 | AR - Ice Maker - Remote Condensing Unit - >2000 lb/day | 0.5 | 0.35806 | 2.9437 | 29.4371 | 2787.8401 | 1040.7984 | 300 | 3828.6385 | 300 | 3528.6385 | 12.7621
AR - Ice Maker - Ice Making Head - 750-1000 lb/day | BNI Cooking and Laundry | ROB/NEW | 10 | N/A | 94% | 1838 | 221.5241 | 250 | 1745.2487 | 651.5625 | 0.13566 | 0.013566 | 1.1153 | 2.3241 | 3.2684 | AR - Ice Maker - Ice Making Head - 750-1000 lb/day | 0.5 | 0.11208 | 0.92141 | 9.2141 | 872.6243 | 325.7813 | 125 | 1198.4056 | 125 | 1073.4056 | 9.5872
AR - Ice Maker - Ice Making Head - 500-750 lb/day | BNI Cooking and Laundry | ROB/NEW | 10 | N/A | 94% | 1085 | 130.7691 | 200 | 1030.2475 | 384.6275 | 0.18385 | 0.018385 | 1.5115 | 3.1562 | 4.436 | AR - Ice Maker - Ice Making Head - 500-750 lb/day | 0.5 | 0.066161 | 0.54393 | 5.4393 | 515.1237 | 192.3137 | 100 | 707.4375 | 100 | 607.4375 | 7.0744
AR - Ice Maker - Ice Making Head - 200-500 lb/day | BNI Cooking and Laundry | ROB/NEW | 10 | N/A | 94% | 469 | 53.5388 | 150 | 445.3328 | 157.4722 | 0.31899 | 0.031899 | 2.7688 | 5.5075 | 7.733 | AR - Ice Maker - Ice Making Head - 200-500 lb/day | 10 | 0.54175 | 4.7023 | 47.0232 | 4453.3277 | 1574.7219 | 1500 | 6028.0496 | 1500 | 4528.0496 | 4.0187
AR - Ice Maker - Ice Making Head - >1000 lb/day | BNI Cooking and Laundry | ROB/NEW | 10 | N/A | 94% | 2595 | 312.7612 | 300 | 2464.0481 | 919.9155 | 0.1153 | 0.01153 | 0.94794 | 1.7885 | 2.5911 | AR - Ice Maker - Ice Making Head - >1000 lb/day | 0.25 | 0.079119 | 0.65045 | 6.5045 | 616.012 | 229.9789 | 75 | 845.9909 | 75 | 770.9909 | 11.2799
AR - HVAC Hotel Occupancy Sensor - Without building integrated intelligent control | BNI HVAC | RET | 8 | 2.6667 | 83% | 438.69 | 90 | 50 | 339.4122 | 206.8966 | 0.12874 | 0.016093 | 0.6218 | 2.7155 | 3.5862 | AR - HVAC Hotel Occupancy Sensor - Without building integrated intelligent control | 250 | 20.1031 | 97.0929 | 776.7431 | 84853.0551 | 51724.1451 | 12500 | 136577.2002 | 12500 | 124077.2002 | 10.9262
AR - HVAC Hotel Occupancy Sensor - With building integrated intelligent control | BNI HVAC | RET | 8 | 2.6667 | 83% | 438.69 | 90 | 75 | 339.4122 | 206.8966 | 0.19311 | 0.024139 | 0.93269 | 7.578 | 8.8841 | AR - HVAC Hotel Occupancy Sensor - With building integrated intelligent control | 60 | 4.8247 | 23.3023 | 186.4183 | 20364.7332 | 12413.7948 | 4500 | 32778.528 | 4500 | 28278.528 | 7.2841
AR - HVAC Air-to-Water Heat Pump | BNI HVAC | ROB/NEW | 15 | N/A | 83% | 18266.9678 | 4239.106 | 5052.0833 | 24165.7063 | 13077.9442 | 0.3124 | 0.020827 | 1.3339 | 2.2817 | 4.3757 | AR - HVAC Air-to-Water Heat Pump | 2 | 7.575 | 32.3434 | 485.1515 | 48331.4126 | 26155.8885 | 10104.1667 | 74487.3011 | 10104.1667 | 64383.1344 | 7.3719
AR - Hot Food Holding Cabinet - Full Size - Interior Volume >=20 ft^3 | BNI Cooking and Laundry | ROB/NEW | 12 | N/A | 94% | 1914 | 230.684 | 900 | 2110.0751 | 734.585 | 0.46899 | 0.039082 | 3.8556 | 10.658 | 13.9227 | AR - Hot Food Holding Cabinet - Full Size - Interior Volume >=20 ft^3 | 0.5 | 0.11671 | 0.95951 | 11.5142 | 1055.0376 | 367.2925 | 450 | 1422.3301 | 450 | 972.3301 | 3.1607
AR - Hot Food Holding Cabinet - 1/2 and 3/4 Size - Interior Volume <20 ft^3 | BNI Cooking and Laundry | ROB/NEW | 12 | N/A | 94% | 1040 | 125.3455 | 399.8 | 1146.5403 | 399.1476 | 0.38342 | 0.031951 | 3.1521 | 1.5649 | 4.2339 | AR - Hot Food Holding Cabinet - 1/2 and 3/4 Size - Interior Volume <20 ft^3 | 0.5 | 0.063417 | 0.52137 | 6.2564 | 573.2701 | 199.5738 | 199.9 | 772.8439 | 199.9 | 572.9439 | 3.8662
AR - High Volume Low Speed Fan - 24+ ft | BNI Process | RET | 15 | 5 | 94% | 14311.2603 | 4388.5037 | 2000 | 18577.0584 | 15333.1516 | 0.13938 | 0.0092923 | 0.45039 | 6.5486 | 7.4603 | AR - High Volume Low Speed Fan - 24+ ft | 2 | 8.8813 | 28.6977 | 430.4657 | 37154.1169 | 30666.3033 | 4000 | 67820.4202 | 4000 | 63820.4202 | 16.9551
AR - High Volume Low Speed Fan - 16-22 ft | BNI Process | RET | 15 | 5 | 94% | 12906.0325 | 3839.2712 | 1000 | 16752.9705 | 13414.1685 | 0.07728 | 0.005152 | 0.25741 | 6.3161 | 6.8231 | AR - High Volume Low Speed Fan - 16-22 ft | 2 | 7.7698 | 25.8799 | 388.1981 | 33505.9409 | 26828.3371 | 2000 | 60334.278 | 2000 | 58334.278 | 30.1671
AR - High Temperature Dishwasher - Under-Counter | BNI Cooking and Laundry | ROB/NEW | 10 | N/A | 94% | 2133.64 | 462.4805 | 400 | 2025.9697 | 1360.2807 | 0.18698 | 0.018698 | 0.85475 | 4.9045 | 6.011 | AR - High Temperature Dishwasher - Under-Counter | 1 | 0.46798 | 2.1392 | 21.3925 | 2025.9697 | 1360.2807 | 400 | 3386.2504 | 400 | 2986.2504 | 8.4656
AR - High Temperature Dishwasher - Single-Tank Door Type | BNI Cooking and Laundry | ROB/NEW | 15 | N/A | 94% | 2157.5 | 1300.2648 | 1100 | 2808.8911 | 4543.0423 | 0.50851 | 0.033901 | 0.83605 | 8.2563 | 9.9153 | AR - High Temperature Dishwasher - Single-Tank Door Type | 10 | 13.1571 | 21.6317 | 324.4752 | 28088.9108 | 45430.4232 | 11000 | 73519.3339 | 11000 | 62519.3339 | 6.6836
AR - High Temperature Dishwasher - Single-Tank Conveyor | BNI Cooking and Laundry | ROB/NEW | 20 | N/A | 94% | 10204 | 1229.8323 | 1100 | 15774.0716 | 4814.0512 | 0.10752 | 0.0053759 | 0.88393 | 0.48204 | 1.1475 | AR - High Temperature Dishwasher - Single-Tank Conveyor | 0.25 | 0.31111 | 2.5577 | 51.154 | 3943.5179 | 1203.5128 | 275 | 5147.0307 | 275 | 4872.0307 | 18.7165
AR - High Temperature Dishwasher - Pot, Pan and Utensil | BNI Cooking and Laundry | ROB/NEW | 10 | N/A | 94% | 10979 | 1323.2388 | 450 | 10424.9648 | 3892.0047 | 0.04088 | 0.004088 | 0.33608 | 1.7939 | 2.0671 | AR - High Temperature Dishwasher - Pot, Pan and Utensil | 0.5 | 0.66948 | 5.5039 | 55.0392 | 5212.4824 | 1946.0024 | 225 | 7158.4848 | 225 | 6933.4848 | 31.8155
AR - High Temperature Dishwasher - Multi-Tank Conveyor | BNI Cooking and Laundry | ROB/NEW | 20 | N/A | 94% | 45074 | 5432.5227 | 2000 | 69678.6065 | 21265.0472 | 0.044255 | 0.0022128 | 0.36383 | -0.014811 | 0.2637 | AR - High Temperature Dishwasher - Multi-Tank Conveyor | 0.25 | 1.3743 | 11.2981 | 225.9621 | 17419.6516 | 5316.2618 | 500 | 22735.9134 | 500 | 22235.9134 | 45.4718
AR - High Efficiency Ventilation Fan - 48+ in | BNI Process | RET | 15 | 5 | 94% | 2021.2478 | 267.5506 | 95 | 2623.7269 | 934.8047 | 0.046878 | 0.0031252 | 0.3509 | 6.2851 | 6.6101 | AR - High Efficiency Ventilation Fan - 48+ in | 2 | 0.54146 | 4.0531 | 60.7967 | 5247.4539 | 1869.6094 | 190 | 7117.0633 | 190 | 6927.0633 | 37.4582
AR - High Efficiency Ventilation Fan - 36-47 in | BNI Process | RET | 15 | 5 | 94% | 3308.3214 | 356.608 | 75 | 4294.4423 | 1245.9657 | 0.022611 | 0.0015074 | 0.20785 | 3.09 | 3.2481 | AR - High Efficiency Ventilation Fan - 36-47 in | 10 | 3.6084 | 33.1701 | 497.5519 | 42944.4226 | 12459.6572 | 750 | 55404.0798 | 750 | 54654.0798 | 73.8721
AR - High Efficiency Ventilation Fan - 24-35 in | BNI Process | RET | 15 | 5 | 94% | 422.6317 | 130.7236 | 65 | 548.6067 | 456.7401 | 0.1534 | 0.010226 | 0.49139 | 20.1975 | 21.1999 | AR - High Efficiency Ventilation Fan - 24-35 in | 1 | 0.13228 | 0.42374 | 6.3561 | 548.6067 | 456.7401 | 65 | 1005.3468 | 65 | 940.3468 | 15.4669
AR - High Efficiency Ventilation Fan - 14-23 in | BNI Process | RET | 15 | 5 | 94% | 155.8686 | 48.2115 | 55 | 202.3288 | 168.4479 | 0.35194 | 0.023462 | 1.1274 | 48.2329 | 50.5327 | AR - High Efficiency Ventilation Fan - 14-23 in | 1 | 0.048784 | 0.15628 | 2.3442 | 202.3288 | 168.4479 | 55 | 370.7767 | 55 | 315.7767 | 6.7414
AR - High Efficiency Circulator Pump - 500-2500 W | BNI Other | ROB/NEW | 15 | N/A | 94% | 2014 | 229.3079 | 600 | 2614.3187 | 801.1871 | 0.29713 | 0.019809 | 2.5858 | 0.11858 | 2.1918 | AR - High Efficiency Circulator Pump - 500-2500 W | 20 | 4.6406 | 40.3858 | 605.7873 | 52286.3745 | 16023.7422 | 12000 | 68310.1167 | 12000 | 56310.1167 | 5.6925
AR - High Efficiency Circulator Pump - 150-499 W | BNI Other | ROB/NEW | 15 | N/A | 94% | 816 | 126.5786 | 150 | 1059.2274 | 442.2574 | 0.18334 | 0.012223 | 1.1711 | 6.0636 | 7.3248 | AR - High Efficiency Circulator Pump - 150-499 W | 10 | 1.2808 | 8.1814 | 122.7216 | 10592.2745 | 4422.5745 | 1500 | 15014.8489 | 1500 | 13514.8489 | 10.0099
AR - High Efficiency Circulator Pump - 0-149 W | BNI Other | ROB/NEW | 15 | N/A | 94% | 420 | 87.9 | 100 | 545.1906 | 307.117 | 0.23747 | 0.015831 | 1.1243 | 0.076131 | 1.68 | AR - High Efficiency Circulator Pump - 0-149 W | 10 | 0.88944 | 4.211 | 63.1655 | 5451.906 | 3071.1699 | 1000 | 8523.0758 | 1000 | 7523.0758 | 8.5231
AR - High Efficiency Circulation Fan - 36-47 in | BNI Process | RET | 15 | 5 | 94% | 152.3602 | 48.6789 | 55 | 197.7747 | 170.0811 | 0.36004 | 0.024003 | 1.1166 | 63.3541 | 65.6992 | AR - High Efficiency Circulation Fan - 36-47 in | 10 | 0.49257 | 1.5276 | 22.9141 | 1977.7467 | 1700.8109 | 550 | 3678.5575 | 550 | 3128.5575 | 6.6883
AR - High Efficiency Circulation Fan - 18-35 in | BNI Process | RET | 15 | 5 | 94% | 834.9557 | 95.3146 | 35 | 1083.8333 | 333.023 | 0.041809 | 0.0027872 | 0.36289 | 10.2843 | 10.576 | AR - High Efficiency Circulation Fan - 18-35 in | 0.5 | 0.048224 | 0.41857 | 6.2786 | 541.9167 | 166.5115 | 17.5 | 708.4282 | 17.5 | 690.9282 | 40.4816
AR - Heat Reclaimer Unit | BNI Process | RET | 15 | 5 | 94% | 14743.2797 | 3936.1758 | 1250 | 19137.8511 | 13752.7469 | 0.084562 | 0.0056375 | 0.31384 | 2.4907 | 3.051 | AR - Heat Reclaimer Unit | 1 | 3.9829 | 14.782 | 221.7302 | 19137.8511 | 13752.7469 | 1250 | 32890.598 | 1250 | 31640.598 | 26.3125
AR - Heat Pump Water Heater >=80 gal | BNI Domestic Hot Water (DHW) | ROB/NEW | 10 | N/A | 94% | 16136.0966 | 2013.7623 | 900 | 15542.8419 | 5923.0219 | 0.055629 | 0.0055629 | 0.44168 | 0.97678 | 1.3635 | AR - Heat Pump Water Heater >=80 gal | 20 | 40.7538 | 323.5698 | 3235.6975 | 310856.8377 | 118460.4373 | 18000 | 429317.275 | 18000 | 411317.275 | 23.851
AR - Heat Pump Water Heater - 60-79 gal | BNI Domestic Hot Water (DHW) | ROB/NEW | 10 | N/A | 94% | 4714.6216 | 922.737 | 800 | 4541.2853 | 2714.0201 | 0.16924 | 0.016924 | 0.85681 | 2.5614 | 3.7097 | AR - Heat Pump Water Heater - 60-79 gal | 10 | 9.337 | 47.2701 | 472.7007 | 45412.8532 | 27140.2013 | 8000 | 72553.0545 | 8000 | 64553.0545 | 9.0691
AR - Ground Source Heat Pump - Open Loop - EER>=20.0, COP>=4.0 | BNI HVAC | ROB/NEW | 25 | N/A | 94% | 28366.6824 | 10893.6784 | 7593.75 | 56883.992 | 46625.0436 | 0.267 | 0.01068 | 0.68889 | 0.018732 | 1.7222 | AR - Ground Source Heat Pump - Open Loop - EER>=20.0, COP>=4.0 | 0.25 | 2.7558 | 7.1103 | 177.7575 | 14220.998 | 11656.2609 | 1898.4375 | 25877.2589 | 1898.4375 | 23978.8214 | 13.6308
AR - Ground Source Heat Pump - Open Loop - EER>=16.2, COP>=3.6 | BNI HVAC | ROB/NEW | 25 | N/A | 94% | 28366.6824 | 10893.6784 | 7593.75 | 56883.992 | 46625.0436 | 0.267 | 0.01068 | 0.68889 | -0.48682 | 1.2167 | AR - Ground Source Heat Pump - Open Loop - EER>=16.2, COP>=3.6 | 0.25 | 2.7558 | 7.1103 | 177.7575 | 14220.998 | 11656.2609 | 1898.4375 | 25877.2589 | 1898.4375 | 23978.8214 | 13.6308
AR - Griddle - Electric | BNI Cooking and Laundry | RET | 12 | 4 | 94% | 636.33 | 76.6934 | 900 | 701.5173 | 244.2207 | 1.4107 | 0.11755 | 11.5973 | 165.6764 | 175.4962 | AR - Griddle - Electric | 10 | 0.77605 | 6.38 | 76.5602 | 7015.1729 | 2442.2073 | 9000 | 9457.3802 | 9000 | 457.3802 | 1.0508
AR - Fryer - Electric | BNI Cooking and Laundry | RET | 12 | 4 | 94% | 2401 | 750.3125 | 850 | 2646.9646 | 2389.279 | 0.35309 | 0.029424 | 1.1196 | 41.4962 | 43.8012 | AR - Fryer - Electric | 10 | 7.5923 | 24.0731 | 288.8769 | 26469.6464 | 23892.7901 | 8500 | 50362.4365 | 8500 | 41862.4365 | 5.925
AR - Freezer - Glass Door - >=15 ft^3 | BNI Cooking and Laundry | RET | 12 | 4 | 94% | 6166.8864 | 709.8137 | 613.2 | 6798.6382 | 2260.3155 | 0.099174 | 0.0082645 | 0.85375 | 14.0305 | 14.7222 | AR - Freezer - Glass Door - >=15 ft^3 | 0.5 | 0.35912 | 3.0915 | 37.0985 | 3399.3191 | 1130.1577 | 306.6 | 4529.4768 | 306.6 | 4222.8768 | 14.7732
AR - Freezer - Glass Door - <15 ft^3 | BNI Cooking and Laundry | RET | 12 | 4 | 94% | 1602 | 193.0803 | 300 | 1766.113 | 614.8408 | 0.18678 | 0.015565 | 1.5355 | 25.0036 | 26.3038 | AR - Freezer - Glass Door - <15 ft^3 | 0.25 | 0.048844 | 0.40155 | 4.8186 | 441.5283 | 153.7102 | 75 | 595.2384 | 75 | 520.2384 | 7.9365
AR - Evaporator Fan Motor Controls | BNI Refrigeration | RET | 10 | 3.3333 | 94% | 988.527 | 113.1782 | 150 | 927.7807 | 332.8879 | 0.15134 | 0.015134 | 1.3098 | 1.2566 | 2.3123 | AR - Evaporator Fan Motor Controls | 10 | 1.1452 | 9.9112 | 99.1124 | 9277.8068 | 3328.8785 | 1500 | 12606.6854 | 1500 | 11106.6854 | 8.4045
AR - Engine Block Heater Timer | BNI Process | RET | 5 | 1.6667 | 94% | 1248 | 1092 | 40 | 649.6297 | 2107.5948 | 0.031967 | 0.0063935 | 0.0362 | 0.82306 | 0.99957 | AR - Engine Block Heater Timer | 0.1 | 0.1105 | 0.12513 | 0.62564 | 64.963 | 210.7595 | 4 | 275.7225 | 4 | 271.7225 | 68.9306
AR - Electric Thermal Storage (ETS) System - Small Commercial (50-150 kWh of 8-hr storage) | BNI HVAC | RET | 18 | 6 | 94% | 0 | 6250 | 1000 | 0 | 23421.3799 | N/A | N/A | 0.15812 | 64.0621 | 67.2763 | AR - Electric Thermal Storage (ETS) System - Small Commercial (50-150 kWh of 8-hr storage) | 1 | 6.3243 | 0 | 0 | 0 | 23421.3799 | 1000 | 23421.3799 | 1000 | 22421.3799 | 23.4214
AR - Electric Thermal Storage (ETS) System - Medium Commercial (150-300 kWh of 8-hr storage) | BNI HVAC | RET | 18 | 6 | 94% | 0 | 14062.5 | 2000 | 0 | 52698.1048 | N/A | N/A | 0.14055 | 56.9441 | 59.8011 | AR - Electric Thermal Storage (ETS) System - Medium Commercial (150-300 kWh of 8-hr storage) | 1 | 14.2296 | 0 | 0 | 0 | 52698.1048 | 2000 | 52698.1048 | 2000 | 50698.1048 | 26.3491
AR - Electric Thermal Storage (ETS) System - Less than 50 kWh | BNI HVAC | RET | 18 | 6 | 94% | 0 | 1562.5 | 500 | 0 | 5855.345 | N/A | N/A | 0.31624 | 47.3927 | 53.821 | AR - Electric Thermal Storage (ETS) System - Less than 50 kWh | 0.5 | 0.79053 | 0 | 0 | 0 | 2927.6725 | 250 | 2927.6725 | 250 | 2677.6725 | 11.7107
AR - Electric Thermal Storage (ETS) System - Large Commercial (>300 kWh of 8-hr storage) | BNI HVAC | RET | 18 | 6 | 94% | 0 | 18750 | 4000 | 0 | 70264.1397 | N/A | N/A | 0.21083 | 62.9907 | 67.2763 | AR - Electric Thermal Storage (ETS) System - Large Commercial (>300 kWh of 8-hr storage) | 0.5 | 9.4864 | 0 | 0 | 0 | 35132.0699 | 2000 | 35132.0699 | 2000 | 33132.0699 | 17.566
AR - ECM (Brushless) DC Motors for Refrig Evap Fan - Walk-in Cooler | BNI Refrigeration | ROB/NEW | 15 | N/A | 94% | 759.6864 | 86.3895 | 180 | 976.547 | 301.8393 | 0.23632 | 0.015755 | 2.0591 | 0.26012 | 1.9091 | AR - ECM (Brushless) DC Motors for Refrig Evap Fan - Walk-in Cooler | 10 | 0.87416 | 7.6168 | 114.2523 | 9765.4695 | 3018.3926 | 1800 | 12783.8621 | 1800 | 10983.8621 | 7.1021
AR - ECM (Brushless) DC Motors for Refrig Evap Fan - Standalone Retail Cooler | BNI Refrigeration | ROB/NEW | 15 | N/A | 94% | 1116.4007 | 115.8303 | 50 | 1435.0891 | 404.7035 | 0.044669 | 0.002978 | 0.4266 | -0.20368 | 0.10908 | AR - ECM (Brushless) DC Motors for Refrig Evap Fan - Standalone Retail Cooler | 0.25 | 0.029302 | 0.27983 | 4.1975 | 358.7723 | 101.1759 | 12.5 | 459.9482 | 12.5 | 447.4482 | 36.7959
AR - Dual Ventilation - Year-round | BNI Process | ROB/NEW | 15 | N/A | 94% | 5726.5371 | 549.12 | 320 | 7433.4624 | 1918.5902 | 0.055734 | 0.0037156 | 0.57591 | 28.4251 | 28.8164 | AR - Dual Ventilation - Year-round | 0.5 | 0.27782 | 2.8708 | 43.0619 | 3716.7312 | 959.2951 | 160 | 4676.0263 | 160 | 4516.0263 | 29.2252
AR - Dual Ventilation - Winter Only | BNI Process | ROB/NEW | 15 | N/A | 94% | 2482.8343 | 238.08 | 192 | 3222.8998 | 831.8363 | 0.077128 | 0.0051419 | 0.79698 | 65.9221 | 66.4636 | AR - Dual Ventilation - Winter Only | 0.25 | 0.060227 | 0.62234 | 9.3351 | 805.7249 | 207.9591 | 48 | 1013.684 | 48 | 965.684 | 21.1184
AR - Door Heater Controls | BNI Refrigeration | RET | 12 | 4 | 94% | 1400.0232 | 159.82 | 80 | 1524.7295 | 508.9274 | 0.056992 | 0.0047493 | 0.49469 | 0.25989 | 0.6575 | AR - Door Heater Controls | 0.1 | 0.016172 | 0.14037 | 1.6844 | 152.473 | 50.8927 | 8 | 203.3657 | 8 | 195.3657 | 25.4207
AR - Discus or Scroll Refrigeration Compressor | BNI Refrigeration | ROB/NEW | 15 | N/A | 94% | 6261.726 | 1186.3192 | 200 | 8049.2024 | 4144.9235 | 0.031856 | 0.0021238 | 0.16661 | 0.55598 | 0.77257 | AR - Discus or Scroll Refrigeration Compressor | 0.25 | 0.3001 | 1.5695 | 23.5432 | 2012.3006 | 1036.2309 | 50 | 3048.5315 | 50 | 2998.5315 | 60.9706
AR - Daylighting Controls - Wall-Switch or Fixture Mounted | BNI Lighting | RET | 10 | 3.3333 | 94% | 505.116 | 137 | 25 | 482.7106 | 402.9542 | 0.049364 | 0.0049364 | 0.18034 | 1.4131 | 1.7398 | AR - Daylighting Controls - Wall-Switch or Fixture Mounted | 5 | 0.69314 | 2.5322 | 25.3221 | 2413.5531 | 2014.771 | 125 | 4428.3241 | 125 | 4303.3241 | 35.4266
AR - Daylighting Controls - Ceiling or Wall Remote Mounted | BNI Lighting | RET | 10 | 3.3333 | 94% | 803.795 | 270 | 60 | 768.1412 | 794.1433 | 0.07445 | 0.007445 | 0.21961 | 0.58818 | 1.0705 | AR - Daylighting Controls - Ceiling or Wall Remote Mounted | 10 | 2.7321 | 8.0591 | 80.5907 | 7681.4115 | 7941.4332 | 600 | 15622.8448 | 600 | 15022.8448 | 26.0381
AR - Cycling Refrigerated Air Dryers - 51-100 cfm | BNI Process | ROB/NEW | 10 | N/A | 94% | 667.878 | 169 | 100 | 632.4455 | 497.0749 | 0.14934 | 0.014934 | 0.58477 | 19.6746 | 20.6686 | AR - Cycling Refrigerated Air Dryers - 51-100 cfm | 0.2 | 0.034202 | 0.13393 | 1.3393 | 126.4891 | 99.415 | 20 | 225.9041 | 20 | 205.9041 | 11.2952
AR - Cycling Refrigerated Air Dryers - 26-50 cfm | BNI Process | ROB/NEW | 10 | N/A | 94% | 635.6559 | 85.6254 | 50 | 601.9329 | 251.8476 | 0.078453 | 0.0078453 | 0.57708 | 13.9721 | 14.5155 | AR - Cycling Refrigerated Air Dryers - 26-50 cfm | 0.2 | 0.017329 | 0.12747 | 1.2747 | 120.3866 | 50.3695 | 10 | 170.7561 | 10 | 160.7561 | 17.0756
AR - Cycling Refrigerated Air Dryers - 251-300 cfm | BNI Process | ROB/NEW | 10 | N/A | 94% | 2226.26 | 563 | 350 | 2108.1516 | 1655.9359 | 0.1568 | 0.01568 | 0.61437 | 18.9634 | 20.0072 | AR - Cycling Refrigerated Air Dryers - 251-300 cfm | 0.2 | 0.11394 | 0.44642 | 4.4642 | 421.6303 | 331.1872 | 70 | 752.8175 | 70 | 682.8175 | 10.7545
AR - Cycling Refrigerated Air Dryers - 201-250 cfm | BNI Process | ROB/NEW | 10 | N/A | 94% | 2003.634 | 507 | 250 | 1897.3365 | 1491.2247 | 0.12445 | 0.012445 | 0.48731 | 6.7019 | 7.5303 | AR - Cycling Refrigerated Air Dryers - 201-250 cfm | 0.2 | 0.1026 | 0.40178 | 4.0178 | 379.4673 | 298.2449 | 50 | 677.7122 | 50 | 627.7122 | 13.5542
AR - Cycling Refrigerated Air Dryers - 151-200 cfm | BNI Process | ROB/NEW | 10 | N/A | 94% | 1558.382 | 394 | 200 | 1475.7062 | 1158.861 | 0.128 | 0.0128 | 0.50165 | 19.6187 | 20.4708 | AR - Cycling Refrigerated Air Dryers - 151-200 cfm | 0.2 | 0.079736 | 0.3125 | 3.125 | 295.1412 | 231.7722 | 40 | 526.9134 | 40 | 486.9134 | 13.1728
AR - Cycling Refrigerated Air Dryers - 101-150 cfm | BNI Process | ROB/NEW | 10 | N/A | 94% | 1335.756 | 338 | 150 | 1264.891 | 994.1498 | 0.112 | 0.0112 | 0.43858 | 12.4831 | 13.2286 | AR - Cycling Refrigerated Air Dryers - 101-150 cfm | 0.2 | 0.068403 | 0.26785 | 2.6785 | 252.9782 | 198.83 | 30 | 451.8082 | 30 | 421.8082 | 15.0603
AR - Cycling Refrigerated Air Dryers - 0-25 cfm | BNI Process | ROB/NEW | 10 | N/A | 94% | 178.101 | 45 | 25 | 168.6523 | 132.3572 | 0.14 | 0.014 | 0.54903 | 32.1697 | 33.1017 | AR - Cycling Refrigerated Air Dryers - 0-25 cfm | 0.2 | 0.0091069 | 0.035714 | 0.35714 | 33.7305 | 26.4714 | 5 | 60.2019 | 5 | 55.2019 | 12.0404
AR - Custom Measures - Refrigeration | BNI Refrigeration | RET | 15 | 5 | 91% | 13287.47 | 1898.21 | 797.2482 | 16535.3968 | 6420.5578 | 0.061816 | 0.004121 | 0.42875 | 2.5803 | 3.0073 | AR - Custom Measures - Refrigeration | 4 | 7.4378 | 51.5888 | 773.8317 | 66141.5873 | 25682.2311 | 3188.9928 | 91823.8184 | 3188.9928 | 88634.8256 | 28.794
AR - Custom Measures - Pool | BNI Other | RET | 10 | 3.3333 | 94% | 1753.71 | 279.3954 | 350.742 | 1660.6715 | 821.7777 | 0.19948 | 0.019948 | 1.2406 | 1.5248 | 2.895 | AR - Custom Measures - Pool | 2 | 0.56543 | 3.5166 | 35.1663 | 3321.3431 | 1643.5553 | 701.484 | 4964.8984 | 701.484 | 4263.4144 | 7.0777
AR - Custom Measures - Other | BNI Other | RET | 15 | 5 | 94% | 4357.24 | 694.1813 | 4357.24 | 5656.015 | 2425.4251 | 0.99738 | 0.066492 | 6.2031 | 12.0685 | 18.9196 | AR - Custom Measures - Other | 2 | 1.4049 | 8.7374 | 131.0606 | 11312.0299 | 4850.8502 | 8714.48 | 16162.8801 | 8714.48 | 7448.4001 | 1.8547
AR - Custom Measures - Motors | BNI Process | RET | 15 | 5 | 91% | 47455.89 | 3718.8602 | 3796.4712 | 59635.2067 | 12578.7752 | 0.082421 | 0.0054947 | 1.0421 | 2.4931 | 3.0753 | AR - Custom Measures - Motors | 5 | 18.2147 | 230.3102 | 3454.6524 | 298176.0334 | 62893.8759 | 18982.356 | 361069.9092 | 18982.356 | 342087.5532 | 19.0213
AR - Custom Measures - IT and Datacenter | BNI Other | RET | 5 | 1.6667 | 94% | 1000 | 159.3167 | 160 | 520.5367 | 307.4864 | 0.15958 | 0.031916 | 0.9925 | 1.7988 | 2.895 | AR - Custom Measures - IT and Datacenter | 0.5 | 0.080605 | 0.50131 | 2.5066 | 260.2683 | 153.7432 | 80 | 414.0115 | 80 | 334.0115 | 5.1751
AR - Custom Measures - HVAC | BNI HVAC | RET | 18 | 6 | 94% | 36374.89 | 8817.8566 | 5092.4846 | 61565.4688 | 33044.2191 | 0.13963 | 0.0077574 | 0.57074 | 1.8825 | 2.8152 | AR - Custom Measures - HVAC | 6 | 53.5357 | 218.8227 | 3938.8086 | 369392.813 | 198265.3145 | 30554.9076 | 567658.1275 | 30554.9076 | 537103.2199 | 18.5783
AR - Custom Measures - DHW | BNI Domestic Hot Water (DHW) | RET | 10 | 3.3333 | 94% | 13614.61 | 1701.8263 | 680.7305 | 13114.0595 | 5005.5332 | 0.049869 | 0.0049869 | 0.3953 | 2.5827 | 2.9293 | AR - Custom Measures - DHW | 2 | 3.4441 | 27.3008 | 273.0075 | 26228.1189 | 10011.0663 | 1361.461 | 36239.1853 | 1361.461 | 34877.7243 | 26.6179
AR - Custom Measures - Compressed Air | BNI Process | RET | 10 | 3.3333 | 94% | 1206.37 | 192.1949 | 193.0192 | 1142.3692 | 565.2975 | 0.15958 | 0.015958 | 0.9925 | 1.7988 | 2.895 | AR - Custom Measures - Compressed Air | 4 | 0.77791 | 4.8382 | 48.3816 | 4569.4769 | 2261.1901 | 772.0768 | 6830.6669 | 772.0768 | 6058.5901 | 8.8471
AR - Custom Measures - Commercial Kitchen | BNI Cooking and Laundry | RET | 12 | 4 | 94% | 15493.07 | 2685.4655 | 1704.2377 | 17080.2201 | 8551.5385 | 0.10971 | 0.0091426 | 0.62716 | 2.1312 | 2.8812 | AR - Custom Measures - Commercial Kitchen | 6 | 16.3042 | 93.2026 | 1118.4316 | 102481.3206 | 51309.2313 | 10225.4262 | 153790.5519 | 10225.4262 | 143565.1257 | 15.04
AR - Custom Measures - Agriculture | BNI Process | RET | 15 | 5 | 91% | 21166.53 | 5168.5713 | 2328.3183 | 26598.814 | 17482.3178 | 0.11333 | 0.0075552 | 0.45986 | 2.1497 | 2.9063 | AR - Custom Measures - Agriculture | 5 | 25.3153 | 102.7242 | 1540.8626 | 132994.07 | 87411.5892 | 11641.5915 | 220405.6592 | 11641.5915 | 208764.0677 | 18.9326
AR - Cooler Night Covers for Display Cases | BNI Refrigeration | RET | 4 | 1.3333 | 94% | 1103.559 | 378 | 84 | 464.0463 | 627.0113 | 0.075918 | 0.018979 | 0.21961 | 3.1542 | 3.645 | AR - Cooler Night Covers for Display Cases | 0.2 | 0.076498 | 0.22129 | 0.88517 | 92.8093 | 125.4023 | 16.8 | 218.2115 | 16.8 | 201.4115 | 12.9888
AR - Commercial Washing Machine - CEE Tier 3 | BNI Cooking and Laundry | ROB/NEW | 11 | N/A | 94% | 1062.664 | 694 | 450 | 1093.5008 | 2133.4576 | 0.42235 | 0.038396 | 0.6408 | -0.67985 | 1.45 | AR - Commercial Washing Machine - CEE Tier 3 | 10 | 7.0225 | 10.6546 | 117.2001 | 10935.0082 | 21334.5759 | 4500 | 32269.5841 | 4500 | 27769.5841 | 7.171
AR - Commercial Washing Machine - CEE Tier 2 | BNI Cooking and Laundry | ROB/NEW | 11 | N/A | 94% | 1068.889 | 499.2064 | 350 | 1099.9065 | 1534.6336 | 0.32658 | 0.02969 | 0.69288 | -0.29176 | 1.4497 | AR - Commercial Washing Machine - CEE Tier 2 | 10 | 5.0514 | 10.717 | 117.8867 | 10999.0646 | 15346.3356 | 3500 | 26345.4001 | 3500 | 22845.4001 | 7.5273
AR - Commercial Washing Machine - CEE Tier 1 | BNI Cooking and Laundry | ROB/NEW | 11 | N/A | 94% | 1102.3405 | 833 | 300 | 1134.3287 | 2560.7639 | 0.27144 | 0.024676 | 0.35592 | -0.27767 | 1.1137 | AR - Commercial Washing Machine - CEE Tier 1 | 10 | 8.429 | 11.0524 | 121.576 | 11343.2866 | 25607.6394 | 3000 | 36950.9261 | 3000 | 33950.9261 | 12.317
AR - Commercial Clothes Dryer - Heat Pump | BNI Cooking and Laundry | RET | 12 | 4 | 94% | 1956.2255 | 506.1771 | 650 | 2156.6263 | 1611.8594 | 0.3314 | 0.027617 | 1.2691 | 8.1098 | 10.3115 | AR - Commercial Clothes Dryer - Heat Pump | 10 | 5.1219 | 19.6136 | 235.3638 | 21566.2629 | 16118.5939 | 6500 | 37684.8568 | 6500 | 31184.8568 | 5.7977
AR - Booster Pump | BNI Other | ROB/NEW | 15 | N/A | 94% | 13017.2 | 1744.47 | 4510 | 16897.2739 | 6095.0668 | 0.34556 | 0.023037 | 2.555 | -2.1068 | 0.28752 | AR - Booster Pump | 3 | 5.2956 | 39.1542 | 587.3129 | 50691.8218 | 18285.2003 | 13530 | 68977.0221 | 13530 | 55447.0221 | 5.0981
AR - Air-Entraining Air Nozzle | BNI Process | ROB/NEW | 15 | N/A | 94% | 663.936 | 168 | 100 | 861.8373 | 586.9813 | 0.15022 | 0.010015 | 0.58825 | 0.32088 | 1.3208 | AR - Air-Entraining Air Nozzle | 0.2 | 0.033999 | 0.13314 | 1.997 | 172.3675 | 117.3963 | 20 | 289.7637 | 20 | 269.7637 | 14.4882
AR - Agriculture Heat Pad - Single | BNI Process | ROB/NEW | 10 | N/A | 91% | 655.5 | 95 | 60 | 600.9138 | 270.5031 | 0.094303 | 0.0094303 | 0.64474 | 1.504 | 2.155 | AR - Agriculture Heat Pad - Single | 0.1 | 0.0093061 | 0.063625 | 0.63625 | 60.0914 | 27.0503 | 6 | 87.1417 | 6 | 81.1417 | 14.5236
AR - Agriculture Heat Pad - Double | BNI Process | ROB/NEW | 10 | N/A | 91% | 1311 | 190 | 120 | 1201.8277 | 541.0062 | 0.094303 | 0.0094303 | 0.64474 | 1.2411 | 1.8921 | AR - Agriculture Heat Pad - Double | 0.1 | 0.018612 | 0.12725 | 1.2725 | 120.1828 | 54.1006 | 12 | 174.2834 | 12 | 162.2834 | 14.5236
Custom | [15 empty] | Custom
Measure Name | Technology Type | Decision Type | Measure Life | Remaining Useful Life (RUL) | Net-To-Gross Ratio | Per Unit Gross Annual Energy Savings per Unit at Meter (kWh) | Per Unit Gross Peak Demand Savings per Unit at Meter (Watts) | Per Unit Incentive ($) | Per Unit Present Value Electric Energy PAC Avoided Cost Benefits ($) | Per Unit Present Value Electric Coin. Demand PAC Avoided Cost Benefits ($) | First-Year Unit Cost / kWh at Generator ($/kWh) | Lifetime Unit Cost / kWh at Generator ($/kWh) | Unit Cost / Watt at Generator ($/W) | Customer Simple Payback with Incentives (years) | Customer Simple Payback without Incentives (years) | Measure Name | Participation (Units) | Total Peak Demand Savings (kW) | Total First Year Energy Savings (MWh) | Total Lifetime Energy Savings (MWh) | Present Value Electric Energy PAC Avoided Cost Benefits ($) | Present Value Electric Coin. Demand PAC Avoided Cost Benefits ($) | Total Incentive ($) | PAC Benefits ($) | PAC Costs ($) | PAC Net Benefits ($) | PAC Ratio
Custom - Pay for Performance | BNI Other | RET | 11.1983 | 3.7328 | 92% | 1000000 | 206650 | 170000 | 1012940.9205 | 618809.1181 | 0.17419 | 0.015555 | 0.84055 | 0.72312 | 1.8236 | Custom - Pay for Performance | 1 | 202.2478 | 975.9513 | 10929.0329 | 1012940.9205 | 618809.1181 | 170000 | 1631750.0385 | 170000 | 1461750.0385 | 9.5985
Custom - New Construction | BNI Other | RET | 19.005 | 6.335 | 82% | 1000000 | 184933.9877 | 170000 | 1303895.3431 | 610526.6357 | 0.19543 | 0.010283 | 1.0538 | 1.8697 | 3.1282 | Custom - New Construction | 12.8 | 2064.9101 | 11134.3312 | 211607.9646 | 16689860.3921 | 7814740.9364 | 2176000 | 24504601.3285 | 2176000 | 22328601.3285 | 11.2613
Custom - Industrial Retrofit | BNI Other | RET | 9.094 | 3.0313 | 92% | 1000000 | 100789.044 | 170000 | 850319.5866 | 273438.8993 | 0.17419 | 0.019154 | 1.7234 | 1.801 | 3.0133 | Custom - Industrial Retrofit | 9.5 | 937.0987 | 9271.5372 | 84315.3596 | 8078036.0725 | 2597669.5431 | 1615000 | 10675705.6157 | 1615000 | 9060705.6157 | 6.6103
Custom - Commercial Retrofit | BNI Other | RET | 9.094 | 3.0313 | 92% | 1000000 | 102440 | 170000 | 850319.5866 | 277917.9138 | 0.17419 | 0.019154 | 1.6956 | 1.7982 | 3.0086 | Custom - Commercial Retrofit | 5 | 501.2888 | 4879.7564 | 44376.505 | 4251597.9329 | 1389589.5691 | 850000 | 5641187.502 | 850000 | 4791187.502 | 6.6367
Custom - Building Optimization | BNI Other | RET | 1.756 | 0.58533 | 91% | 1000000 | 46070.9558 | 130000 | 175857.6294 | 34096.3755 | 0.13467 | 0.07669 | 2.9148 | 0.18976 | 1.1789 | Custom - Building Optimization | 3 | 133.7983 | 2896.0294 | 5085.4276 | 527572.8881 | 102289.1265 | 390000 | 629862.0146 | 390000 | 239862.0146 | 1.615
Equity Deserving - Retrofits | BNI Other | RET | 9.094 | 3.0313 | 92% | 1000000 | 100789.044 | 200000 | 850319.5866 | 273438.8993 | 0.20493 | 0.022534 | 2.0275 | 1.5871 | 3.0133 | Equity Deserving - Retrofits | 3 | 295.9259 | 2927.8539 | 26625.903 | 2550958.7597 | 820316.6978 | 600000 | 3371275.4576 | 600000 | 2771275.4576 | 5.6188
Efficient Products Installation | [15 empty] | Efficient Products Installation
Measure Name | Technology Type | Decision Type | Measure Life | Remaining Useful Life (RUL) | Net-To-Gross Ratio | Per Unit Gross Annual Energy Savings per Unit at Meter (kWh) | Per Unit Gross Peak Demand Savings per Unit at Meter (Watts) | Per Unit Incentive ($) | Per Unit Present Value Electric Energy PAC Avoided Cost Benefits ($) | Per Unit Present Value Electric Coin. Demand PAC Avoided Cost Benefits ($) | First-Year Unit Cost / kWh at Generator ($/kWh) | Lifetime Unit Cost / kWh at Generator ($/kWh) | Unit Cost / Watt at Generator ($/W) | Customer Simple Payback with Incentives (years) | Customer Simple Payback without Incentives (years) | Measure Name | Participation (Units) | Total Peak Demand Savings (kW) | Total First Year Energy Savings (MWh) | Total Lifetime Energy Savings (MWh) | Present Value Electric Energy PAC Avoided Cost Benefits ($) | Present Value Electric Coin. Demand PAC Avoided Cost Benefits ($) | Total Incentive ($) | PAC Benefits ($) | PAC Costs ($) | PAC Net Benefits ($) | PAC Ratio
Window Film Kits | Res Other | RET | 1 | 0.33333 | 98% | 128.923 | 36.5003 | 9.6134 | 13.4966 | 18.3445 | 0.069518 | 0.069518 | 0.23452 | 0 | 0.3717 | Window Film Kits | 4663.7888 | 191.1766 | 644.9362 | 644.9362 | 62945.3835 | 85554.7618 | 44834.6798 | 148500.1453 | 44834.6798 | 103665.4656 | 3.3122
Thermostatic Shower Valve - 2.5 GPM | Res DHW | RET | 10 | 3.3333 | 99% | 110.4967 | 17.9107 | 53.2826 | 114.9091 | 59.0646 | 0.44502 | 0.044502 | 2.6222 | 0 | 1.9781 | Thermostatic Shower Valve - 2.5 GPM | 561.383 | 11.4072 | 67.2149 | 672.1488 | 64508.0345 | 33157.853 | 29911.9384 | 97665.8876 | 29911.9384 | 67753.9492 | 3.2651
Switch and Plug Insulators | Res Other | RET | 15 | 5 | 98% | 17.0587 | 4.8408 | 8.6845 | 24.2488 | 18.7718 | 0.47462 | 0.031642 | 1.5974 | 0 | 2.5377 | Switch and Plug Insulators | 3900.6959 | 21.2062 | 71.3733 | 1070.6 | 94587.3268 | 73222.9857 | 33875.4898 | 167810.3125 | 33875.4898 | 133934.8227 | 4.9537
Solar Security Fixture | Res Lighting | RET | 2.5 | 0.83333 | 97% | 92.6 | 15 | 207.9064 | 25.8379 | 17.6633 | 2.1148 | 0.84591 | 12.469 | 0 | 11.3117 | Solar Security Fixture | 891.6586 | 14.8674 | 87.6603 | 219.1507 | 23038.5515 | 15749.6325 | 185381.5408 | 38788.184 | 185381.5408 | -146593.3568 | 0.20923
Smart thermostats for mini-split heat pumps | Res HVAC | RET | 10 | 3.3333 | 100% | 479 | 0 | 244.8368 | 560.5685 | 0 | 0.467 | 0.0467 | N/A | 0 | 2.4992 | Smart thermostats for mini-split heat pumps | 3625 | 0 | 1900.4878 | 19004.8784 | 2032060.6825 | 0 | 887533.3652 | 2032060.6825 | 887533.3652 | 1144527.3174 | 2.2896
Smart thermostats for in-floor heat | Res HVAC | RET | 10 | 3.3333 | 100% | 312 | 0 | 367.5119 | 365.1302 | 0 | 1.0762 | 0.10762 | N/A | 0 | 5.7595 | Smart thermostats for in-floor heat | 612.0887 | 0 | 209.0213 | 2090.2129 | 223492.0572 | 0 | 224949.8806 | 223492.0572 | 224949.8806 | -1457.8235 | 0.99352
Smart thermostats for electric baseboards | Res HVAC | RET | 10 | 3.3333 | 100% | 265 | 0 | 177.9311 | 310.1266 | 0 | 0.61346 | 0.061346 | N/A | 0 | 3.283 | Smart thermostats for electric baseboards | 7612.5 | 0 | 2207.978 | 22079.7805 | 2360838.7679 | 0 | 1354500.5876 | 2360838.7679 | 1354500.5876 | 1006338.1803 | 1.743
Smart thermostats for electric baseboards - MURB | Res HVAC | RET | 10 | 3.3333 | 100% | 205 | 0 | 177.9756 | 239.9093 | 0 | 0.7932 | 0.07932 | N/A | 0 | 4.2449 | Smart thermostats for electric baseboards - MURB | 2175 | 0 | 488.0167 | 4880.1671 | 521802.6387 | 0 | 387096.9731 | 521802.6387 | 387096.9731 | 134705.6657 | 1.348
Pipe Insulation | Res DHW | RET | 13 | 4.3333 | 99% | 12.7 | 2.06 | 3.2524 | 16.3569 | 7.6074 | 0.23634 | 0.01818 | 1.3916 | 0 | 1.2642 | Pipe Insulation | 4274.637 | 9.9902 | 58.8247 | 764.7211 | 69919.6947 | 32518.9772 | 13902.88 | 102438.6719 | 13902.88 | 88535.7919 | 7.3682
Outdoor Motion Sensor | Res Lighting | RET | 10 | 3.3333 | 97% | 19.7 | 0 | 103.951 | 20.0945 | 0 | 4.9701 | 0.49701 | N/A | 0 | 26.5984 | Outdoor Motion Sensor | 891.6586 | 0 | 18.6491 | 186.4911 | 17917.4355 | 0 | 92688.7972 | 17917.4355 | 92688.7972 | -74771.3617 | 0.19331
Low Flow Showerhead - 1 GPM improvement | Res DHW | RET | 10 | 3.3333 | 99% | 377.216 | 61.1181 | 67.5921 | 392.2792 | 201.5507 | 0.16537 | 0.016537 | 0.9748 | 0 | 0.74352 | Low Flow Showerhead - 1 GPM improvement | 1813.2253 | 125.7275 | 741.1372 | 7411.3724 | 711290.5302 | 365456.8298 | 122559.6794 | 1076747.36 | 122559.6794 | 954187.6806 | 8.7855
Low Flow Showerhead - 0.75 GPM improvement | Res DHW | RET | 10 | 3.3333 | 99% | 283.4624 | 45.9663 | 88.734 | 294.7817 | 151.5841 | 0.28889 | 0.028889 | 1.7015 | 0 | 1.2993 | Low Flow Showerhead - 0.75 GPM improvement | 72.4193 | 3.7766 | 22.2437 | 222.4367 | 21347.8871 | 10977.6149 | 6426.0508 | 32325.502 | 6426.0508 | 25899.4512 | 5.0304
Low Flow Showerhead - 0.5 GPM improvement | Res DHW | RET | 10 | 3.3333 | 99% | 188.9792 | 30.6055 | 89.9841 | 196.5256 | 100.9285 | 0.43944 | 0.043944 | 2.5915 | 0 | 1.9764 | Low Flow Showerhead - 0.5 GPM improvement | 197.213 | 6.8477 | 40.3837 | 403.8373 | 38757.4203 | 19904.4219 | 17746.0429 | 58661.8422 | 17746.0429 | 40915.7993 | 3.3056
Kitchen Aerator | Res DHW | RET | 10 | 3.3333 | 99% | 109.15 | 17.6664 | 31.4293 | 113.5087 | 58.2589 | 0.26574 | 0.026574 | 1.5681 | 0 | 1.1902 | Kitchen Aerator | 902.546 | 18.0895 | 106.7456 | 1067.4559 | 102446.7877 | 52581.3503 | 28366.369 | 155028.138 | 28366.369 | 126661.769 | 5.4652
Indoor Motion Sensor | Res Lighting | RET | 10 | 3.3333 | 97% | 9.22 | 0 | 66.7709 | 9.4046 | 0 | 6.8212 | 0.68212 | N/A | 0 | 36.5047 | Indoor Motion Sensor | 891.6586 | 0 | 8.7282 | 87.2816 | 8385.7236 | 0 | 59536.8131 | 8385.7236 | 59536.8131 | -51151.0895 | 0.14085
Humidity Sensor | Res HVAC | RET | 9.5 | 3.1667 | 104% | 143 | 14.3 | 135.3387 | 166.2193 | 48.2722 | 0.83144 | 0.08752 | 7.9411 | 0 | 4.4482 | Humidity Sensor | 4814.9562 | 82.0607 | 783.7603 | 7445.7233 | 800338.8162 | 232428.4315 | 651649.9965 | 1032767.2477 | 651649.9965 | 381117.2512 | 1.5848
Hot Water Tank Wrap | Res DHW | RET | 7 | 2.3333 | 99% | 134.2832 | 9.3475 | 41.9695 | 102.8837 | 24.9648 | 0.28844 | 0.041206 | 3.9576 | 0 | 1.5433 | Hot Water Tank Wrap | 1301.7383 | 13.8047 | 189.4096 | 1325.8675 | 133927.5887 | 32497.6742 | 54633.3279 | 166425.2629 | 54633.3279 | 111791.935 | 3.0462
Bathroom Aerator | Res DHW | RET | 10 | 3.3333 | 99% | 108.9298 | 17.6312 | 32.0839 | 113.2797 | 58.1427 | 0.27182 | 0.027182 | 1.604 | 0 | 1.217 | Bathroom Aerator | 1096.4952 | 21.9329 | 129.4227 | 1294.2266 | 124210.6123 | 63753.2237 | 35179.8262 | 187963.836 | 35179.8262 | 152784.0098 | 5.3429
Advanced Learning Thermostat - Electric | Res HVAC | RET | 10 | 3.3333 | 100% | 1683.0769 | 0 | 487.5858 | 1969.6865 | 0 | 0.26468 | 0.026468 | N/A | 0 | 1.4165 | Advanced Learning Thermostat - Electric | 155.4596 | 0 | 286.3803 | 2863.8031 | 306206.7307 | 0 | 75799.9088 | 306206.7307 | 75799.9088 | 230406.8219 | 4.0397
Home Energy Assessment | [15 empty] | Home Energy Assessment
Measure Name | Technology Type | Decision Type | Measure Life | Remaining Useful Life (RUL) | Net-To-Gross Ratio | Per Unit Gross Annual Energy Savings per Unit at Meter (kWh) | Per Unit Gross Peak Demand Savings per Unit at Meter (Watts) | Per Unit Incentive ($) | Per Unit Present Value Electric Energy PAC Avoided Cost Benefits ($) | Per Unit Present Value Electric Coin. Demand PAC Avoided Cost Benefits ($) | First-Year Unit Cost / kWh at Generator ($/kWh) | Lifetime Unit Cost / kWh at Generator ($/kWh) | Unit Cost / Watt at Generator ($/W) | Customer Simple Payback with Incentives (years) | Customer Simple Payback without Incentives (years) | Measure Name | Participation (Units) | Total Peak Demand Savings (kW) | Total First Year Energy Savings (MWh) | Total Lifetime Energy Savings (MWh) | Present Value Electric Energy PAC Avoided Cost Benefits ($) | Present Value Electric Coin. Demand PAC Avoided Cost Benefits ($) | Total Incentive ($) | PAC Benefits ($) | PAC Costs ($) | PAC Net Benefits ($) | PAC Ratio
Wood Stove | Res HVAC | RET | 18 | 6 | 84% | 1065.4151 | 603.8081 | 1000 | 1652.568 | 2153.7414 | 1.0207 | 0.056707 | 1.7195 | 27.9998 | 33.4701 | Wood Stove | 11.04 | 6.4204 | 10.8159 | 194.6861 | 18244.3508 | 23777.3055 | 11040 | 42021.6563 | 11040 | 30981.6563 | 3.8063
Pellet Stove | Res HVAC | RET | 18 | 6 | 84% | 1319.09 | 747 | 1000 | 2046.0439 | 2664.4969 | 0.82442 | 0.045801 | 1.3899 | 28.014 | 32.4297 | Pellet Stove | 0.8 | 0.57558 | 0.97037 | 17.4667 | 1636.8351 | 2131.5975 | 800 | 3768.4326 | 800 | 2968.4326 | 4.7105
Heat Pump Water Heater with heat pump baseline | Res DHW | RET | 15 | 5 | 84% | 1280 | 207 | 800 | 1552.1589 | 688.4105 | 0.67968 | 0.045312 | 4.0126 | 14.5033 | 18.134 | Heat Pump Water Heater with heat pump baseline | 16 | 3.1899 | 18.8323 | 282.4852 | 24834.5424 | 11014.5673 | 12800 | 35849.1097 | 12800 | 23049.1097 | 2.8007
Heat Pump Water Heater with electric resistance baseline | Res DHW | RET | 15 | 5 | 84% | 1179 | 191 | 800 | 1429.6839 | 635.2 | 0.73791 | 0.049194 | 4.3488 | 15.7457 | 19.6875 | Heat Pump Water Heater with electric resistance baseline | 16 | 2.9434 | 17.3464 | 260.1954 | 22874.9418 | 10163.1998 | 12800 | 33038.1416 | 12800 | 20238.1416 | 2.5811
HEA Heat Pump - Customer Installed | Res HVAC | RET | 18 | 6 | 84% | 912 | 1450.08 | 900 | 1414.6055 | 5172.3341 | 1.0732 | 0.059621 | 0.64441 | 33.7441 | 39.4769 | HEA Heat Pump - Customer Installed | 880 | 1229.0406 | 737.9927 | 13283.8682 | 1244852.855 | 4551654.0492 | 792000 | 5796506.9042 | 792000 | 5004506.9042 | 7.3188
HEA Building Envelope - Customer Installed | Res HVAC | RET | 20.5 | 6.8333 | 84% | 1033 | 313.8841 | 1200 | 1710.6185 | 1181.4074 | 1.2633 | 0.061624 | 3.9694 | 6.2093 | 12.9577 | HEA Building Envelope - Customer Installed | 1248 | 377.2901 | 1185.4669 | 24302.0724 | 2134851.8758 | 1474396.4088 | 1497600 | 3609248.2847 | 1497600 | 2111648.2847 | 2.41
Instant Savings | [15 empty] | Instant Savings
Measure Name | Technology Type | Decision Type | Measure Life | Remaining Useful Life (RUL) | Net-To-Gross Ratio | Per Unit Gross Annual Energy Savings per Unit at Meter (kWh) | Per Unit Gross Peak Demand Savings per Unit at Meter (Watts) | Per Unit Incentive ($) | Per Unit Present Value Electric Energy PAC Avoided Cost Benefits ($) | Per Unit Present Value Electric Coin. Demand PAC Avoided Cost Benefits ($) | First-Year Unit Cost / kWh at Generator ($/kWh) | Lifetime Unit Cost / kWh at Generator ($/kWh) | Unit Cost / Watt at Generator ($/W) | Customer Simple Payback with Incentives (years) | Customer Simple Payback without Incentives (years) | Measure Name | Participation (Units) | Total Peak Demand Savings (kW) | Total First Year Energy Savings (MWh) | Total Lifetime Energy Savings (MWh) | Present Value Electric Energy PAC Avoided Cost Benefits ($) | Present Value Electric Coin. Demand PAC Avoided Cost Benefits ($) | Total Incentive ($) | PAC Benefits ($) | PAC Costs ($) | PAC Net Benefits ($) | PAC Ratio
Solar lighting fixtures | Res Lighting | ROB/NEW | 10 | N/A | 76% | 8.11 | 13.122 | 17.2 | 6.4797 | 33.1892 | 2.5503 | 0.25503 | 1.5064 | 109.8728 | 123.5568 | Solar lighting fixtures | 200 | 2.2836 | 1.3489 | 13.4887 | 1295.9472 | 6637.8384 | 3440 | 7933.7856 | 3440 | 4493.7856 | 2.3063
Smart thermostats for mini-split heat pumps | Res HVAC | RET | 10 | 3.3333 | 100% | 479 | 0 | 25.8 | 560.4182 | 0 | 0.049224 | 0.0049224 | N/A | 1.8446 | 2.1088 | Smart thermostats for mini-split heat pumps | 5000 | 0 | 2620.6598 | 26206.598 | 2802090.923 | 0 | 129000 | 2802090.923 | 129000 | 2673090.923 | 21.7216
Smart thermostats for in-floor heat | Res HVAC | RET | 10 | 3.3333 | 100% | 265 | 0 | 25.8 | 310.0435 | 0 | 0.088975 | 0.0088975 | N/A | 6.0939 | 6.5715 | Smart thermostats for in-floor heat | 500 | 0 | 144.9843 | 1449.8431 | 155021.7316 | 0 | 12900 | 155021.7316 | 12900 | 142121.7316 | 12.0172
Smart thermostats for electric baseboards | Res HVAC | RET | 10 | 3.3333 | 100% | 265 | 0 | 25.8 | 310.0435 | 0 | 0.088975 | 0.0088975 | N/A | 3.8903 | 4.3678 | Smart thermostats for electric baseboards | 5000 | 0 | 1449.8431 | 14498.431 | 1550217.3165 | 0 | 129000 | 1550217.3165 | 129000 | 1421217.3165 | 12.0172
Programmable thermostats for electric heat | Res HVAC | ROB/NEW | 10 | N/A | 100% | 164 | 0 | 12.9 | 191.876 | 0 | 0.071885 | 0.0071885 | N/A | 0.88529 | 1.2711 | Programmable thermostats for electric heat | 500 | 0 | 89.7261 | 897.2614 | 95937.9773 | 0 | 6450 | 95937.9773 | 6450 | 89487.9773 | 14.8741
Outdoor Heavy Duty Timers | Res Other | ROB/NEW | 10 | N/A | 100% | 122 | 0 | 8.6 | 128.624 | 0 | 0.064422 | 0.0064422 | N/A | 0.48181 | 0.82758 | Outdoor Heavy Duty Timers | 10000 | 0 | 1334.9499 | 13349.4988 | 1286239.9539 | 0 | 86000 | 1286239.9539 | 86000 | 1200239.9539 | 14.9563
Outdoor clotheslines | Res Other | ROB/NEW | 10 | N/A | 65% | 70.6 | 0 | 17.2 | 48.3816 | 0 | 0.34254 | 0.034254 | N/A | 6.5762 | 8.4147 | Outdoor clotheslines | 3000 | 0 | 150.6414 | 1506.4143 | 145144.7987 | 0 | 51600 | 145144.7987 | 51600 | 93544.7987 | 2.8129
Outdoor clothes dryers | Res Other | ROB/NEW | 10 | N/A | 65% | 70.6 | 0 | 17.2 | 48.3816 | 0 | 0.34254 | 0.034254 | N/A | 15.5175 | 17.3559 | Outdoor clothes dryers | 1000 | 0 | 50.2138 | 502.1381 | 48381.5996 | 0 | 17200 | 48381.5996 | 17200 | 31181.5996 | 2.8129
Heat Pump Water Heater | Res DHW | ROB/NEW | 15 | N/A | 100% | 1007 | 163 | 688 | 1453.0691 | 644.3925 | 0.62439 | 0.041626 | 3.6866 | 5.8985 | 9.2497 | Heat Pump Water Heater | 300 | 55.9869 | 330.5642 | 4958.4634 | 435920.7293 | 193317.7581 | 206400 | 629238.4873 | 206400 | 422838.4873 | 3.0486
Energy Star certified ventilating fans | Res HVAC | ROB/NEW | 19 | N/A | 65% | 143 | 14.3 | 17.2 | 176.2246 | 40.2709 | 0.16911 | 0.0089006 | 1.6162 | 0.29648 | 1.2041 | Energy Star certified ventilating fans | 100 | 1.0642 | 10.1708 | 193.2449 | 17622.4644 | 4027.0944 | 1720 | 21649.5588 | 1720 | 19929.5588 | 12.587
Energy Star certified variable speed pool pumps | Res Other | ROB/NEW | 10 | N/A | 79% | 530 | 0 | 430 | 441.4333 | 0 | 0.93856 | 0.093856 | N/A | 15.8526 | 20.8901 | Energy Star certified variable speed pool pumps | 60 | 0 | 27.489 | 274.8903 | 26486.0001 | 0 | 25800 | 26486.0001 | 25800 | 686.0001 | 1.0266
Energy Star certified Room Air Purifiers (RAP) | Res HVAC | ROB/NEW | 9 | N/A | 65% | 768 | 131 | 34.4 | 531.5272 | 268.8843 | 0.062977 | 0.0069974 | 0.35286 | 0.90068 | 1.2387 | Energy Star certified Room Air Purifiers (RAP) | 7000 | 682.4331 | 3823.6466 | 34412.8194 | 3720690.5363 | 1882190.0894 | 240800 | 5602880.6256 | 240800 | 5362080.6256 | 23.2678
Energy Star certified room air conditioners | Res HVAC | ROB/NEW | 10 | N/A | 100% | 363.84 | 0 | 17.2 | 425.6838 | 0 | 0.043203 | 0.0043203 | N/A | 1.3176 | 1.5495 | Energy Star certified room air conditioners | 400 | 0 | 159.2486 | 1592.4858 | 170273.5301 | 0 | 6880 | 170273.5301 | 6880 | 163393.5301 | 24.7491
Energy Star certified heat pump clothes dryers | Res Other | ROB/NEW | 10 | N/A | 100% | 333.068 | 0 | 129 | 351.1519 | 0 | 0.35396 | 0.035396 | N/A | 13.9532 | 15.853 | Energy Star certified heat pump clothes dryers | 300 | 0 | 109.335 | 1093.3502 | 105345.5825 | 0 | 38700 | 105345.5825 | 38700 | 66645.5825 | 2.7221
Energy Star certified combination washer/dryer units | Res Other | ROB/NEW | 11 | N/A | 53% | 144 | 19.872 | 215 | 87.2754 | 36.6345 | 2.5745 | 0.23405 | 17.8297 | 14.7627 | 25.018 | Energy Star certified combination washer/dryer units | 150 | 1.8088 | 12.5266 | 137.7931 | 13091.3159 | 5495.1706 | 32250 | 18586.4865 | 32250 | -13663.5135 | 0.57633
Energy Star certified clothes washers (Tier 3) | Res Other | ROB/NEW | 11 | N/A | 52% | 138 | 19.044 | 64.5 | 82.0609 | 34.4456 | 0.82143 | 0.074676 | 5.6888 | 29.2335 | 32.4693 | Energy Star certified clothes washers (Tier 3) | 3000 | 34.0142 | 235.5639 | 2591.2034 | 246182.6065 | 103336.8559 | 193500 | 349519.4624 | 193500 | 156019.4624 | 1.8063
Centrally Ducted Heat Pump System | Res HVAC | RET | 18 | 6 | 67% | 1197.8631 | 1153.8942 | 1250 | 1481.3344 | 3278.0925 | 1.4234 | 0.079077 | 1.4122 | 135.8043 | 143.4426 | Centrally Ducted Heat Pump System | 450 | 398.3187 | 395.1843 | 7113.3168 | 666600.4678 | 1475141.6093 | 562500 | 2141742.0771 | 562500 | 1579242.0771 | 3.8075
Electric Thermal Storage (ETS) System - Less than 50 kWh | Res HVAC | ROB/NEW | 18 | N/A | 74% | 0 | 1562.5 | 1000 | 0 | 4902.6641 | N/A | N/A | 0.75539 | 72977.324 | 95881.1376 | Electric Thermal Storage (ETS) System - Less than 50 kWh | 175 | 231.6686 | 0 | 0 | 0 | 857966.2094 | 175000 | 857966.2094 | 175000 | 682966.2094 | 4.9027
Mini-Split Heat Pump | Res HVAC | RET | 18 | 6 | 84% | 912 | 1450.08 | 700 | 1413.9864 | 5164.7778 | 0.83506 | 0.046392 | 0.50194 | 35.1897 | 39.6704 | Mini-Split Heat Pump | 2800 | 3904.8706 | 2347.1307 | 42248.3536 | 3959161.8094 | 14461377.7069 | 1960000 | 18420539.5163 | 1960000 | 16460539.5163 | 9.3982
Mi'kmaw New Home Construction | [15 empty] | Mi'kmaw New Home Construction
Measure Name | Technology Type | Decision Type | Measure Life | Remaining Useful Life (RUL) | Net-To-Gross Ratio | Per Unit Gross Annual Energy Savings per Unit at Meter (kWh) | Per Unit Gross Peak Demand Savings per Unit at Meter (Watts) | Per Unit Incentive ($) | Per Unit Present Value Electric Energy PAC Avoided Cost Benefits ($) | Per Unit Present Value Electric Coin. Demand PAC Avoided Cost Benefits ($) | First-Year Unit Cost / kWh at Generator ($/kWh) | Lifetime Unit Cost / kWh at Generator ($/kWh) | Unit Cost / Watt at Generator ($/W) | Customer Simple Payback with Incentives (years) | Customer Simple Payback without Incentives (years) | Measure Name | Participation (Units) | Total Peak Demand Savings (kW) | Total First Year Energy Savings (MWh) | Total Lifetime Energy Savings (MWh) | Present Value Electric Energy PAC Avoided Cost Benefits ($) | Present Value Electric Coin. Demand PAC Avoided Cost Benefits ($) | Total Incentive ($) | PAC Benefits ($) | PAC Costs ($) | PAC Net Benefits ($) | PAC Ratio
Tier 1 | Res Other | ROB/NEW | 30.8 | N/A | 100% | 5323 | 1840 | 20000 | 11382.8178 | 9618.9036 | 3.4322 | 0.11144 | 9.4798 | 6.9814 | 25.316 | Tier 1 | 35 | 73.8411 | 203.9481 | 6281.603 | 398398.6236 | 336661.6268 | 700000 | 735060.2504 | 700000 | 35060.2504 | 1.0501
Tier 2 | Res Other | ROB/NEW | 30.8 | N/A | 100% | 3802 | 1310 | 9000 | 8130.2787 | 6848.2412 | 2.1624 | 0.070208 | 5.9918 | 6.1706 | 17.7219 | Tier 2 | 15 | 22.5307 | 62.4308 | 1922.8674 | 121954.18 | 102723.6175 | 135000 | 224677.7975 | 135000 | 89677.7975 | 1.6643
Residential Solar | [15 empty] | Residential Solar
Measure Name | Technology Type | Decision Type | Measure Life | Remaining Useful Life (RUL) | Net-To-Gross Ratio | Per Unit Gross Annual Energy Savings per Unit at Meter (kWh) | Per Unit Gross Peak Demand Savings per Unit at Meter (Watts) | Per Unit Incentive ($) | Per Unit Present Value Electric Energy PAC Avoided Cost Benefits ($) | Per Unit Present Value Electric Coin. Demand PAC Avoided Cost Benefits ($) | First-Year Unit Cost / kWh at Generator ($/kWh) | Lifetime Unit Cost / kWh at Generator ($/kWh) | Unit Cost / Watt at Generator ($/W) | Customer Simple Payback with Incentives (years) | Customer Simple Payback without Incentives (years) | Measure Name | Participation (Units) | Total Peak Demand Savings (kW) | Total First Year Energy Savings (MWh) | Total Lifetime Energy Savings (MWh) | Present Value Electric Energy PAC Avoided Cost Benefits ($) | Present Value Electric Coin. Demand PAC Avoided Cost Benefits ($) | Total Incentive ($) | PAC Benefits ($) | PAC Costs ($) | PAC Net Benefits ($) | PAC Ratio
Solar PV - Residential System (10 kW nominal) | Renewables | ROB/NEW | 30 | N/A | 75% | 10596 | 0 | 10000 | 16800.64 | 0 | 1.15 | 0.04 | N/A | 12.54 | 19.03 | Solar PV - Residential System (10 kW nominal) | 50 | 0 | 434.97 | 13049.04 | 840031.81 | 0 | 500000 | 840031.81 | 500000 | 340031.81 | 1.68
SEM | [15 empty] | SEM
Measure Name | Technology Type | Decision Type | Measure Life | Remaining Useful Life (RUL) | Net-To-Gross Ratio | Per Unit Gross Annual Energy Savings per Unit at Meter (kWh) | Per Unit Gross Peak Demand Savings per Unit at Meter (Watts) | Per Unit Incentive ($) | Per Unit Present Value Electric Energy PAC Avoided Cost Benefits ($) | Per Unit Present Value Electric Coin. Demand PAC Avoided Cost Benefits ($) | First-Year Unit Cost / kWh at Generator ($/kWh) | Lifetime Unit Cost / kWh at Generator ($/kWh) | Unit Cost / Watt at Generator ($/W) | Customer Simple Payback with Incentives (years) | Customer Simple Payback without Incentives (years) | Measure Name | Participation (Units) | Total Peak Demand Savings (kW) | Total First Year Energy Savings (MWh) | Total Lifetime Energy Savings (MWh) | Present Value Electric Energy PAC Avoided Cost Benefits ($) | Present Value Electric Coin. Demand PAC Avoided Cost Benefits ($) | Total Incentive ($) | PAC Benefits ($) | PAC Costs ($) | PAC Net Benefits ($) | PAC Ratio
Custom - Strategic Energy Management | BNI Other | RET | 5.81 | 1.9367 | 100% | 1000000 | 120258.2607 | 60000 | 623744.1538 | 265112.3998 | 0.057296 | 0.0098616 | 0.47725 | 0.6287 | 1.0433 | Custom - Strategic Energy Management | 3 | 377.1621 | 3141.5915 | 18252.6468 | 1871232.4613 | 795337.1993 | 180000 | 2666569.6605 | 180000 | 2486569.6605 | 14.8143
Small Business Energy Solutions | [15 empty] | Small Business Energy Solutions
Measure Name | Technology Type | Decision Type | Measure Life | Remaining Useful Life (RUL) | Net-To-Gross Ratio | Per Unit Gross Annual Energy Savings per Unit at Meter (kWh) | Per Unit Gross Peak Demand Savings per Unit at Meter (Watts) | Per Unit Incentive ($) | Per Unit Present Value Electric Energy PAC Avoided Cost Benefits ($) | Per Unit Present Value Electric Coin. Demand PAC Avoided Cost Benefits ($) | First-Year Unit Cost / kWh at Generator ($/kWh) | Lifetime Unit Cost / kWh at Generator ($/kWh) | Unit Cost / Watt at Generator ($/W) | Customer Simple Payback with Incentives (years) | Customer Simple Payback without Incentives (years) | Measure Name | Participation (Units) | Total Peak Demand Savings (kW) | Total First Year Energy Savings (MWh) | Total Lifetime Energy Savings (MWh) | Present Value Electric Energy PAC Avoided Cost Benefits ($) | Present Value Electric Coin. Demand PAC Avoided Cost Benefits ($) | Total Incentive ($) | PAC Benefits ($) | PAC Costs ($) | PAC Net Benefits ($) | PAC Ratio
SBES - Refrigeration | BNI Refrigeration | RET | 14.0942 | 4.6981 | 80% | 4449.1375 | 642.4707 | 3798.1765 | 4678.5004 | 1890.4398 | 0.99675 | 0.070721 | 6.763 | 25.5125 | 32.4123 | SBES - Refrigeration | 25 | 14.0402 | 95.2641 | 1342.6684 | 116962.5112 | 47260.994 | 94954.4131 | 164223.5052 | 94954.4131 | 69269.0921 | 1.7295
SBES - Motors | BNI Process | RET | 15 | 5 | 80% | 21908.5467 | 2394.0219 | 9916.0603 | 24293.3021 | 7225.9226 | 0.52846 | 0.035231 | 4.7384 | 0.91741 | 4.587 | SBES - Motors | 1 | 2.0927 | 18.7641 | 281.461 | 24293.3021 | 7225.9226 | 9916.0603 | 31519.2248 | 9916.0603 | 21603.1645 | 3.1786
SBES - Lighting - Controls | BNI Lighting | RET | 10 | 3.3333 | 80% | 3674.5702 | 719.3346 | 2477.1 | 2999.6887 | 1827.748 | 0.78709 | 0.078709 | 3.9394 | 14.1587 | 19.5825 | SBES - Lighting - Controls | 10 | 6.288 | 31.4717 | 314.7168 | 29996.8874 | 18277.4801 | 24771.0002 | 48274.3675 | 24771.0002 | 23503.3673 | 1.9488
SBES - HVAC | BNI HVAC | RET | 18.2445 | 6.0815 | 85% | 23822.0725 | 6586.9976 | 12986.5123 | 36837.7298 | 22777.5186 | 0.59906 | 0.032835 | 2.1227 | 4.8137 | 8.9125 | SBES - HVAC | 100 | 611.7812 | 2167.8131 | 39550.5621 | 3683772.9838 | 2277751.8642 | 1298651.2264 | 5961524.848 | 1298651.2264 | 4662873.6216 | 4.5906
SBES - DHW | BNI Domestic Hot Water (DHW) | RET | 15 | 5 | 80% | 11274.9587 | 2631.4234 | 6144.572 | 12733.6278 | 7942.4763 | 0.6363 | 0.04242 | 2.6713 | 4.4591 | 8.8292 | SBES - DHW | 7 | 16.1016 | 67.5968 | 1013.9525 | 89135.3948 | 55597.3341 | 43012.0037 | 144732.7289 | 43012.0037 | 101720.7252 | 3.3649
SBES - Commercial Kitchen | BNI Cooking and Laundry | RET | 12 | 4 | 80% | 4722.2707 | 983.8147 | 2833.6678 | 4447.1397 | 2706.3764 | 0.70062 | 0.058385 | 3.295 | 2.4648 | 7.2873 | SBES - Commercial Kitchen | 5 | 4.2999 | 20.2225 | 242.6697 | 22235.6986 | 13531.8822 | 14168.3388 | 35767.5808 | 14168.3388 | 21599.242 | 2.5245
SBES - Agriculture | BNI Process | RET | 14.9251 | 4.975 | 80% | 23562.1624 | 5498.4888 | 17324.2769 | 26035.4676 | 16561.6907 | 0.85847 | 0.057519 | 3.6044 | 2.2191 | 8.1151 | SBES - Agriculture | 10 | 48.0643 | 201.8034 | 3011.9309 | 260354.6763 | 165616.9071 | 173242.7685 | 425971.5834 | 173242.7685 | 252728.8149 | 2.4588
SBES - Smart thermostats for mini-split heat pumps | BNI HVAC | RET | 9 | 3 | 100% | 564 | 0 | 251.6466 | 587.5208 | 0 | 0.41676 | 0.046307 | N/A | 0 | 2.9225 | SBES - Smart thermostats for mini-split heat pumps | 75 | 0 | 45.286 | 407.5738 | 44064.057 | 0 | 18873.4985 | 44064.057 | 18873.4985 | 25190.5585 | 2.3347
SBES - Packaged Terminal Heat Pump | BNI HVAC | RET | 15 | 5 | 100% | 3128.8716 | 223.2065 | 3095.3724 | 5005.5806 | 842.1356 | 0.92406 | 0.061604 | 12.6916 | 0 | 6.4385 | SBES - Packaged Terminal Heat Pump | 10 | 2.4389 | 33.4974 | 502.461 | 50055.8058 | 8421.3558 | 30953.7244 | 58477.1617 | 30953.7244 | 27523.4373 | 1.8892
SBES - Ductless Mini-Split Heat Pump | BNI HVAC | RET | 18 | 6 | 100% | 912 | 1450.08 | 7591.9141 | 1648.2165 | 5867.9266 | 7.7756 | 0.43198 | 4.7915 | 0 | 47.6962 | SBES - Ductless Mini-Split Heat Pump | 120 | 190.1354 | 117.1654 | 2108.9775 | 197785.9853 | 704151.1876 | 911029.6933 | 901937.173 | 911029.6933 | -9092.5203 | 0.99002

## 2031
Affordable Multifamily Housing | [15 empty] | Affordable Multifamily Housing
Measure Name | Technology Type | Decision Type | Measure Life | Remaining Useful Life (RUL) | Net-To-Gross Ratio | Per Unit Gross Annual Energy Savings per Unit at Meter (kWh) | Per Unit Gross Peak Demand Savings per Unit at Meter (Watts) | Per Unit Incentive ($) | Per Unit Present Value Electric Energy PAC Avoided Cost Benefits ($) | Per Unit Present Value Electric Coin. Demand PAC Avoided Cost Benefits ($) | First-Year Unit Cost / kWh at Generator ($/kWh) | Lifetime Unit Cost / kWh at Generator ($/kWh) | Unit Cost / Watt at Generator ($/W) | Customer Simple Payback with Incentives (years) | Customer Simple Payback without Incentives (years) | Measure Name | Participation (Units) | Total Peak Demand Savings (kW) | Total First Year Energy Savings (MWh) | Total Lifetime Energy Savings (MWh) | Present Value Electric Energy PAC Avoided Cost Benefits ($) | Present Value Electric Coin. Demand PAC Avoided Cost Benefits ($) | Total Incentive ($) | PAC Benefits ($) | PAC Costs ($) | PAC Net Benefits ($) | PAC Ratio
Heat Pump Water Heater with heat pump baseline | Res DHW | RET | 15 | 5 | 100% | 1280 | 207 | 1623.6482 | 1901.7621 | 766.6553 | 1.1649 | 0.077658 | 6.9733 | 9.8193 | 16.2922 | Heat Pump Water Heater with heat pump baseline | 20 | 4.6568 | 27.8768 | 418.1517 | 38035.2413 | 15333.1052 | 32472.9648 | 53368.3466 | 32472.9648 | 20895.3818 | 1.6435
Heat Pump Water Heater with electric resistance baseline | Res DHW | RET | 15 | 5 | 100% | 1179 | 191 | 1623.6482 | 1751.7012 | 707.3969 | 1.2647 | 0.084311 | 7.5575 | 10.6604 | 17.6878 | Heat Pump Water Heater with electric resistance baseline | 20 | 4.2968 | 25.6771 | 385.1569 | 35034.0231 | 14147.9377 | 32472.9648 | 49181.9607 | 32472.9648 | 16708.9959 | 1.5146
AMFH Comprehensive - electrically heated | Res HVAC | RET | 20.5 | 6.8333 | 100% | 17546.1395 | 4964.6 | 40000 | 35793.7561 | 21067.8806 | 2.0935 | 0.10212 | 7.163 | 8.4522 | 18.191 | AMFH Comprehensive - electrically heated | 10 | 55.8428 | 191.0664 | 3916.8604 | 357937.561 | 210678.8061 | 400000 | 568616.3671 | 400000 | 168616.3671 | 1.4215
Air-Source Heat Pump - ducted and non-ducted | Res HVAC | RET | 18 | 6 | 100% | 12144.6382 | 7327.99 | 23272.2914 | 23140.1338 | 29331.4497 | 1.7598 | 0.097764 | 2.8234 | 2.441 | 12.202 | Air-Source Heat Pump - ducted and non-ducted | 40 | 329.7068 | 528.9897 | 9521.8148 | 925605.3531 | 1173257.9897 | 930891.6576 | 2098863.3428 | 930891.6576 | 1167971.6852 | 2.2547
Affordable Single-family Homes | [15 empty] | Affordable Single-family Homes
Measure Name | Technology Type | Decision Type | Measure Life | Remaining Useful Life (RUL) | Net-To-Gross Ratio | Per Unit Gross Annual Energy Savings per Unit at Meter (kWh) | Per Unit Gross Peak Demand Savings per Unit at Meter (Watts) | Per Unit Incentive ($) | Per Unit Present Value Electric Energy PAC Avoided Cost Benefits ($) | Per Unit Present Value Electric Coin. Demand PAC Avoided Cost Benefits ($) | First-Year Unit Cost / kWh at Generator ($/kWh) | Lifetime Unit Cost / kWh at Generator ($/kWh) | Unit Cost / Watt at Generator ($/W) | Customer Simple Payback with Incentives (years) | Customer Simple Payback without Incentives (years) | Measure Name | Participation (Units) | Total Peak Demand Savings (kW) | Total First Year Energy Savings (MWh) | Total Lifetime Energy Savings (MWh) | Present Value Electric Energy PAC Avoided Cost Benefits ($) | Present Value Electric Coin. Demand PAC Avoided Cost Benefits ($) | Total Incentive ($) | PAC Benefits ($) | PAC Costs ($) | PAC Net Benefits ($) | PAC Ratio
HW Heat Pump - E1 Installed | Res HVAC | RET | 18 | 6 | 100% | 912 | 1450.08 | 7895.5907 | 1746.9027 | 5916.5676 | 7.9085 | 0.43936 | 4.7488 | 0 | 41.4178 | HW Heat Pump - E1 Installed | 356.25 | 592.3237 | 355.6681 | 6402.0266 | 622334.1046 | 2107777.1986 | 2812804.1781 | 2730111.3032 | 2812804.1781 | -82692.8749 | 0.9706
HW Building Envelope - E1 Installed | Res HVAC | RET | 20.5 | 6.8333 | 100% | 2576 | 782.8922 | 9211.5225 | 5282.7999 | 3386.6302 | 3.2666 | 0.15934 | 10.2616 | 0 | 17.1074 | HW Building Envelope - E1 Installed | 370.5 | 332.5849 | 1044.7908 | 21418.2108 | 1957277.3651 | 1254746.4905 | 3412869.0694 | 3212023.8555 | 3412869.0694 | -200845.2139 | 0.94115
HW - Heat Pump Cleanings | Res HVAC | RET | 2 | 0.66667 | 100% | 78.8 | 149.2 | 701.9151 | 21.1847 | 146.7536 | 8.137 | 4.0685 | 4.103 | 0 | 42.6144 | HW - Heat Pump Cleanings | 450 | 76.9828 | 38.8181 | 77.6361 | 9533.1309 | 66039.1421 | 315861.8112 | 75572.273 | 315861.8112 | -240289.5382 | 0.23926
MHEEP - Heat Pump Cleanings | Res HVAC | RET | 2 | 0.66667 | 100% | 78.8 | 149.2 | 701.9151 | 21.1847 | 146.7536 | 8.137 | 4.0685 | 4.103 | 0 | 42.6144 | MHEEP - Heat Pump Cleanings | 450 | 76.9828 | 38.8181 | 77.6361 | 9533.1309 | 66039.1421 | 315861.8112 | 75572.273 | 315861.8112 | -240289.5382 | 0.23926
Business Energy Rebates | [15 empty] | Business Energy Rebates
Measure Name | Technology Type | Decision Type | Measure Life | Remaining Useful Life (RUL) | Net-To-Gross Ratio | Per Unit Gross Annual Energy Savings per Unit at Meter (kWh) | Per Unit Gross Peak Demand Savings per Unit at Meter (Watts) | Per Unit Incentive ($) | Per Unit Present Value Electric Energy PAC Avoided Cost Benefits ($) | Per Unit Present Value Electric Coin. Demand PAC Avoided Cost Benefits ($) | First-Year Unit Cost / kWh at Generator ($/kWh) | Lifetime Unit Cost / kWh at Generator ($/kWh) | Unit Cost / Watt at Generator ($/W) | Customer Simple Payback with Incentives (years) | Customer Simple Payback without Incentives (years) | Measure Name | Participation (Units) | Total Peak Demand Savings (kW) | Total First Year Energy Savings (MWh) | Total Lifetime Energy Savings (MWh) | Present Value Electric Energy PAC Avoided Cost Benefits ($) | Present Value Electric Coin. Demand PAC Avoided Cost Benefits ($) | Total Incentive ($) | PAC Benefits ($) | PAC Costs ($) | PAC Net Benefits ($) | PAC Ratio
IR - Steam Cooker - Electric | BNI Cooking and Laundry | RET | 12 | 4 | 100% | 3322.3 | 400.4186 | 1500 | 4051.2441 | 1290.6441 | 0.42329 | 0.035274 | 3.48 | 21.7417 | 24.1466 | IR - Steam Cooker - Electric | 2 | 0.86208 | 7.0873 | 85.0475 | 8102.4882 | 2581.2881 | 3000 | 10683.7763 | 3000 | 7683.7763 | 3.5613
IR - Smart thermostats for mini-split heat pumps | BNI HVAC | RET | 8 | 2.6667 | 100% | 564 | 0 | 30 | 566.0309 | 0 | 0.049869 | 0.0062336 | N/A | 2.1422 | 2.4973 | IR - Smart thermostats for mini-split heat pumps | 150 | 0 | 90.2364 | 721.8915 | 84904.631 | 0 | 4500 | 84904.631 | 4500 | 80404.631 | 18.8677
IR - Smart thermostats for in-floor heat | BNI HVAC | RET | 8 | 2.6667 | 100% | 312 | 0 | 35 | 313.1235 | 0 | 0.10517 | 0.013147 | N/A | 3.7655 | 4.5144 | IR - Smart thermostats for in-floor heat | 10 | 0 | 3.3279 | 26.6229 | 3131.2346 | 0 | 350 | 3131.2346 | 350 | 2781.2346 | 8.9464
IR - Smart thermostats for electric baseboards | BNI HVAC | RET | 8 | 2.6667 | 100% | 312 | 0 | 35 | 313.1235 | 0 | 0.10517 | 0.013147 | N/A | 3.7655 | 4.5144 | IR - Smart thermostats for electric baseboards | 25 | 0 | 8.3197 | 66.5574 | 7828.0865 | 0 | 875 | 7828.0865 | 875 | 6953.0865 | 8.9464
IR - Smart thermostats for central air source heat pumps | BNI HVAC | RET | 8 | 2.6667 | 100% | 1128 | 0 | 35 | 1132.0617 | 0 | 0.02909 | 0.0036363 | N/A | 1.0415 | 1.2487 | IR - Smart thermostats for central air source heat pumps | 20 | 0 | 24.0631 | 192.5044 | 22641.2349 | 0 | 700 | 22641.2349 | 700 | 21941.2349 | 32.3446
IR - Oven - Electric - Convection | BNI Cooking and Laundry | RET | 12 | 4 | 100% | 4549.6667 | 1113.2187 | 650 | 5547.9066 | 3588.1674 | 0.13394 | 0.011162 | 0.54241 | 18.4951 | 19.3716 | IR - Oven - Electric - Convection | 1 | 1.1983 | 4.8528 | 58.2334 | 5547.9066 | 3588.1674 | 650 | 9136.074 | 650 | 8486.074 | 14.0555
IR - Oven - Electric - Combination | BNI Cooking and Laundry | RET | 12 | 4 | 100% | 6258 | 1524.8767 | 1500 | 7631.0645 | 4915.0385 | 0.22472 | 0.018727 | 0.91381 | 25.6395 | 27.1105 | IR - Oven - Electric - Combination | 2 | 3.283 | 13.3499 | 160.1985 | 15262.129 | 9830.077 | 3000 | 25092.206 | 3000 | 22092.206 | 8.3641
IR - Occupancy Sensor - Wall-Switch Mounted | BNI Lighting | RET | 10 | 3.3333 | 100% | 112.2328 | 11.4021 | 15 | 119.0932 | 33.9106 | 0.1253 | 0.01253 | 1.2221 | 7.6784 | 8.5392 | IR - Occupancy Sensor - Wall-Switch Mounted | 1500 | 18.411 | 179.5654 | 1795.6536 | 178639.7271 | 50865.9737 | 22500 | 229505.7008 | 22500 | 207005.7008 | 10.2003
IR - Occupancy Sensor - Fixture Mounted | BNI Lighting | RET | 10 | 3.3333 | 100% | 112.2328 | 11.4021 | 15 | 119.0932 | 33.9106 | 0.1253 | 0.01253 | 1.2221 | 5.8739 | 6.7347 | IR - Occupancy Sensor - Fixture Mounted | 450 | 5.5233 | 53.8696 | 538.6961 | 53591.9181 | 15259.7921 | 6750 | 68851.7102 | 6750 | 62101.7102 | 10.2003
IR - Occupancy Sensor - Exterior | BNI Lighting | RET | 10 | 3.3333 | 100% | 134 | 31.1 | 10 | 142.1909 | 92.4937 | 0.069965 | 0.0069965 | 0.2987 | 6.0372 | 6.497 | IR - Occupancy Sensor - Exterior | 350 | 11.7174 | 50.0247 | 500.2469 | 49766.8225 | 32372.7971 | 3500 | 82139.6196 | 3500 | 78639.6196 | 23.4685
IR - Occupancy Sensor - Ceiling or Wall Remote Mounted | BNI Lighting | RET | 10 | 3.3333 | 100% | 192.8102 | 19.5762 | 30 | 204.5959 | 58.221 | 0.14587 | 0.014587 | 1.4236 | 6.2231 | 7.2253 | IR - Occupancy Sensor - Ceiling or Wall Remote Mounted | 2000 | 42.1463 | 411.3121 | 4113.1211 | 409191.8535 | 116442.0464 | 60000 | 525633.8999 | 60000 | 465633.8999 | 8.7606
IR - Low Temperature Dishwasher - Under-Counter | BNI Cooking and Laundry | ROB/NEW | 10 | N/A | 100% | 6182 | 745.0826 | 400 | 6520.5609 | 2215.931 | 0.060662 | 0.0060662 | 0.49872 | 1.2095 | 1.578 | IR - Low Temperature Dishwasher - Under-Counter | 2 | 1.6041 | 13.1877 | 131.8775 | 13041.1219 | 4431.8621 | 800 | 17472.984 | 800 | 16672.984 | 21.8412
IR - Low Temperature Dishwasher - Single-Tank Door Type | BNI Cooking and Laundry | ROB/NEW | 15 | N/A | 100% | 17255 | 2079.6508 | 1500 | 24682.7196 | 7371.2082 | 0.081501 | 0.0054334 | 0.67004 | 0.087063 | 0.52256 | IR - Low Temperature Dishwasher - Single-Tank Door Type | 2 | 4.4774 | 36.8092 | 552.1382 | 49365.4392 | 14742.4163 | 3000 | 64107.8556 | 3000 | 61107.8556 | 21.3693
IR - Low Temperature Dishwasher - Single-Tank Conveyor | BNI Cooking and Laundry | ROB/NEW | 20 | N/A | 100% | 15378 | 1853.4262 | 1250 | 25982.8627 | 7446.9184 | 0.076208 | 0.0038104 | 0.62652 | 0.2277 | 0.64328 | IR - Low Temperature Dishwasher - Single-Tank Conveyor | 1 | 1.9952 | 16.4026 | 328.0511 | 25982.8627 | 7446.9184 | 1250 | 33429.7811 | 1250 | 32179.7811 | 26.7438
IR - Low Temperature Dishwasher - Multi-Tank Conveyor | BNI Cooking and Laundry | ROB/NEW | 20 | N/A | 100% | 22863 | 2755.5523 | 1750 | 38629.6131 | 11071.589 | 0.071762 | 0.0035881 | 0.58997 | 0.04085 | 0.43428 | IR - Low Temperature Dishwasher - Multi-Tank Conveyor | 0.25 | 0.74157 | 6.0966 | 121.9312 | 9657.4033 | 2767.8972 | 437.5 | 12425.3005 | 437.5 | 11987.8005 | 28.4007
IR - Kitchen Exhaust Demand Controlled Ventilation (DCV) | BNI Cooking and Laundry | RET | 15 | 5 | 100% | 3364.5 | 387.6 | 637.5 | 4812.8085 | 1373.8269 | 0.17764 | 0.011843 | 1.5279 | 4.1011 | 5.3157 | IR - Kitchen Exhaust Demand Controlled Ventilation (DCV) | 2 | 0.83448 | 7.1773 | 107.6598 | 9625.6169 | 2747.6539 | 1275 | 12373.2708 | 1275 | 11098.2708 | 9.7045
IR - Ice Maker - Self-Contained | BNI Cooking and Laundry | ROB/NEW | 10 | N/A | 100% | 1280 | 321.7709 | 150 | 1350.1 | 956.9706 | 0.10987 | 0.010987 | 0.43305 | 1.6424 | 2.3597 | IR - Ice Maker - Self-Contained | 5 | 1.7319 | 6.8264 | 68.264 | 6750.4998 | 4784.8532 | 750 | 11535.353 | 750 | 10785.353 | 15.3805
IR - Ice Maker - Remote Condensing Unit - 400-1000 lb/day | BNI Cooking and Laundry | ROB/NEW | 10 | N/A | 100% | 1552 | 187.0541 | 200 | 1636.9962 | 556.3127 | 0.12082 | 0.012082 | 0.99326 | 1.5634 | 2.0063 | IR - Ice Maker - Remote Condensing Unit - 400-1000 lb/day | 5 | 1.0068 | 8.277 | 82.7701 | 8184.9811 | 2781.5634 | 1000 | 10966.5444 | 1000 | 9966.5444 | 10.9665
IR - Ice Maker - Remote Condensing Unit - 1000-2000 lb/day | BNI Cooking and Laundry | ROB/NEW | 10 | N/A | 100% | 3131.5 | 377.4226 | 300 | 3302.9985 | 1122.4827 | 0.089817 | 0.0089817 | 0.7384 | 1.2354 | 1.6649 | IR - Ice Maker - Remote Condensing Unit - 1000-2000 lb/day | 2 | 0.81257 | 6.6803 | 66.8027 | 6605.9969 | 2244.9654 | 600 | 8850.9624 | 600 | 8250.9624 | 14.7516
IR - Ice Maker - Remote Condensing Unit - >2000 lb/day | BNI Cooking and Laundry | ROB/NEW | 10 | N/A | 100% | 5872 | 707.72 | 600 | 6193.5836 | 2104.8119 | 0.095797 | 0.0095797 | 0.78757 | 0.64201 | 1.1745 | IR - Ice Maker - Remote Condensing Unit - >2000 lb/day | 1 | 0.76184 | 6.2632 | 62.6322 | 6193.5836 | 2104.8119 | 600 | 8298.3955 | 600 | 7698.3955 | 13.8307
IR - Ice Maker - Ice Making Head - 750-1000 lb/day | BNI Cooking and Laundry | ROB/NEW | 10 | N/A | 100% | 1838 | 221.5241 | 250 | 1938.6592 | 658.8291 | 0.12752 | 0.012752 | 1.0484 | 2.2023 | 3.0726 | IR - Ice Maker - Ice Making Head - 750-1000 lb/day | 3 | 0.71539 | 5.8814 | 58.8137 | 5815.9775 | 1976.4872 | 750 | 7792.4647 | 750 | 7042.4647 | 10.39
IR - Ice Maker - Ice Making Head - 500-750 lb/day | BNI Cooking and Laundry | ROB/NEW | 10 | N/A | 100% | 1085 | 130.7691 | 200 | 1144.4207 | 388.917 | 0.17282 | 0.017282 | 1.4208 | 2.9909 | 4.1703 | IR - Ice Maker - Ice Making Head - 500-750 lb/day | 4 | 0.56308 | 4.6292 | 46.2915 | 4577.6827 | 1555.6682 | 800 | 6133.3509 | 800 | 5333.3509 | 7.6667
IR - Ice Maker - Ice Making Head - 200-500 lb/day | BNI Cooking and Laundry | ROB/NEW | 10 | N/A | 100% | 469 | 53.5388 | 150 | 494.6851 | 159.2284 | 0.29985 | 0.029985 | 2.6027 | 5.2188 | 7.2697 | IR - Ice Maker - Ice Making Head - 200-500 lb/day | 10 | 0.57633 | 5.0025 | 50.0247 | 4946.8507 | 1592.284 | 1500 | 6539.1346 | 1500 | 5039.1346 | 4.3594
IR - Ice Maker - Ice Making Head - >1000 lb/day | BNI Cooking and Laundry | ROB/NEW | 10 | N/A | 100% | 2595 | 312.7612 | 300 | 2737.1167 | 930.1749 | 0.10839 | 0.010839 | 0.89106 | 1.6962 | 2.4359 | IR - Ice Maker - Ice Making Head - >1000 lb/day | 2 | 0.67336 | 5.5358 | 55.3578 | 5474.2335 | 1860.3497 | 600 | 7334.5832 | 600 | 6734.5832 | 12.2243
IR - Hot Food Holding Cabinet - Full Size - Interior Volume >=20 ft^3 | BNI Cooking and Laundry | ROB/NEW | 12 | N/A | 100% | 1914 | 230.684 | 900 | 2333.9497 | 743.549 | 0.44085 | 0.036737 | 3.6243 | 10.08 | 13.0886 | IR - Hot Food Holding Cabinet - Full Size - Interior Volume >=20 ft^3 | 0.5 | 0.12416 | 1.0208 | 12.2491 | 1166.9749 | 371.7745 | 450 | 1538.7494 | 450 | 1088.7494 | 3.4194
IR - Hot Food Holding Cabinet - 1/2 and 3/4 Size - Interior Volume <20 ft^3 | BNI Cooking and Laundry | ROB/NEW | 12 | N/A | 100% | 1040 | 125.3455 | 399.8 | 1268.1859 | 404.0182 | 0.36041 | 0.030034 | 2.963 | 1.5206 | 3.9803 | IR - Hot Food Holding Cabinet - 1/2 and 3/4 Size - Interior Volume <20 ft^3 | 1 | 0.13493 | 1.1093 | 13.3115 | 1268.1859 | 404.0182 | 399.8 | 1672.2041 | 399.8 | 1272.4041 | 4.1826
IR - High Temperature Dishwasher - Under-Counter | BNI Cooking and Laundry | ROB/NEW | 10 | N/A | 100% | 2133.64 | 462.4805 | 400 | 2250.4901 | 1375.4512 | 0.17576 | 0.017576 | 0.80346 | 4.6312 | 5.6509 | IR - High Temperature Dishwasher - Under-Counter | 1 | 0.49785 | 2.2758 | 22.7579 | 2250.4901 | 1375.4512 | 400 | 3625.9413 | 400 | 3225.9413 | 9.0649
IR - High Temperature Dishwasher - Single-Tank Door Type | BNI Cooking and Laundry | ROB/NEW | 15 | N/A | 100% | 2157.5 | 1300.2648 | 1100 | 3086.234 | 4608.7174 | 0.478 | 0.031867 | 0.78589 | 7.7924 | 9.3213 | IR - High Temperature Dishwasher - Single-Tank Door Type | 10 | 13.9969 | 23.0124 | 345.1864 | 30862.3399 | 46087.1744 | 11000 | 76949.5143 | 11000 | 65949.5143 | 6.9954
IR - High Temperature Dishwasher - Single-Tank Conveyor | BNI Cooking and Laundry | ROB/NEW | 20 | N/A | 100% | 10204 | 1229.8323 | 1100 | 17240.8071 | 4941.3679 | 0.10107 | 0.0050534 | 0.83089 | 0.46549 | 1.0788 | IR - High Temperature Dishwasher - Single-Tank Conveyor | 0.25 | 0.33097 | 2.721 | 54.4192 | 4310.2018 | 1235.342 | 275 | 5545.5437 | 275 | 5270.5437 | 20.1656
IR - High Temperature Dishwasher - Pot, Pan and Utensil | BNI Cooking and Laundry | ROB/NEW | 10 | N/A | 100% | 10979 | 1323.2388 | 450 | 11580.2715 | 3935.4104 | 0.038427 | 0.0038427 | 0.31592 | 1.6915 | 1.9433 | IR - High Temperature Dishwasher - Pot, Pan and Utensil | 0.25 | 0.35611 | 2.9276 | 29.2762 | 2895.0679 | 983.8526 | 112.5 | 3878.9205 | 112.5 | 3766.4205 | 34.4793
IR - High Temperature Dishwasher - Multi-Tank Conveyor | BNI Cooking and Laundry | ROB/NEW | 20 | N/A | 100% | 45074 | 5432.5227 | 2000 | 76157.5988 | 21827.4417 | 0.0416 | 0.00208 | 0.342 | -0.0087648 | 0.2479 | IR - High Temperature Dishwasher - Multi-Tank Conveyor | 0.25 | 1.462 | 12.0193 | 240.3852 | 19039.3997 | 5456.8604 | 500 | 24496.2601 | 500 | 23996.2601 | 48.9925
IR - High Efficiency Circulator Pump - 500-2500 W | BNI Other | ROB/NEW | 15 | N/A | 100% | 1974 | 127 | 600 | 2815.051 | 450.1445 | 0.28497 | 0.018998 | 4.3888 | 0.15559 | 2.1389 | IR - High Efficiency Circulator Pump - 500-2500 W | 20 | 2.7342 | 42.1103 | 631.6551 | 56301.0208 | 9002.8907 | 12000 | 65303.9116 | 12000 | 53303.9116 | 5.442
IR - High Efficiency Circulator Pump - 150-499 W | BNI Other | ROB/NEW | 15 | N/A | 100% | 800 | 95.3 | 150 | 1140.8515 | 337.7856 | 0.17579 | 0.011719 | 1.4622 | 5.9109 | 7.1112 | IR - High Efficiency Circulator Pump - 150-499 W | 30 | 3.0776 | 25.599 | 383.9848 | 34225.5446 | 10133.5688 | 4500 | 44359.1133 | 4500 | 39859.1133 | 9.8576
IR - High Efficiency Circulator Pump - 0-149 W | BNI Other | ROB/NEW | 15 | N/A | 100% | 412 | 67.5 | 100 | 587.5385 | 239.25 | 0.22756 | 0.015171 | 1.3762 | 0.10484 | 1.6349 | IR - High Efficiency Circulator Pump - 0-149 W | 750 | 54.4963 | 329.587 | 4943.8049 | 440653.8864 | 179437.5369 | 75000 | 620091.4233 | 75000 | 545091.4233 | 8.2679
IR - Griddle - Electric | BNI Cooking and Laundry | RET | 12 | 4 | 100% | 636.33 | 76.6934 | 1500 | 775.9468 | 247.2009 | 2.21 | 0.18417 | 18.169 | 149.9411 | 165.0238 | IR - Griddle - Electric | 10 | 0.82558 | 6.7873 | 81.447 | 7759.4683 | 2472.009 | 15000 | 10231.4773 | 15000 | -4768.5227 | 0.6821
IR - Fryer - Electric | BNI Cooking and Laundry | RET | 12 | 4 | 100% | 2401 | 750.3125 | 850 | 2927.8021 | 2418.4348 | 0.33191 | 0.027659 | 1.0524 | 39.0736 | 41.1978 | IR - Fryer - Electric | 10 | 8.0769 | 25.6097 | 307.3159 | 29278.0215 | 24184.3475 | 8500 | 53462.369 | 8500 | 44962.369 | 6.2897
IR - Commercial Washing Machine - CEE Tier 3 | BNI Cooking and Laundry | ROB/NEW | 11 | N/A | 100% | 1062.664 | 694 | 450 | 1209.3869 | 2150.8036 | 0.39701 | 0.036092 | 0.60235 | -0.57883 | 1.384 | IR - Commercial Washing Machine - CEE Tier 3 | 10 | 7.4707 | 11.3346 | 124.681 | 12093.8686 | 21508.0365 | 4500 | 33601.9051 | 4500 | 29101.9051 | 7.4671
IR - Commercial Washing Machine - CEE Tier 2 | BNI Cooking and Laundry | ROB/NEW | 11 | N/A | 100% | 1068.889 | 499 | 350 | 1216.4714 | 1546.4712 | 0.30699 | 0.027908 | 0.65158 | -0.22012 | 1.3849 | IR - Commercial Washing Machine - CEE Tier 2 | 10 | 5.3716 | 11.401 | 125.4114 | 12164.7135 | 15464.7121 | 3500 | 27629.4257 | 3500 | 24129.4257 | 7.8941
IR - Commercial Washing Machine - CEE Tier 1 | BNI Cooking and Laundry | ROB/NEW | 11 | N/A | 100% | 1102.3405 | 833 | 300 | 1254.5415 | 2581.5842 | 0.25515 | 0.023195 | 0.33456 | -0.21484 | 1.0674 | IR - Commercial Washing Machine - CEE Tier 1 | 7 | 6.2769 | 8.2305 | 90.5353 | 8781.7907 | 18071.0894 | 2100 | 26852.8801 | 2100 | 24752.8801 | 12.7871
IR - Commercial Clothes Dryer - Heat Pump | BNI Cooking and Laundry | RET | 12 | 4 | 100% | 1956.2255 | 506.1771 | 650 | 2385.4399 | 1631.5285 | 0.31152 | 0.02596 | 1.1929 | 7.6796 | 9.7087 | IR - Commercial Clothes Dryer - Heat Pump | 15 | 8.1733 | 31.2984 | 375.5805 | 35781.5986 | 24472.9273 | 9750 | 60254.5258 | 9750 | 50504.5258 | 6.18
AR - Zero-energy Doors for Reach-in Coolers | BNI Refrigeration | RET | 12 | 4 | 94% | 1365.5964 | 155.89 | 120 | 1544.6667 | 472.3221 | 0.087643 | 0.0073036 | 0.76074 | 8.9002 | 9.4996 | AR - Zero-energy Doors for Reach-in Coolers | 1 | 0.15774 | 1.3692 | 16.4302 | 1544.6667 | 472.3221 | 120 | 2016.9889 | 120 | 1896.9889 | 16.8082
AR - Water Source Heat Pump - Open Loop - EER>=20.0, COP>=4.0 | BNI HVAC | ROB/NEW | 15 | N/A | 83% | 2684.4196 | 7189.661 | 3925 | 3726.215 | 21151.1881 | 1.6516 | 0.11011 | 0.61101 | 1.2228 | 7.2055 | AR - Water Source Heat Pump - Open Loop - EER>=20.0, COP>=4.0 | 1 | 6.4237 | 2.3765 | 35.6477 | 3726.215 | 21151.1881 | 3925 | 24877.4031 | 3925 | 20952.4031 | 6.3382
AR - Water Source Heat Pump - Open Loop - EER>=16.2, COP>=3.6 | BNI HVAC | ROB/NEW | 15 | N/A | 83% | 2684.4196 | 7189.661 | 3925 | 3726.215 | 21151.1881 | 1.6516 | 0.11011 | 0.61101 | -2.3197 | 3.663 | AR - Water Source Heat Pump - Open Loop - EER>=16.2, COP>=3.6 | 1 | 6.4237 | 2.3765 | 35.6477 | 3726.215 | 21151.1881 | 3925 | 24877.4031 | 3925 | 20952.4031 | 6.3382
AR - Water Source Heat Pump - Closed Loop/Direct Geoexchange - EER>=16.0, COP>=3.6 | BNI HVAC | ROB/NEW | 15 | N/A | 83% | 2684.4196 | 7189.661 | 3925 | 3726.215 | 21151.1881 | 1.6516 | 0.11011 | 0.61101 | 1.2228 | 7.2055 | AR - Water Source Heat Pump - Closed Loop/Direct Geoexchange - EER>=16.0, COP>=3.6 | 1 | 6.4237 | 2.3765 | 35.6477 | 3726.215 | 21151.1881 | 3925 | 24877.4031 | 3925 | 20952.4031 | 6.3382
AR - Water Source Heat Pump - Closed Loop/Direct Geoexchange - EER>=13.4, COP>=3.1 | BNI HVAC | ROB/NEW | 15 | N/A | 83% | 2684.4196 | 7189.661 | 3925 | 3726.215 | 21151.1881 | 1.6516 | 0.11011 | 0.61101 | -2.3197 | 3.663 | AR - Water Source Heat Pump - Closed Loop/Direct Geoexchange - EER>=13.4, COP>=3.1 | 0.5 | 3.2119 | 1.1883 | 17.8238 | 1863.1075 | 10575.594 | 1962.5 | 12438.7015 | 1962.5 | 10476.2015 | 6.3382
AR - VFD for Milk Vacuum Pump | BNI Process | RET | 15 | 5 | 94% | 7470.6962 | 2263.5295 | 837.5 | 10014.472 | 7541.5788 | 0.11181 | 0.0074541 | 0.36565 | 8.3763 | 9.0941 | AR - VFD for Milk Vacuum Pump | 3 | 6.8713 | 22.471 | 337.0645 | 30043.416 | 22624.7363 | 2512.5 | 52668.1523 | 2512.5 | 50155.6523 | 20.9624
AR - VFD for Milk Transfer Pump | BNI Process | RET | 15 | 5 | 94% | 1820.4407 | 596.5267 | 500 | 2440.3016 | 1987.4947 | 0.27394 | 0.018263 | 0.82834 | 15.1978 | 16.9425 | AR - VFD for Milk Transfer Pump | 10 | 6.0361 | 18.2522 | 273.7835 | 24403.0162 | 19874.947 | 5000 | 44277.9632 | 5000 | 39277.9632 | 8.8556
AR - Variable Frequency Drive >5-10 hp | BNI Process | RET | 15 | 5 | 94% | 17719.5906 | 1199.6443 | 1200 | 23753.1199 | 3996.9489 | 0.067544 | 0.0045029 | 0.98855 | 2.6632 | 3.1327 | AR - Variable Frequency Drive >5-10 hp | 4 | 4.8556 | 71.0646 | 1065.9685 | 95012.4797 | 15987.7957 | 4800 | 111000.2754 | 4800 | 106200.2754 | 23.1251
AR - Variable Frequency Drive >= 10 hp | BNI Process | RET | 15 | 5 | 94% | 12799.55 | 923.7458 | 1131.25 | 17157.8031 | 3077.7165 | 0.08815 | 0.0058767 | 1.2103 | 7.2788 | 7.8906 | AR - Variable Frequency Drive >= 10 hp | 8 | 7.4778 | 102.6654 | 1539.9811 | 137262.4251 | 24621.732 | 9050 | 161884.1572 | 9050 | 152834.1572 | 17.8878
AR - Variable Frequency Drive - 1-5 hp | BNI Process | RET | 15 | 5 | 94% | 6773.2835 | 1180.4538 | 750 | 9079.5898 | 3933.0105 | 0.11044 | 0.0073626 | 0.62789 | 3.1911 | 3.9311 | AR - Variable Frequency Drive - 1-5 hp | 5 | 5.9724 | 33.9554 | 509.3308 | 45397.9492 | 19665.0526 | 3750 | 65063.0018 | 3750 | 61313.0018 | 17.3501
AR - Uninterruptible Power Supply (UPS) | BNI Other | ROB/NEW | 10 | N/A | 94% | 6120 | 0 | 40 | 6049.8631 | 0 | 0.0065188 | 0.00065188 | N/A | 0.055007 | 0.10143 | AR - Uninterruptible Power Supply (UPS) | 0.25 | 0 | 1.534 | 15.3402 | 1512.4658 | 0 | 10 | 1512.4658 | 10 | 1502.4658 | 151.2466
AR - Strip Curtains for Display Cases | BNI Refrigeration | RET | 4 | 1.3333 | 94% | 2664.853 | 304.207 | 42 | 1188.3577 | 479.2573 | 0.015719 | 0.0039299 | 0.13644 | 0.13759 | 0.24511 | AR - Strip Curtains for Display Cases | 0.5 | 0.15391 | 1.3359 | 5.3437 | 594.1788 | 239.6286 | 21 | 833.8075 | 21 | 812.8075 | 39.7051
AR - Steam Cooker - Electric | BNI Cooking and Laundry | RET | 12 | 4 | 94% | 3322.3 | 400.4186 | 1500 | 3808.1694 | 1213.2054 | 0.45031 | 0.037526 | 3.7021 | 23.1295 | 25.6878 | AR - Steam Cooker - Electric | 0.25 | 0.10129 | 0.83276 | 9.9931 | 952.0424 | 303.3014 | 375 | 1255.3437 | 375 | 880.3437 | 3.3476
AR - Solar Space Heating System | BNI HVAC | ROB/NEW | 20 | N/A | 83% | 21196 | 0 | 2967.44 | 34731.6697 | 0 | 0.15814 | 0.0079069 | N/A | 2.3412 | 3.4674 | AR - Solar Space Heating System | 0.5 | 0 | 9.3824 | 187.6478 | 17365.8349 | 0 | 1483.72 | 17365.8349 | 1483.72 | 15882.1149 | 11.7043
AR - Solar Domestic Hot Water (DHW) System | BNI Domestic Hot Water (DHW) | ROB/NEW | 20 | N/A | 94% | 21196 | 0 | 2967.44 | 34217.2565 | 0 | 0.13963 | 0.0069817 | N/A | 2.0231 | 3.0175 | AR - Solar Domestic Hot Water (DHW) System | 2 | 0 | 42.5034 | 850.0674 | 68434.513 | 0 | 5934.88 | 68434.513 | 5934.88 | 62499.633 | 11.5309
AR - Smart thermostats for mini-split heat pumps | BNI HVAC | RET | 8 | 2.6667 | 83% | 564 | 0 | 30 | 469.8056 | 0 | 0.060083 | 0.0075104 | N/A | 2.581 | 3.0089 | AR - Smart thermostats for mini-split heat pumps | 20 | 0 | 9.9862 | 79.8893 | 9396.1125 | 0 | 600 | 9396.1125 | 600 | 8796.1125 | 15.6602
AR - Smart thermostats for in-floor heat | BNI HVAC | RET | 8 | 2.6667 | 83% | 312 | 0 | 30 | 259.8925 | 0 | 0.10861 | 0.013576 | N/A | 4.6656 | 5.4391 | AR - Smart thermostats for in-floor heat | 10 | 0 | 2.7621 | 22.097 | 2598.9247 | 0 | 300 | 2598.9247 | 300 | 2298.9247 | 8.6631
AR - Smart thermostats for electric baseboards | BNI HVAC | RET | 8 | 2.6667 | 83% | 312 | 0 | 30 | 259.8925 | 0 | 0.10861 | 0.013576 | N/A | 4.6656 | 5.4391 | AR - Smart thermostats for electric baseboards | 100 | 0 | 27.6213 | 220.9705 | 25989.2473 | 0 | 3000 | 25989.2473 | 3000 | 22989.2473 | 8.6631
AR - Smart thermostats for central air source heat pumps | BNI HVAC | RET | 8 | 2.6667 | 83% | 1128 | 0 | 30 | 939.6112 | 0 | 0.030042 | 0.0037552 | N/A | 1.2905 | 1.5044 | AR - Smart thermostats for central air source heat pumps | 1 | 0 | 0.99862 | 7.9889 | 939.6112 | 0 | 30 | 939.6112 | 30 | 909.6112 | 31.3204
AR - Small Single Package Heat Pump System - Commercial | BNI HVAC | RET | 18 | 6 | 83% | 10930.542 | 754.3332 | 3520.5 | 16958.1432 | 2398.3275 | 0.36381 | 0.020212 | 5.2235 | 9.2603 | 11.7882 | AR - Small Single Package Heat Pump System - Commercial | 2 | 1.3479 | 19.3536 | 348.3645 | 33916.2865 | 4796.655 | 7041 | 38712.9415 | 7041 | 31671.9415 | 5.4982
AR - Small Multi-Zone Heat Pump - MURB (with baseline cooling) | BNI HVAC | RET | 18 | 6 | 83% | 8732.244 | 1688.2358 | 2802.7778 | 13547.6032 | 5367.5778 | 0.36255 | 0.020142 | 1.8581 | 9.5431 | 11.9567 | AR - Small Multi-Zone Heat Pump - MURB (with baseline cooling) | 0.5 | 0.75419 | 3.8653 | 69.5758 | 6773.8016 | 2683.7889 | 1401.3889 | 9457.5905 | 1401.3889 | 8056.2016 | 6.7487
AR - Small Multi-Zone Heat Pump - MURB (no baseline cooling) | BNI HVAC | RET | 18 | 6 | 83% | 7418.8754 | 2781.0566 | 2316.25 | 11509.9829 | 8842.0928 | 0.35266 | 0.019592 | 0.93217 | 11.0495 | 13.2618 | AR - Small Multi-Zone Heat Pump - MURB (no baseline cooling) | 0.5 | 1.2424 | 3.284 | 59.1113 | 5754.9914 | 4421.0464 | 1158.125 | 10176.0378 | 1158.125 | 9017.9128 | 8.7866
AR - Small Multi-Zone Heat Pump - Commercial (with baseline cooling) | BNI HVAC | RET | 18 | 6 | 83% | 9335.8087 | 3316.5802 | 3864.7826 | 14484.001 | 10544.7367 | 0.46761 | 0.025978 | 1.3042 | 7.653 | 10.6048 | AR - Small Multi-Zone Heat Pump - Commercial (with baseline cooling) | 8 | 23.7061 | 66.1198 | 1190.1566 | 115872.0082 | 84357.8938 | 30918.2609 | 200229.9021 | 30918.2609 | 169311.6412 | 6.4761
AR - Small Multi-Zone Heat Pump - Commercial (no baseline cooling) | BNI HVAC | RET | 18 | 6 | 83% | 9240.6756 | 3490.0209 | 4128.5714 | 14336.4072 | 11096.1743 | 0.50467 | 0.028037 | 1.324 | 7.4746 | 10.6377 | AR - Small Multi-Zone Heat Pump - Commercial (no baseline cooling) | 8 | 24.9458 | 65.446 | 1178.0288 | 114691.2577 | 88769.3946 | 33028.5714 | 203460.6523 | 33028.5714 | 170432.0809 | 6.1601
AR - Small Ductless Mini-Split Heat Pump - MURB (with baseline cooling) | BNI HVAC | RET | 18 | 6 | 83% | 5608.254 | 1724.128 | 1025.2941 | 8700.902 | 5481.6936 | 0.20651 | 0.011473 | 0.66558 | 5.3395 | 6.6633 | AR - Small Ductless Mini-Split Heat Pump - MURB (with baseline cooling) | 60 | 92.4273 | 297.8987 | 5362.1765 | 522054.1208 | 328901.6168 | 61517.6471 | 850955.7376 | 61517.6471 | 789438.0906 | 13.8327
AR - Small Ductless Mini-Split Heat Pump - MURB (no baseline cooling) | BNI HVAC | RET | 18 | 6 | 83% | 4826.2225 | 1648.0739 | 1001.0074 | 7487.6226 | 5239.887 | 0.23428 | 0.013016 | 0.6798 | 6.1728 | 7.6583 | AR - Small Ductless Mini-Split Heat Pump - MURB (no baseline cooling) | 120 | 176.7004 | 512.7176 | 9228.9176 | 898514.7087 | 628786.4354 | 120120.8824 | 1527301.1441 | 120120.8824 | 1407180.2617 | 12.7147
AR - Small Ductless Mini-Split Heat Pump - Commercial - HSPF>=12, SEER>=22 (with baseline cooling) | BNI HVAC | RET | 18 | 6 | 83% | 4966.1866 | 1982.091 | 1153.4821 | 7704.7692 | 6301.8612 | 0.26236 | 0.014576 | 0.65134 | 6.976 | 8.6093 | AR - Small Ductless Mini-Split Heat Pump - Commercial - HSPF>=12, SEER>=22 (with baseline cooling) | 5 | 8.8547 | 21.9828 | 395.6901 | 38523.8462 | 31509.3058 | 5767.4107 | 70033.152 | 5767.4107 | 64265.7413 | 12.1429
AR - Small Ductless Mini-Split Heat Pump - Commercial - HSPF>=12, SEER>=22 (no baseline cooling) | BNI HVAC | RET | 18 | 6 | 83% | 5030.4266 | 1904.4927 | 1160.9189 | 7804.4342 | 6055.1452 | 0.26068 | 0.014482 | 0.68225 | 6.9213 | 8.5547 | AR - Small Ductless Mini-Split Heat Pump - Commercial - HSPF>=12, SEER>=22 (no baseline cooling) | 12 | 20.4193 | 53.4411 | 961.9406 | 93653.2101 | 72661.7422 | 13931.027 | 166314.9523 | 13931.027 | 152383.9253 | 11.9385
AR - Small Ductless Mini-Split Heat Pump - Commercial - HSPF>=11, SEER>=17 (with baseline cooling) | BNI HVAC | RET | 18 | 6 | 83% | 5390.7374 | 2176.9852 | 1365.3606 | 8363.4369 | 6921.5078 | 0.28609 | 0.015894 | 0.70196 | 5.3925 | 7.1709 | AR - Small Ductless Mini-Split Heat Pump - Commercial - HSPF>=11, SEER>=17 (with baseline cooling) | 20 | 38.9014 | 95.4482 | 1718.068 | 167268.7373 | 138430.1555 | 27307.2115 | 305698.8929 | 27307.2115 | 278391.6813 | 11.1948
AR - Small Ductless Mini-Split Heat Pump - Commercial - HSPF>=11, SEER>=17 (no baseline cooling) | BNI HVAC | RET | 18 | 6 | 83% | 6207.4598 | 2379.4021 | 1274.1233 | 9630.5373 | 7565.0724 | 0.23185 | 0.012881 | 0.59933 | 4.8174 | 6.2679 | AR - Small Ductless Mini-Split Heat Pump - Commercial - HSPF>=11, SEER>=17 (no baseline cooling) | 40 | 85.0369 | 219.8182 | 3956.727 | 385221.4929 | 302602.8978 | 50964.9324 | 687824.3906 | 50964.9324 | 636859.4582 | 13.496
AR - Small Centrally Ducted Split System Heat Pump - MURB | BNI HVAC | RET | 18 | 6 | 83% | 16433.3894 | 6443.6046 | 6250 | 25495.5127 | 20486.7999 | 0.4296 | 0.023867 | 1.0856 | 3.8287 | 6.509 | AR - Small Centrally Ducted Split System Heat Pump - MURB | 1 | 5.7572 | 14.5485 | 261.8722 | 25495.5127 | 20486.7999 | 6250 | 45982.3126 | 6250 | 39732.3126 | 7.3572
AR - Small Centrally Ducted Split System Heat Pump - Commercial (with baseline cooling) | BNI HVAC | RET | 18 | 6 | 83% | 9049.1838 | 5243.2824 | 5625 | 14039.318 | 16670.4949 | 0.70214 | 0.039008 | 1.2007 | 7.848 | 11.9839 | AR - Small Centrally Ducted Split System Heat Pump - Commercial (with baseline cooling) | 2 | 9.3694 | 16.0225 | 288.4042 | 28078.636 | 33340.9898 | 11250 | 61419.6258 | 11250 | 50169.6258 | 5.4595
AR - Small Centrally Ducted Split System Heat Pump - Commercial (no baseline cooling) | BNI HVAC | RET | 18 | 6 | 83% | 9072.8407 | 3924.491 | 4639.7059 | 14076.0205 | 12477.5289 | 0.57764 | 0.032091 | 1.3232 | 8.9419 | 12.5003 | AR - Small Centrally Ducted Split System Heat Pump - Commercial (no baseline cooling) | 3 | 10.5192 | 24.0965 | 433.7373 | 42228.0614 | 37432.5867 | 13919.1176 | 79660.6481 | 13919.1176 | 65741.5305 | 5.7231
AR - RTU with DCV only - 5 hp fan | BNI HVAC | RET | 10 | 3.3333 | 83% | 9261.7717 | 0 | 1550 | 9395.4567 | 0 | 0.18904 | 0.018904 | N/A | 1.6183 | 2.9645 | AR - RTU with DCV only - 5 hp fan | 10 | 0 | 81.9943 | 819.9432 | 93954.5672 | 0 | 15500 | 93954.5672 | 15500 | 78454.5672 | 6.0616
AR - RTU with DCV only - 4 hp fan | BNI HVAC | RET | 10 | 3.3333 | 83% | 9261.7717 | 0 | 2000 | 9395.4567 | 0 | 0.24392 | 0.024392 | N/A | 0.71005 | 2.4471 | AR - RTU with DCV only - 4 hp fan | 1 | 0 | 8.1994 | 81.9943 | 9395.4567 | 0 | 2000 | 9395.4567 | 2000 | 7395.4567 | 4.6977
AR - RTU with DCV only - 3 hp fan | BNI HVAC | RET | 10 | 3.3333 | 83% | 9261.7717 | 0 | 1500 | 9395.4567 | 0 | 0.18294 | 0.018294 | N/A | 0.62688 | 1.9297 | AR - RTU with DCV only - 3 hp fan | 1 | 0 | 8.1994 | 81.9943 | 9395.4567 | 0 | 1500 | 9395.4567 | 1500 | 7895.4567 | 6.2636
AR - RTU with DCV only - >= 7.5 hp fan | BNI HVAC | RET | 10 | 3.3333 | 83% | 9261.7717 | 0 | 2300 | 9395.4567 | 0 | 0.28051 | 0.028051 | N/A | 2.3483 | 4.3459 | AR - RTU with DCV only - >= 7.5 hp fan | 10 | 0 | 81.9943 | 819.9432 | 93954.5672 | 0 | 23000 | 93954.5672 | 23000 | 70954.5672 | 4.085
AR - RTU with DCV and VFD - 5 hp fan | BNI HVAC | ROB/NEW | 10 | N/A | 83% | 10721.9524 | 1234.8 | 2850 | 10876.7138 | 3048.081 | 0.30025 | 0.030025 | 2.5833 | 3.1845 | 5.2374 | AR - RTU with DCV and VFD - 5 hp fan | 10 | 11.0326 | 94.9213 | 949.2127 | 108767.1378 | 30480.8101 | 28500 | 139247.9479 | 28500 | 110747.9479 | 4.8859
AR - RTU with DCV and VFD - 4 hp fan | BNI HVAC | ROB/NEW | 10 | N/A | 83% | 8969.3021 | 956.8684 | 2300 | 9098.7656 | 2362.012 | 0.28965 | 0.028965 | 2.6903 | 3.1654 | 5.1517 | AR - RTU with DCV and VFD - 4 hp fan | 10 | 8.5493 | 79.4051 | 794.0509 | 90987.6562 | 23620.1195 | 23000 | 114607.7757 | 23000 | 91607.7757 | 4.9829
AR - RTU with DCV and VFD - 3 hp fan | BNI HVAC | ROB/NEW | 10 | N/A | 83% | 7216.6518 | 678.9368 | 1700 | 7320.8175 | 1675.9429 | 0.26609 | 0.026609 | 2.8025 | 3.1908 | 5.0235 | AR - RTU with DCV and VFD - 3 hp fan | 10 | 6.0661 | 63.8889 | 638.889 | 73208.1746 | 16759.4289 | 17000 | 89967.6035 | 17000 | 72967.6035 | 5.2922
AR - RTU with DCV and VFD - >= 7.5 hp fan | BNI HVAC | ROB/NEW | 10 | N/A | 83% | 15551.7681 | 2151.576 | 4300 | 15776.2434 | 5311.1256 | 0.31232 | 0.031232 | 2.2368 | 3.1738 | 5.2922 | AR - RTU with DCV and VFD - >= 7.5 hp fan | 10 | 19.2237 | 137.6796 | 1376.7955 | 157762.4341 | 53111.2564 | 43000 | 210873.6905 | 43000 | 167873.6905 | 4.904
AR - Roadway lighting >=15,000 lm | BNI Lighting | RET | 4.5667 | 1.5222 | 94% | 200 | 38 | 35 | 102.0005 | 65.6435 | 0.17454 | 0.038221 | 0.91024 | 26.4353 | 27.5986 | AR - Roadway lighting >=15,000 lm | 500 | 19.2257 | 100.2627 | 457.8664 | 51000.2696 | 32821.7684 | 17500 | 83822.038 | 17500 | 66322.038 | 4.7898
AR - Roadway lighting <15,000 lm | BNI Lighting | RET | 4.5667 | 1.5222 | 94% | 153.846 | 33 | 15 | 78.4619 | 57.0062 | 0.097245 | 0.021294 | 0.44921 | 34.9412 | 35.5839 | AR - Roadway lighting <15,000 lm | 500 | 16.696 | 77.1251 | 352.2046 | 39230.9374 | 28503.1146 | 7500 | 67734.0521 | 7500 | 60234.0521 | 9.0312
AR - Refrigerator - Solid Door | BNI Cooking and Laundry | RET | 12 | 4 | 94% | 641.4286 | 73.2224 | 196.475 | 735.2342 | 221.8525 | 0.30551 | 0.025459 | 2.6518 | 89.5671 | 91.6567 | AR - Refrigerator - Solid Door | 0.25 | 0.018523 | 0.16078 | 1.9293 | 183.8086 | 55.4631 | 49.1188 | 239.2717 | 49.1188 | 190.1529 | 4.8713
AR - Refrigerator - Glass Door >=15 ft^3 | BNI Cooking and Laundry | RET | 12 | 4 | 94% | 2321.6364 | 237.6007 | 264 | 2661.1639 | 719.8927 | 0.11341 | 0.0094512 | 1.0981 | 29.7942 | 30.5731 | AR - Refrigerator - Glass Door >=15 ft^3 | 1 | 0.24042 | 2.3277 | 27.9328 | 2661.1639 | 719.8927 | 264 | 3381.0566 | 264 | 3117.0566 | 12.807
AR - Refrigerator - Glass Door <15 ft^3 | BNI Cooking and Laundry | RET | 12 | 4 | 94% | 177 | 21.3328 | 79.1622 | 202.8853 | 64.6352 | 0.44607 | 0.037173 | 3.6672 | 260.7988 | 263.8431 | AR - Refrigerator - Glass Door <15 ft^3 | 1 | 0.021586 | 0.17746 | 2.1296 | 202.8853 | 64.6352 | 79.1622 | 267.5205 | 79.1622 | 188.3583 | 3.3794
AR - Refrigerated Vending Machine Controls | BNI Refrigeration | RET | 5 | 1.6667 | 94% | 1431.384 | 163.4 | 50 | 781.7067 | 301.2638 | 0.03484 | 0.0069679 | 0.3024 | 1.0984 | 1.3367 | AR - Refrigerated Vending Machine Controls | 0.25 | 0.041335 | 0.35879 | 1.7939 | 195.4267 | 75.3159 | 12.5 | 270.7426 | 12.5 | 258.2426 | 21.6594
AR - Pool Pump | BNI Other | ROB/NEW | 10 | N/A | 94% | 2174 | 0 | 350 | 2149.0854 | 0 | 0.16057 | 0.016057 | N/A | 3.9047 | 5.0482 | AR - Pool Pump | 1 | 0 | 2.1797 | 21.7971 | 2149.0854 | 0 | 350 | 2149.0854 | 350 | 1799.0854 | 6.1402
AR - Packaged Terminal Heat Pump | BNI HVAC | ROB/NEW | 15 | N/A | 83% | 2670.2171 | 0 | 900 | 3706.5006 | 0 | 0.38072 | 0.025381 | N/A | -1.6999 | 1.0114 | AR - Packaged Terminal Heat Pump | 80 | 0 | 189.1151 | 2836.7267 | 296520.0517 | 0 | 72000 | 296520.0517 | 72000 | 224520.0517 | 4.1183
AR - Oven - Electric - Convection | BNI Cooking and Laundry | RET | 12 | 4 | 94% | 4549.6667 | 1113.2187 | 650 | 5215.0322 | 3372.8773 | 0.14249 | 0.011874 | 0.57704 | 19.6757 | 20.6081 | AR - Oven - Electric - Convection | 0.25 | 0.28161 | 1.1404 | 13.6849 | 1303.7581 | 843.2193 | 162.5 | 2146.9774 | 162.5 | 1984.4774 | 13.2122
AR - Oven - Electric - Combination | BNI Cooking and Laundry | RET | 12 | 4 | 94% | 6120.5 | 1289.0509 | 1500 | 7015.5919 | 3905.6211 | 0.24444 | 0.02037 | 1.15 | 28.1978 | 29.8157 | AR - Oven - Electric - Combination | 10 | 13.0437 | 61.3658 | 736.3895 | 70155.9194 | 39056.2114 | 15000 | 109212.1309 | 15000 | 94212.1309 | 7.2808
AR - Outside Air Economizer | BNI Refrigeration | RET | 15 | 5 | 94% | 5997.597 | 2002 | 2000 | 7957.4773 | 6670.2205 | 0.33259 | 0.022173 | 0.98727 | 9.3571 | 11.4711 | AR - Outside Air Economizer | 10 | 20.2579 | 60.1335 | 902.003 | 79574.7732 | 66702.2048 | 20000 | 146276.978 | 20000 | 126276.978 | 7.3138
AR - Open to Closed Cooler Conversion | BNI Refrigeration | RET | 12 | 4 | 94% | 608.2725 | 62.5 | 25 | 688.0351 | 189.3652 | 0.040992 | 0.003416 | 0.3953 | 8.5885 | 8.87 | AR - Open to Closed Cooler Conversion | 0.5 | 0.031621 | 0.30494 | 3.6592 | 344.0176 | 94.6826 | 12.5 | 438.7001 | 12.5 | 426.2001 | 35.096
AR - Occupancy Sensor - Wall-Switch Mounted | BNI Lighting | RET | 10 | 3.3333 | 94% | 146.4505 | 28.6359 | 15 | 146.0783 | 80.0555 | 0.10216 | 0.010216 | 0.51767 | 6.0619 | 6.7414 | AR - Occupancy Sensor - Wall-Switch Mounted | 40 | 1.159 | 5.8734 | 58.7341 | 5843.1315 | 3202.2197 | 600 | 9045.3512 | 600 | 8445.3512 | 15.0756
AR - Occupancy Sensor - Fixture Mounted | BNI Lighting | RET | 10 | 3.3333 | 94% | 106.953 | 14.5186 | 15 | 106.6812 | 40.5886 | 0.13988 | 0.013988 | 1.021 | 6.4804 | 7.43 | AR - Occupancy Sensor - Fixture Mounted | 130 | 1.9098 | 13.9404 | 139.4041 | 13868.5498 | 5276.5153 | 1950 | 19145.0651 | 1950 | 17195.0651 | 9.818
AR - Occupancy Sensor - Exterior | BNI Lighting | RET | 10 | 3.3333 | 94% | 47.6053 | 24.9331 | 10 | 47.4844 | 69.7038 | 0.20951 | 0.020951 | 0.39636 | 16.4788 | 17.7338 | AR - Occupancy Sensor - Exterior | 10 | 0.25229 | 0.4773 | 4.773 | 474.8435 | 697.0376 | 100 | 1171.8811 | 100 | 1071.8811 | 11.7188
AR - Occupancy Sensor - Ceiling or Wall Remote Mounted | BNI Lighting | RET | 10 | 3.3333 | 94% | 163.1654 | 35.3354 | 30 | 162.7507 | 98.7847 | 0.18338 | 0.018338 | 0.83904 | 7.5221 | 8.7334 | AR - Occupancy Sensor - Ceiling or Wall Remote Mounted | 15 | 0.53633 | 2.4539 | 24.5391 | 2441.261 | 1481.7712 | 450 | 3923.0322 | 450 | 3473.0322 | 8.7178
AR - No Loss Drain | BNI Process | ROB/NEW | 15 | N/A | 94% | 4044.7401 | 1181.5759 | 120 | 5421.9762 | 3936.7493 | 0.02959 | 0.0019727 | 0.10037 | 0.25544 | 0.44608 | AR - No Loss Drain | 0.25 | 0.2989 | 1.0138 | 15.2076 | 1355.494 | 984.1873 | 30 | 2339.6814 | 30 | 2309.6814 | 77.9894
AR - Natural Ventilation - Year-round | BNI Process | RET | 15 | 5 | 94% | 7581.0265 | 866.7889 | 882.8571 | 10162.3698 | 2887.9487 | 0.11615 | 0.0077434 | 1.0066 | 61.2919 | 62.0863 | AR - Natural Ventilation - Year-round | 1 | 0.87709 | 7.6009 | 114.0141 | 10162.3698 | 2887.9487 | 882.8571 | 13050.3184 | 882.8571 | 12167.4613 | 14.7819
AR - Natural Ventilation - Winter Only | BNI Process | RET | 15 | 5 | 94% | 3103.5429 | 297.6 | 192 | 4160.3007 | 991.5373 | 0.061703 | 0.0041135 | 0.63759 | 152.2087 | 152.6335 | AR - Natural Ventilation - Winter Only | 0.5 | 0.15057 | 1.5558 | 23.3377 | 2080.1504 | 495.7686 | 96 | 2575.919 | 96 | 2479.919 | 26.8325
AR - Milk Pre-cooler - 50+ Plates | BNI Process | RET | 15 | 5 | 94% | 11539.9572 | 3958.6426 | 1400 | 15469.3183 | 13189.3203 | 0.121 | 0.0080666 | 0.3495 | 6.626 | 7.3928 | AR - Milk Pre-cooler - 50+ Plates | 3 | 12.017 | 34.7108 | 520.6623 | 46407.9549 | 39567.9608 | 4200 | 85975.9157 | 4200 | 81775.9157 | 20.4705
AR - Milk Pre-cooler - 10-49 Plates | BNI Process | RET | 15 | 5 | 94% | 6917.0768 | 1766.381 | 750 | 9272.3448 | 5885.19 | 0.10814 | 0.0072095 | 0.41961 | 5.5505 | 6.2557 | AR - Milk Pre-cooler - 10-49 Plates | 0.1 | 0.17874 | 0.69352 | 10.4029 | 927.2345 | 588.519 | 75 | 1515.7535 | 75 | 1440.7535 | 20.21
AR - Low-Energy or Zero-Energy Livestock Waterer | BNI Process | RET | 10 | 3.3333 | 94% | 1553.1 | 567.294 | 100 | 1535.301 | 1585.944 | 0.064219 | 0.0064219 | 0.17421 | 7.6952 | 8.0993 | AR - Low-Energy or Zero-Energy Livestock Waterer | 0.2 | 0.11481 | 0.31144 | 3.1144 | 307.0602 | 317.1888 | 20 | 624.249 | 20 | 604.249 | 31.2124
AR - Low Temperature Dishwasher - Under-Counter | BNI Cooking and Laundry | ROB/NEW | 10 | N/A | 94% | 6182 | 745.0826 | 400 | 6129.3273 | 2082.9752 | 0.064534 | 0.0064534 | 0.53055 | 1.2867 | 1.6788 | AR - Low Temperature Dishwasher - Under-Counter | 0.25 | 0.18848 | 1.5496 | 15.4956 | 1532.3318 | 520.7438 | 100 | 2053.0756 | 100 | 1953.0756 | 20.5308
AR - Low Temperature Dishwasher - Single-Tank Door Type | BNI Cooking and Laundry | ROB/NEW | 15 | N/A | 94% | 17255 | 2079.6508 | 1500 | 23201.7564 | 6928.9357 | 0.086704 | 0.0057802 | 0.71281 | 0.092621 | 0.55591 | AR - Low Temperature Dishwasher - Single-Tank Door Type | 0.25 | 0.52609 | 4.3251 | 64.8762 | 5800.4391 | 1732.2339 | 375 | 7532.673 | 375 | 7157.673 | 20.0871
AR - Low Temperature Dishwasher - Single-Tank Conveyor | BNI Cooking and Laundry | ROB/NEW | 20 | N/A | 94% | 15378 | 1853.4262 | 1250 | 24423.891 | 7000.1033 | 0.081072 | 0.0040536 | 0.66651 | 0.24224 | 0.68434 | AR - Low Temperature Dishwasher - Single-Tank Conveyor | 0.25 | 0.46886 | 3.8546 | 77.092 | 6105.9727 | 1750.0258 | 312.5 | 7855.9986 | 312.5 | 7543.4986 | 25.1392
AR - Low Temperature Dishwasher - Multi-Tank Conveyor | BNI Cooking and Laundry | ROB/NEW | 20 | N/A | 94% | 22863 | 2755.5523 | 1750 | 36311.8363 | 10407.2936 | 0.076342 | 0.0038171 | 0.62762 | 0.043457 | 0.462 | AR - Low Temperature Dishwasher - Multi-Tank Conveyor | 0.25 | 0.69707 | 5.7308 | 114.6153 | 9077.9591 | 2601.8234 | 437.5 | 11679.7825 | 437.5 | 11242.2825 | 26.6966
AR - Large ASHP - 65 to 135 kBTU/h - High Heat COP>=3.6, Low Heat COP>=2.45, EER>=11.9 (with baseline cooling) | BNI HVAC | ROB/NEW | 20 | N/A | 83% | 28866.9023 | 12627.4167 | 5104.1667 | 47301.1756 | 42110.8388 | 0.19973 | 0.0099863 | 0.45241 | -0.91678 | 0.31172 | AR - Large ASHP - 65 to 135 kBTU/h - High Heat COP>=3.6, Low Heat COP>=2.45, EER>=11.9 (with baseline cooling) | 0.5 | 5.6411 | 12.7779 | 255.5582 | 23650.5878 | 21055.4194 | 2552.0833 | 44706.0072 | 2552.0833 | 42153.9239 | 17.5175
AR - Large ASHP - 65 to 135 kBTU/h - High Heat COP>=3.6, Low Heat COP>=2.45, EER>=11.9 (no baseline cooling) | BNI HVAC | ROB/NEW | 20 | N/A | 83% | 28866.9023 | 12627.4167 | 5104.1667 | 47301.1756 | 42110.8388 | 0.19973 | 0.0099863 | 0.45241 | 0.56138 | 1.7899 | AR - Large ASHP - 65 to 135 kBTU/h - High Heat COP>=3.6, Low Heat COP>=2.45, EER>=11.9 (no baseline cooling) | 0.5 | 5.6411 | 12.7779 | 255.5582 | 23650.5878 | 21055.4194 | 2552.0833 | 44706.0072 | 2552.0833 | 42153.9239 | 17.5175
AR - Large ASHP - 65 to 135 kBTU/h - High Heat COP>=3.4, Low Heat COP>=2.25, EER>=11 (with baseline cooling) | BNI HVAC | ROB/NEW | 20 | N/A | 83% | 28765.7747 | 1481.143 | 4476.9737 | 47135.4684 | 4939.4248 | 0.1758 | 0.00879 | 3.383 | -0.99186 | 0.23724 | AR - Large ASHP - 65 to 135 kBTU/h - High Heat COP>=3.4, Low Heat COP>=2.25, EER>=11 (with baseline cooling) | 0.5 | 0.66168 | 12.7331 | 254.6629 | 23567.7342 | 2469.7124 | 2238.4868 | 26037.4466 | 2238.4868 | 23798.9598 | 11.6317
AR - Large ASHP - 65 to 135 kBTU/h - High Heat COP>=3.4, Low Heat COP>=2.25, EER>=11 (no baseline cooling) | BNI HVAC | ROB/NEW | 20 | N/A | 83% | 21702.331 | 0 | 5127.5 | 35561.3414 | 0 | 0.26688 | 0.013344 | N/A | 0.94762 | 2.8481 | AR - Large ASHP - 65 to 135 kBTU/h - High Heat COP>=3.4, Low Heat COP>=2.25, EER>=11 (no baseline cooling) | 0.5 | 0 | 9.6065 | 192.1304 | 17780.6707 | 0 | 2563.75 | 17780.6707 | 2563.75 | 15216.9207 | 6.9354
AR - Large ASHP - 135 to 240 kBTU/h - High Heat COP>=3.5, Low Heat COP>=2.25, EER>=11.4 (with baseline cooling) | BNI HVAC | ROB/NEW | 20 | N/A | 83% | 39099.1749 | 9683.0851 | 7291.6667 | 64067.7312 | 32291.865 | 0.21065 | 0.010533 | 0.84282 | -0.67249 | 0.70464 | AR - Large ASHP - 135 to 240 kBTU/h - High Heat COP>=3.5, Low Heat COP>=2.25, EER>=11.4 (with baseline cooling) | 0.5 | 4.3258 | 17.3072 | 346.1444 | 32033.8656 | 16145.9325 | 3645.8333 | 48179.7981 | 3645.8333 | 44533.9647 | 13.215
AR - Large ASHP - 135 to 240 kBTU/h - High Heat COP>=3.5, Low Heat COP>=2.25, EER>=11.4 (no baseline cooling) | BNI HVAC | ROB/NEW | 20 | N/A | 83% | 52151.3718 | 12651.3142 | 7291.6667 | 85455.002 | 42190.5339 | 0.15793 | 0.0078966 | 0.64508 | 0.54263 | 1.5768 | AR - Large ASHP - 135 to 240 kBTU/h - High Heat COP>=3.5, Low Heat COP>=2.25, EER>=11.4 (no baseline cooling) | 0.5 | 5.6518 | 23.0848 | 461.6953 | 42727.501 | 21095.267 | 3645.8333 | 63822.768 | 3645.8333 | 60176.9347 | 17.5057
AR - Large ASHP - 135 to 240 kBTU/h - High Heat COP>=3.2, Low Heat COP>=2.05, EER>=10.4 (with baseline cooling) | BNI HVAC | ROB/NEW | 20 | N/A | 83% | 54499.2213 | 7253.4354 | 6508.3333 | 89302.1776 | 24189.2904 | 0.13489 | 0.0067447 | 1.0043 | -0.40245 | 0.51417 | AR - Large ASHP - 135 to 240 kBTU/h - High Heat COP>=3.2, Low Heat COP>=2.05, EER>=10.4 (with baseline cooling) | 0.5 | 3.2404 | 24.124 | 482.4807 | 44651.0888 | 12094.6452 | 3254.1667 | 56745.734 | 3254.1667 | 53491.5673 | 17.4379
AR - Large ASHP - 135 to 240 kBTU/h - High Heat COP>=3.2, Low Heat COP>=2.05, EER>=10.4 (no baseline cooling) | BNI HVAC | ROB/NEW | 20 | N/A | 83% | 33712.9967 | 0 | 8925 | 55241.964 | 0 | 0.29903 | 0.014952 | N/A | 0.85273 | 2.9822 | AR - Large ASHP - 135 to 240 kBTU/h - High Heat COP>=3.2, Low Heat COP>=2.05, EER>=10.4 (no baseline cooling) | 0.5 | 0 | 14.923 | 298.4606 | 27620.982 | 0 | 4462.5 | 27620.982 | 4462.5 | 23158.482 | 6.1896
AR - Kitchen Exhaust Demand Controlled Ventilation (DCV) | BNI Cooking and Laundry | RET | 15 | 5 | 94% | 3364.5 | 387.6 | 637.5 | 4524.04 | 1291.3973 | 0.18898 | 0.012599 | 1.6254 | 4.3629 | 5.655 | AR - Kitchen Exhaust Demand Controlled Ventilation (DCV) | 10 | 3.9221 | 33.7334 | 506.0008 | 45240.3996 | 12913.9733 | 6375 | 58154.3729 | 6375 | 51779.3729 | 9.1223
AR - Intelligent Freezer Defrost Controls | BNI Refrigeration | RET | 10 | 3.3333 | 94% | 807.3735 | 1297.8063 | 150 | 790.2825 | 3628.1858 | 0.1853 | 0.01853 | 0.11422 | 5.8966 | 6.7319 | AR - Intelligent Freezer Defrost Controls | 0.2 | 0.26265 | 0.1619 | 1.619 | 158.0565 | 725.6372 | 30 | 883.6937 | 30 | 853.6937 | 29.4565
AR - Integrated Dual Enthalpy Economizer Controls | BNI HVAC | RET | 10 | 3.3333 | 83% | 1159.9765 | 268.5 | 250 | 1176.7197 | 662.7873 | 0.24345 | 0.024345 | 1.0421 | 12.3098 | 13.9098 | AR - Integrated Dual Enthalpy Economizer Controls | 0.25 | 0.059974 | 0.25673 | 2.5673 | 294.1799 | 165.6968 | 62.5 | 459.8767 | 62.5 | 397.3767 | 7.358
AR - Ice Maker - Self-Contained | BNI Cooking and Laundry | ROB/NEW | 10 | N/A | 94% | 1280 | 321.7709 | 150 | 1269.094 | 899.5524 | 0.11688 | 0.011688 | 0.4607 | 1.7472 | 2.5104 | AR - Ice Maker - Self-Contained | 0.25 | 0.081398 | 0.32084 | 3.2084 | 317.2735 | 224.8881 | 37.5 | 542.1616 | 37.5 | 504.6616 | 14.4576
AR - Ice Maker - Remote Condensing Unit - 400-1000 lb/day | BNI Cooking and Laundry | ROB/NEW | 10 | N/A | 94% | 1552 | 187.0541 | 200 | 1538.7764 | 522.9339 | 0.12853 | 0.012853 | 1.0567 | 1.6632 | 2.1343 | AR - Ice Maker - Remote Condensing Unit - 400-1000 lb/day | 0.25 | 0.047319 | 0.38902 | 3.8902 | 384.6941 | 130.7335 | 50 | 515.4276 | 50 | 465.4276 | 10.3086
AR - Ice Maker - Remote Condensing Unit - 1000-2000 lb/day | BNI Cooking and Laundry | ROB/NEW | 10 | N/A | 94% | 3131.5 | 377.4226 | 300 | 3104.8186 | 1055.1337 | 0.09555 | 0.009555 | 0.78553 | 1.3143 | 1.7712 | AR - Ice Maker - Remote Condensing Unit - 1000-2000 lb/day | 0.25 | 0.095477 | 0.78493 | 7.8493 | 776.2046 | 263.7834 | 75 | 1039.9881 | 75 | 964.9881 | 13.8665
AR - Ice Maker - Remote Condensing Unit - >2000 lb/day | BNI Cooking and Laundry | ROB/NEW | 10 | N/A | 94% | 5872 | 707.72 | 600 | 5821.9686 | 1978.5232 | 0.10191 | 0.010191 | 0.83784 | 0.68299 | 1.2495 | AR - Ice Maker - Remote Condensing Unit - >2000 lb/day | 0.5 | 0.35806 | 2.9437 | 29.4371 | 2910.9843 | 989.2616 | 300 | 3900.2459 | 300 | 3600.2459 | 13.0008
AR - Ice Maker - Ice Making Head - 750-1000 lb/day | BNI Cooking and Laundry | ROB/NEW | 10 | N/A | 94% | 1838 | 221.5241 | 250 | 1822.3396 | 619.2993 | 0.13566 | 0.013566 | 1.1153 | 2.3429 | 3.2688 | AR - Ice Maker - Ice Making Head - 750-1000 lb/day | 0.5 | 0.11208 | 0.92141 | 9.2141 | 911.1698 | 309.6497 | 125 | 1220.8195 | 125 | 1095.8195 | 9.7666
AR - Ice Maker - Ice Making Head - 500-750 lb/day | BNI Cooking and Laundry | ROB/NEW | 10 | N/A | 94% | 1085 | 130.7691 | 200 | 1075.7554 | 365.582 | 0.18385 | 0.018385 | 1.5115 | 3.1818 | 4.4365 | AR - Ice Maker - Ice Making Head - 500-750 lb/day | 0.5 | 0.066161 | 0.54393 | 5.4393 | 537.8777 | 182.791 | 100 | 720.6687 | 100 | 620.6687 | 7.2067
AR - Ice Maker - Ice Making Head - 200-500 lb/day | BNI Cooking and Laundry | ROB/NEW | 10 | N/A | 94% | 469 | 53.5388 | 150 | 465.004 | 149.6747 | 0.31899 | 0.031899 | 2.7688 | 5.5519 | 7.7337 | AR - Ice Maker - Ice Making Head - 200-500 lb/day | 10 | 0.54175 | 4.7023 | 47.0232 | 4650.0396 | 1496.7469 | 1500 | 6146.7866 | 1500 | 4646.7866 | 4.0979
AR - Ice Maker - Ice Making Head - >1000 lb/day | BNI Cooking and Laundry | ROB/NEW | 10 | N/A | 94% | 2595 | 312.7612 | 300 | 2572.8897 | 874.3644 | 0.1153 | 0.01153 | 0.94794 | 1.8045 | 2.5914 | AR - Ice Maker - Ice Making Head - >1000 lb/day | 0.25 | 0.079119 | 0.65045 | 6.5045 | 643.2224 | 218.5911 | 75 | 861.8135 | 75 | 786.8135 | 11.4908
AR - HVAC Hotel Occupancy Sensor - Without building integrated intelligent control | BNI HVAC | RET | 8 | 2.6667 | 83% | 438.69 | 90 | 50 | 365.4238 | 198.1512 | 0.12874 | 0.016093 | 0.6218 | 2.7482 | 3.6018 | AR - HVAC Hotel Occupancy Sensor - Without building integrated intelligent control | 250 | 20.1031 | 97.0929 | 776.7431 | 91355.9529 | 49537.8056 | 12500 | 140893.7585 | 12500 | 128393.7585 | 11.2715
AR - HVAC Hotel Occupancy Sensor - With building integrated intelligent control | BNI HVAC | RET | 8 | 2.6667 | 83% | 438.69 | 90 | 75 | 365.4238 | 198.1512 | 0.19311 | 0.024139 | 0.93269 | 7.6351 | 8.9155 | AR - HVAC Hotel Occupancy Sensor - With building integrated intelligent control | 60 | 4.8247 | 23.3023 | 186.4183 | 21925.4287 | 11889.0733 | 4500 | 33814.502 | 4500 | 29314.502 | 7.5143
AR - HVAC Air-to-Water Heat Pump | BNI HVAC | ROB/NEW | 15 | N/A | 83% | 18266.9678 | 4239.106 | 6062.5 | 25356.1887 | 12470.9815 | 0.37488 | 0.024992 | 1.6007 | 1.9127 | 4.3761 | AR - HVAC Air-to-Water Heat Pump | 2 | 7.575 | 32.3434 | 485.1515 | 50712.3774 | 24941.963 | 12125 | 75654.3404 | 12125 | 63529.3404 | 6.2395
AR - Hot Food Holding Cabinet - Full Size - Interior Volume >=20 ft^3 | BNI Cooking and Laundry | ROB/NEW | 12 | N/A | 94% | 1914 | 230.684 | 900 | 2193.9127 | 698.936 | 0.46899 | 0.039082 | 3.8556 | 10.7234 | 13.924 | AR - Hot Food Holding Cabinet - Full Size - Interior Volume >=20 ft^3 | 0.5 | 0.11671 | 0.95951 | 11.5142 | 1096.9564 | 349.468 | 450 | 1446.4244 | 450 | 996.4244 | 3.2143
AR - Hot Food Holding Cabinet - 1/2 and 3/4 Size - Interior Volume <20 ft^3 | BNI Cooking and Laundry | ROB/NEW | 12 | N/A | 94% | 1040 | 125.3455 | 399.8 | 1192.0947 | 379.7772 | 0.38342 | 0.031951 | 3.1521 | 1.6176 | 4.2343 | AR - Hot Food Holding Cabinet - 1/2 and 3/4 Size - Interior Volume <20 ft^3 | 0.5 | 0.063417 | 0.52137 | 6.2564 | 596.0474 | 189.8886 | 199.9 | 785.9359 | 199.9 | 586.0359 | 3.9316
AR - High Volume Low Speed Fan - 24+ ft | BNI Process | RET | 15 | 5 | 94% | 14311.2603 | 4388.5037 | 2000 | 19184.2515 | 14621.5221 | 0.13938 | 0.0092923 | 0.45039 | 6.5768 | 7.4706 | AR - High Volume Low Speed Fan - 24+ ft | 2 | 8.8813 | 28.6977 | 430.4657 | 38368.503 | 29243.0442 | 4000 | 67611.5471 | 4000 | 63611.5471 | 16.9029
AR - High Volume Low Speed Fan - 16-22 ft | BNI Process | RET | 15 | 5 | 94% | 12906.0325 | 3839.2712 | 1000 | 17300.543 | 12791.6012 | 0.07728 | 0.005152 | 0.25741 | 6.3339 | 6.8309 | AR - High Volume Low Speed Fan - 16-22 ft | 2 | 7.7698 | 25.8799 | 388.1981 | 34601.086 | 25583.2025 | 2000 | 60184.2885 | 2000 | 58184.2885 | 30.0921
AR - High Temperature Dishwasher - Under-Counter | BNI Cooking and Laundry | ROB/NEW | 10 | N/A | 94% | 2133.64 | 462.4805 | 400 | 2115.4607 | 1292.9241 | 0.18698 | 0.018698 | 0.85475 | 4.9268 | 6.0116 | AR - High Temperature Dishwasher - Under-Counter | 1 | 0.46798 | 2.1392 | 21.3925 | 2115.4607 | 1292.9241 | 400 | 3408.3848 | 400 | 3008.3848 | 8.521
AR - High Temperature Dishwasher - Single-Tank Door Type | BNI Cooking and Laundry | ROB/NEW | 15 | N/A | 94% | 2157.5 | 1300.2648 | 1100 | 2901.06 | 4332.1944 | 0.50851 | 0.033901 | 0.83605 | 8.2898 | 9.9163 | AR - High Temperature Dishwasher - Single-Tank Door Type | 10 | 13.1571 | 21.6317 | 324.4752 | 29010.5996 | 43321.9439 | 11000 | 72332.5435 | 11000 | 61332.5435 | 6.5757
AR - High Temperature Dishwasher - Single-Tank Conveyor | BNI Cooking and Laundry | ROB/NEW | 20 | N/A | 94% | 10204 | 1229.8323 | 1100 | 16206.3587 | 4644.8858 | 0.10752 | 0.0053759 | 0.88393 | 0.4952 | 1.1476 | AR - High Temperature Dishwasher - Single-Tank Conveyor | 0.25 | 0.31111 | 2.5577 | 51.154 | 4051.5897 | 1161.2215 | 275 | 5212.8111 | 275 | 4937.8111 | 18.9557
AR - High Temperature Dishwasher - Pot, Pan and Utensil | BNI Cooking and Laundry | ROB/NEW | 10 | N/A | 94% | 10979 | 1323.2388 | 450 | 10885.4552 | 3699.2858 | 0.04088 | 0.004088 | 0.33608 | 1.7995 | 2.0673 | AR - High Temperature Dishwasher - Pot, Pan and Utensil | 0.5 | 0.66948 | 5.5039 | 55.0392 | 5442.7276 | 1849.6429 | 225 | 7292.3705 | 225 | 7067.3705 | 32.4105
AR - High Temperature Dishwasher - Multi-Tank Conveyor | BNI Cooking and Laundry | ROB/NEW | 20 | N/A | 94% | 45074 | 5432.5227 | 2000 | 71588.1429 | 20517.7952 | 0.044255 | 0.0022128 | 0.36383 | -0.0093243 | 0.26373 | AR - High Temperature Dishwasher - Multi-Tank Conveyor | 0.25 | 1.3743 | 11.2981 | 225.9621 | 17897.0357 | 5129.4488 | 500 | 23026.4845 | 500 | 22526.4845 | 46.053
AR - High Efficiency Ventilation Fan - 48+ in | BNI Process | RET | 15 | 5 | 94% | 2021.2478 | 267.5506 | 95 | 2709.4837 | 891.4193 | 0.046878 | 0.0031252 | 0.3509 | 6.3402 | 6.6588 | AR - High Efficiency Ventilation Fan - 48+ in | 2 | 0.54146 | 4.0531 | 60.7967 | 5418.9674 | 1782.8387 | 190 | 7201.8061 | 190 | 7011.8061 | 37.9042
AR - High Efficiency Ventilation Fan - 36-47 in | BNI Process | RET | 15 | 5 | 94% | 3308.3214 | 356.608 | 75 | 4434.8065 | 1188.139 | 0.022611 | 0.0015074 | 0.20785 | 3.1119 | 3.2669 | AR - High Efficiency Ventilation Fan - 36-47 in | 10 | 3.6084 | 33.1701 | 497.5519 | 44348.0654 | 11881.3899 | 750 | 56229.4554 | 750 | 55479.4554 | 74.9726
AR - High Efficiency Ventilation Fan - 24-35 in | BNI Process | RET | 15 | 5 | 94% | 422.6317 | 130.7236 | 65 | 566.538 | 435.5422 | 0.1534 | 0.010226 | 0.49139 | 20.3411 | 21.3239 | AR - High Efficiency Ventilation Fan - 24-35 in | 1 | 0.13228 | 0.42374 | 6.3561 | 566.538 | 435.5422 | 65 | 1002.0802 | 65 | 937.0802 | 15.4166
AR - High Efficiency Ventilation Fan - 14-23 in | BNI Process | RET | 15 | 5 | 94% | 155.8686 | 48.2115 | 55 | 208.9419 | 160.6301 | 0.35194 | 0.023462 | 1.1274 | 48.5768 | 50.8315 | AR - High Efficiency Ventilation Fan - 14-23 in | 1 | 0.048784 | 0.15628 | 2.3442 | 208.9419 | 160.6301 | 55 | 369.572 | 55 | 314.572 | 6.7195
AR - High Efficiency Circulator Pump - 500-2500 W | BNI Other | ROB/NEW | 15 | N/A | 94% | 2014 | 229.3079 | 600 | 2699.768 | 764.0031 | 0.29713 | 0.019809 | 2.5858 | 0.15945 | 2.192 | AR - High Efficiency Circulator Pump - 500-2500 W | 20 | 4.6406 | 40.3858 | 605.7873 | 53995.36 | 15280.0615 | 12000 | 69275.4215 | 12000 | 57275.4215 | 5.773
AR - High Efficiency Circulator Pump - 150-499 W | BNI Other | ROB/NEW | 15 | N/A | 94% | 816 | 126.5786 | 150 | 1093.8484 | 421.7318 | 0.18334 | 0.012223 | 1.1711 | 6.0891 | 7.3256 | AR - High Efficiency Circulator Pump - 150-499 W | 10 | 1.2808 | 8.1814 | 122.7216 | 10938.484 | 4217.3176 | 1500 | 15155.8016 | 1500 | 13655.8016 | 10.1039
AR - High Efficiency Circulator Pump - 0-149 W | BNI Other | ROB/NEW | 15 | N/A | 94% | 420 | 87.9 | 100 | 563.0102 | 292.8633 | 0.23747 | 0.015831 | 1.1243 | 0.10774 | 1.6802 | AR - High Efficiency Circulator Pump - 0-149 W | 10 | 0.88944 | 4.211 | 63.1655 | 5630.1021 | 2928.6333 | 1000 | 8558.7354 | 1000 | 7558.7354 | 8.5587
AR - High Efficiency Circulation Fan - 36-47 in | BNI Process | RET | 15 | 5 | 94% | 152.3602 | 48.6789 | 55 | 204.239 | 162.1874 | 0.36004 | 0.024003 | 1.1166 | 63.7811 | 66.0801 | AR - High Efficiency Circulation Fan - 36-47 in | 10 | 0.49257 | 1.5276 | 22.9141 | 2042.3895 | 1621.8742 | 550 | 3664.2638 | 550 | 3114.2638 | 6.6623
AR - High Efficiency Circulation Fan - 18-35 in | BNI Process | RET | 15 | 5 | 94% | 834.9557 | 95.3146 | 35 | 1119.2585 | 317.5671 | 0.041809 | 0.0027872 | 0.36289 | 10.3497 | 10.6356 | AR - High Efficiency Circulation Fan - 18-35 in | 0.5 | 0.048224 | 0.41857 | 6.2786 | 559.6293 | 158.7835 | 17.5 | 718.4128 | 17.5 | 700.9128 | 41.0522
AR - Heat Reclaimer Unit | BNI Process | RET | 15 | 5 | 94% | 14743.2797 | 3936.1758 | 1250 | 19763.3737 | 13114.4658 | 0.084562 | 0.0056375 | 0.31384 | 2.5211 | 3.0704 | AR - Heat Reclaimer Unit | 1 | 3.9829 | 14.782 | 221.7302 | 19763.3737 | 13114.4658 | 1250 | 32877.8395 | 1250 | 31627.8395 | 26.3023
AR - Heat Pump Water Heater >=80 gal | BNI Domestic Hot Water (DHW) | ROB/NEW | 10 | N/A | 94% | 16136.0966 | 2013.7623 | 900 | 16246.043 | 5629.7338 | 0.055629 | 0.0055629 | 0.44168 | 0.9845 | 1.3636 | AR - Heat Pump Water Heater >=80 gal | 20 | 40.7538 | 323.5698 | 3235.6975 | 324920.8595 | 112594.675 | 18000 | 437515.5346 | 18000 | 419515.5346 | 24.3064
AR - Heat Pump Water Heater - 60-79 gal | BNI Domestic Hot Water (DHW) | ROB/NEW | 10 | N/A | 94% | 4714.6216 | 922.737 | 800 | 4746.7456 | 2579.631 | 0.16924 | 0.016924 | 0.85681 | 2.5843 | 3.71 | AR - Heat Pump Water Heater - 60-79 gal | 10 | 9.337 | 47.2701 | 472.7007 | 47467.4561 | 25796.3099 | 8000 | 73263.766 | 8000 | 65263.766 | 9.158
AR - Ground Source Heat Pump - Open Loop - EER>=20.0, COP>=4.0 | BNI HVAC | ROB/NEW | 25 | N/A | 94% | 28366.6824 | 10893.6784 | 9112.5 | 59090.8299 | 45206.2584 | 0.3204 | 0.012816 | 0.82667 | -0.28171 | 1.7224 | AR - Ground Source Heat Pump - Open Loop - EER>=20.0, COP>=4.0 | 0.25 | 2.7558 | 7.1103 | 177.7575 | 14772.7075 | 11301.5646 | 2278.125 | 26074.2721 | 2278.125 | 23796.1471 | 11.4455
AR - Ground Source Heat Pump - Open Loop - EER>=16.2, COP>=3.6 | BNI HVAC | ROB/NEW | 25 | N/A | 94% | 28366.6824 | 10893.6784 | 9112.5 | 59090.8299 | 45206.2584 | 0.3204 | 0.012816 | 0.82667 | -0.78731 | 1.2168 | AR - Ground Source Heat Pump - Open Loop - EER>=16.2, COP>=3.6 | 0.25 | 2.7558 | 7.1103 | 177.7575 | 14772.7075 | 11301.5646 | 2278.125 | 26074.2721 | 2278.125 | 23796.1471 | 11.4455
AR - Griddle - Electric | BNI Cooking and Laundry | RET | 12 | 4 | 94% | 636.33 | 76.6934 | 900 | 729.39 | 232.3688 | 1.4107 | 0.11755 | 11.5973 | 165.93 | 175.5572 | AR - Griddle - Electric | 10 | 0.77605 | 6.38 | 76.5602 | 7293.9002 | 2323.6884 | 9000 | 9617.5886 | 9000 | 617.5886 | 1.0686
AR - Fryer - Electric | BNI Cooking and Laundry | RET | 12 | 4 | 94% | 2401 | 750.3125 | 850 | 2752.134 | 2273.3287 | 0.35309 | 0.029424 | 1.1196 | 41.5677 | 43.8275 | AR - Fryer - Electric | 10 | 7.5923 | 24.0731 | 288.8769 | 27521.3402 | 22733.2867 | 8500 | 50254.6268 | 8500 | 41754.6268 | 5.9123
AR - Freezer - Glass Door - >=15 ft^3 | BNI Cooking and Laundry | RET | 12 | 4 | 94% | 6166.8864 | 709.8137 | 613.2 | 7068.7621 | 2150.6237 | 0.099174 | 0.0082645 | 0.85375 | 14.0538 | 14.7319 | AR - Freezer - Glass Door - >=15 ft^3 | 0.5 | 0.35912 | 3.0915 | 37.0985 | 3534.3811 | 1075.3118 | 306.6 | 4609.6929 | 306.6 | 4303.0929 | 15.0349
AR - Freezer - Glass Door - <15 ft^3 | BNI Cooking and Laundry | RET | 12 | 4 | 94% | 1602 | 193.0803 | 300 | 1836.2843 | 585.0029 | 0.18678 | 0.015565 | 1.5355 | 25.0571 | 26.3318 | AR - Freezer - Glass Door - <15 ft^3 | 0.25 | 0.048844 | 0.40155 | 4.8186 | 459.0711 | 146.2507 | 75 | 605.3218 | 75 | 530.3218 | 8.071
AR - Evaporator Fan Motor Controls | BNI Refrigeration | RET | 10 | 3.3333 | 94% | 988.527 | 113.1782 | 150 | 967.6011 | 316.4044 | 0.15134 | 0.015134 | 1.3098 | 1.3043 | 2.3393 | AR - Evaporator Fan Motor Controls | 10 | 1.1452 | 9.9112 | 99.1124 | 9676.0113 | 3164.0437 | 1500 | 12840.055 | 1500 | 11340.055 | 8.56
AR - Engine Block Heater Timer | BNI Process | RET | 5 | 1.6667 | 94% | 1248 | 1092 | 40 | 686.7509 | 2013.3419 | 0.031967 | 0.0063935 | 0.0362 | 0.83186 | 1.0049 | AR - Engine Block Heater Timer | 0.1 | 0.1105 | 0.12513 | 0.62564 | 68.6751 | 201.3342 | 4 | 270.0093 | 4 | 266.0093 | 67.5023
AR - Electric Thermal Storage (ETS) System - Small Commercial (50-150 kWh of 8-hr storage) | BNI HVAC | RET | 18 | 6 | 94% | 0 | 6250 | 1000 | 0 | 22504.7929 | N/A | N/A | 0.15812 | 64.826 | 67.9771 | AR - Electric Thermal Storage (ETS) System - Small Commercial (50-150 kWh of 8-hr storage) | 1 | 6.3243 | 0 | 0 | 0 | 22504.7929 | 1000 | 22504.7929 | 1000 | 21504.7929 | 22.5048
AR - Electric Thermal Storage (ETS) System - Medium Commercial (150-300 kWh of 8-hr storage) | BNI HVAC | RET | 18 | 6 | 94% | 0 | 14062.5 | 2000 | 0 | 50635.784 | N/A | N/A | 0.14055 | 57.6231 | 60.4241 | AR - Electric Thermal Storage (ETS) System - Medium Commercial (150-300 kWh of 8-hr storage) | 1 | 14.2296 | 0 | 0 | 0 | 50635.784 | 2000 | 50635.784 | 2000 | 48635.784 | 25.3179
AR - Electric Thermal Storage (ETS) System - Less than 50 kWh | BNI HVAC | RET | 18 | 6 | 94% | 0 | 1562.5 | 500 | 0 | 5626.1982 | N/A | N/A | 0.31624 | 48.0794 | 54.3817 | AR - Electric Thermal Storage (ETS) System - Less than 50 kWh | 0.5 | 0.79053 | 0 | 0 | 0 | 2813.0991 | 250 | 2813.0991 | 250 | 2563.0991 | 11.2524
AR - Electric Thermal Storage (ETS) System - Large Commercial (>300 kWh of 8-hr storage) | BNI HVAC | RET | 18 | 6 | 94% | 0 | 18750 | 4000 | 0 | 67514.3786 | N/A | N/A | 0.21083 | 63.7756 | 67.9771 | AR - Electric Thermal Storage (ETS) System - Large Commercial (>300 kWh of 8-hr storage) | 0.5 | 9.4864 | 0 | 0 | 0 | 33757.1893 | 2000 | 33757.1893 | 2000 | 31757.1893 | 16.8786
AR - ECM (Brushless) DC Motors for Refrig Evap Fan - Walk-in Cooler | BNI Refrigeration | ROB/NEW | 15 | N/A | 94% | 759.6864 | 86.3895 | 180 | 1007.9349 | 287.8305 | 0.23632 | 0.015755 | 2.0591 | 0.29264 | 1.9092 | AR - ECM (Brushless) DC Motors for Refrig Evap Fan - Walk-in Cooler | 10 | 0.87416 | 7.6168 | 114.2523 | 10079.3487 | 2878.3055 | 1800 | 12957.6542 | 1800 | 11157.6542 | 7.1987
AR - ECM (Brushless) DC Motors for Refrig Evap Fan - Standalone Retail Cooler | BNI Refrigeration | ROB/NEW | 15 | N/A | 94% | 1116.4007 | 115.8303 | 50 | 1481.2154 | 385.9208 | 0.044669 | 0.002978 | 0.4266 | -0.19754 | 0.10909 | AR - ECM (Brushless) DC Motors for Refrig Evap Fan - Standalone Retail Cooler | 0.25 | 0.029302 | 0.27983 | 4.1975 | 370.3038 | 96.4802 | 12.5 | 466.784 | 12.5 | 454.284 | 37.3427
AR - Dual Ventilation - Year-round | BNI Process | ROB/NEW | 15 | N/A | 94% | 5726.5371 | 549.12 | 320 | 7676.4259 | 1829.5462 | 0.055734 | 0.0037156 | 0.57591 | 28.4356 | 28.8192 | AR - Dual Ventilation - Year-round | 0.5 | 0.27782 | 2.8708 | 43.0619 | 3838.2129 | 914.7731 | 160 | 4752.986 | 160 | 4592.986 | 29.7062
AR - Dual Ventilation - Winter Only | BNI Process | ROB/NEW | 15 | N/A | 94% | 2482.8343 | 238.08 | 192 | 3328.2406 | 793.2298 | 0.077128 | 0.0051419 | 0.79698 | 65.9392 | 66.4701 | AR - Dual Ventilation - Winter Only | 0.25 | 0.060227 | 0.62234 | 9.3351 | 832.0601 | 198.3075 | 48 | 1030.3676 | 48 | 982.3676 | 21.466
AR - Door Heater Controls | BNI Refrigeration | RET | 12 | 4 | 94% | 1400.0232 | 159.82 | 80 | 1583.6079 | 484.2294 | 0.056992 | 0.0047493 | 0.49469 | 0.27247 | 0.66228 | AR - Door Heater Controls | 0.1 | 0.016172 | 0.14037 | 1.6844 | 158.3608 | 48.4229 | 8 | 206.7837 | 8 | 198.7837 | 25.848
AR - Discus or Scroll Refrigeration Compressor | BNI Refrigeration | ROB/NEW | 15 | N/A | 94% | 6261.726 | 1186.3192 | 200 | 8307.9178 | 3952.5528 | 0.031856 | 0.0021238 | 0.16661 | 0.5603 | 0.77265 | AR - Discus or Scroll Refrigeration Compressor | 0.25 | 0.3001 | 1.5695 | 23.5432 | 2076.9795 | 988.1382 | 50 | 3065.1176 | 50 | 3015.1176 | 61.3024
AR - Daylighting Controls - Wall-Switch or Fixture Mounted | BNI Lighting | RET | 10 | 3.3333 | 94% | 505.116 | 137 | 25 | 503.8323 | 383.0013 | 0.049364 | 0.0049364 | 0.18034 | 1.4369 | 1.7571 | AR - Daylighting Controls - Wall-Switch or Fixture Mounted | 5 | 0.69314 | 2.5322 | 25.3221 | 2519.1617 | 1915.0063 | 125 | 4434.1681 | 125 | 4309.1681 | 35.4733
AR - Daylighting Controls - Ceiling or Wall Remote Mounted | BNI Lighting | RET | 10 | 3.3333 | 94% | 803.795 | 270 | 60 | 801.7523 | 754.82 | 0.07445 | 0.007445 | 0.21961 | 0.60834 | 1.0812 | AR - Daylighting Controls - Ceiling or Wall Remote Mounted | 10 | 2.7321 | 8.0591 | 80.5907 | 8017.5232 | 7548.2002 | 600 | 15565.7234 | 600 | 14965.7234 | 25.9429
AR - Cycling Refrigerated Air Dryers - 51-100 cfm | BNI Process | ROB/NEW | 10 | N/A | 94% | 667.878 | 169 | 100 | 660.2239 | 472.4614 | 0.14934 | 0.014934 | 0.58477 | 19.6961 | 20.6706 | AR - Cycling Refrigerated Air Dryers - 51-100 cfm | 0.2 | 0.034202 | 0.13393 | 1.3393 | 132.0448 | 94.4923 | 20 | 226.5371 | 20 | 206.5371 | 11.3269
AR - Cycling Refrigerated Air Dryers - 26-50 cfm | BNI Process | ROB/NEW | 10 | N/A | 94% | 635.6559 | 85.6254 | 50 | 628.3711 | 239.3769 | 0.078453 | 0.0078453 | 0.57708 | 13.9842 | 14.517 | AR - Cycling Refrigerated Air Dryers - 26-50 cfm | 0.2 | 0.017329 | 0.12747 | 1.2747 | 125.6742 | 47.8754 | 10 | 173.5496 | 10 | 163.5496 | 17.355
AR - Cycling Refrigerated Air Dryers - 251-300 cfm | BNI Process | ROB/NEW | 10 | N/A | 94% | 2226.26 | 563 | 350 | 2200.7464 | 1573.9395 | 0.1568 | 0.01568 | 0.61437 | 18.9858 | 20.0091 | AR - Cycling Refrigerated Air Dryers - 251-300 cfm | 0.2 | 0.11394 | 0.44642 | 4.4642 | 440.1493 | 314.7879 | 70 | 754.9372 | 70 | 684.9372 | 10.7848
AR - Cycling Refrigerated Air Dryers - 201-250 cfm | BNI Process | ROB/NEW | 10 | N/A | 94% | 2003.634 | 507 | 250 | 1980.6718 | 1417.3843 | 0.12445 | 0.012445 | 0.48731 | 6.7189 | 7.531 | AR - Cycling Refrigerated Air Dryers - 201-250 cfm | 0.2 | 0.1026 | 0.40178 | 4.0178 | 396.1344 | 283.4769 | 50 | 679.6112 | 50 | 629.6112 | 13.5922
AR - Cycling Refrigerated Air Dryers - 151-200 cfm | BNI Process | ROB/NEW | 10 | N/A | 94% | 1558.382 | 394 | 200 | 1540.5225 | 1101.4781 | 0.128 | 0.0128 | 0.50165 | 19.6375 | 20.4728 | AR - Cycling Refrigerated Air Dryers - 151-200 cfm | 0.2 | 0.079736 | 0.3125 | 3.125 | 308.1045 | 220.2956 | 40 | 528.4001 | 40 | 488.4001 | 13.21
AR - Cycling Refrigerated Air Dryers - 101-150 cfm | BNI Process | ROB/NEW | 10 | N/A | 94% | 1335.756 | 338 | 150 | 1320.4479 | 944.9228 | 0.112 | 0.0112 | 0.43858 | 12.499 | 13.2299 | AR - Cycling Refrigerated Air Dryers - 101-150 cfm | 0.2 | 0.068403 | 0.26785 | 2.6785 | 264.0896 | 188.9846 | 30 | 453.0741 | 30 | 423.0741 | 15.1025
AR - Cycling Refrigerated Air Dryers - 0-25 cfm | BNI Process | ROB/NEW | 10 | N/A | 94% | 178.101 | 45 | 25 | 176.0599 | 125.8033 | 0.14 | 0.014 | 0.54903 | 32.1912 | 33.105 | AR - Cycling Refrigerated Air Dryers - 0-25 cfm | 0.2 | 0.0091069 | 0.035714 | 0.35714 | 35.212 | 25.1607 | 5 | 60.3726 | 5 | 55.3726 | 12.0745
AR - Custom Measures - Refrigeration | BNI Refrigeration | RET | 15 | 5 | 91% | 13287.47 | 1898.21 | 797.2482 | 17066.8733 | 6122.5722 | 0.061816 | 0.004121 | 0.42875 | 2.589 | 3.0076 | AR - Custom Measures - Refrigeration | 3 | 5.5784 | 38.6916 | 580.3738 | 51200.6199 | 18367.7165 | 2391.7446 | 69568.3364 | 2391.7446 | 67176.5918 | 29.0869
AR - Custom Measures - Pool | BNI Other | RET | 10 | 3.3333 | 94% | 1753.71 | 279.3954 | 350.742 | 1733.612 | 781.086 | 0.19948 | 0.019948 | 1.2406 | 1.5519 | 2.8953 | AR - Custom Measures - Pool | 0.5 | 0.14136 | 0.87916 | 8.7916 | 866.806 | 390.543 | 175.371 | 1257.349 | 175.371 | 1081.978 | 7.1697
AR - Custom Measures - Other | BNI Other | RET | 15 | 5 | 94% | 4357.24 | 694.1813 | 4357.24 | 5840.8824 | 2312.8583 | 0.99738 | 0.066492 | 6.2031 | 12.2047 | 18.9214 | AR - Custom Measures - Other | 1 | 0.70243 | 4.3687 | 65.5303 | 5840.8824 | 2312.8583 | 4357.24 | 8153.7407 | 4357.24 | 3796.5007 | 1.8713
AR - Custom Measures - Motors | BNI Process | RET | 15 | 5 | 91% | 47455.89 | 3718.8602 | 3796.4712 | 61584.3895 | 11994.9795 | 0.082421 | 0.0054947 | 1.0421 | 2.5048 | 3.0756 | AR - Custom Measures - Motors | 5 | 18.2147 | 230.3102 | 3454.6524 | 307921.9474 | 59974.8973 | 18982.356 | 367896.8447 | 18982.356 | 348914.4887 | 19.381
AR - Custom Measures - IT and Datacenter | BNI Other | RET | 5 | 1.6667 | 94% | 1000 | 159.3167 | 160 | 550.2811 | 293.7354 | 0.15958 | 0.031916 | 0.9925 | 1.8206 | 2.8953 | AR - Custom Measures - IT and Datacenter | 0.5 | 0.080605 | 0.50131 | 2.5066 | 275.1406 | 146.8677 | 80 | 422.0083 | 80 | 342.0083 | 5.2751
AR - Custom Measures - HVAC | BNI HVAC | RET | 18 | 6 | 94% | 36374.89 | 8817.8566 | 5092.4846 | 63912.8308 | 31751.0458 | 0.13963 | 0.0077574 | 0.57074 | 1.901 | 2.8155 | AR - Custom Measures - HVAC | 5 | 44.6131 | 182.3523 | 3282.3405 | 319564.1539 | 158755.229 | 25462.423 | 478319.3829 | 25462.423 | 452856.9599 | 18.7853
AR - Custom Measures - DHW | BNI Domestic Hot Water (DHW) | RET | 10 | 3.3333 | 94% | 13614.61 | 1701.8263 | 680.7305 | 13707.3757 | 4757.676 | 0.049869 | 0.0049869 | 0.3953 | 2.5897 | 2.9295 | AR - Custom Measures - DHW | 1 | 1.722 | 13.6504 | 136.5038 | 13707.3757 | 4757.676 | 680.7305 | 18465.0517 | 680.7305 | 17784.3212 | 27.1253
AR - Custom Measures - Compressed Air | BNI Process | RET | 10 | 3.3333 | 94% | 1206.37 | 192.1949 | 193.0192 | 1192.5447 | 537.3059 | 0.15958 | 0.015958 | 0.9925 | 1.8206 | 2.8953 | AR - Custom Measures - Compressed Air | 3 | 0.58344 | 3.6286 | 36.2862 | 3577.634 | 1611.9177 | 579.0576 | 5189.5517 | 579.0576 | 4610.4941 | 8.9621
AR - Custom Measures - Commercial Kitchen | BNI Cooking and Laundry | RET | 12 | 4 | 94% | 15493.07 | 2685.4655 | 1704.2377 | 17758.8526 | 8136.5373 | 0.10971 | 0.0091426 | 0.62716 | 2.1462 | 2.8815 | AR - Custom Measures - Commercial Kitchen | 5 | 13.5869 | 77.6689 | 932.0263 | 88794.2628 | 40682.6864 | 8521.1885 | 129476.9492 | 8521.1885 | 120955.7607 | 15.1947
AR - Custom Measures - Agriculture | BNI Process | RET | 15 | 5 | 91% | 21166.53 | 5168.5713 | 2328.3183 | 27468.1989 | 16670.9429 | 0.11333 | 0.0075552 | 0.45986 | 2.1649 | 2.9066 | AR - Custom Measures - Agriculture | 5 | 25.3153 | 102.7242 | 1540.8626 | 137340.9947 | 83354.7147 | 11641.5915 | 220695.7094 | 11641.5915 | 209054.1179 | 18.9575
AR - Cooler Night Covers for Display Cases | BNI Refrigeration | RET | 4 | 1.3333 | 94% | 1103.559 | 378 | 84 | 492.1183 | 595.5131 | 0.075918 | 0.018979 | 0.21961 | 3.1717 | 3.6529 | AR - Cooler Night Covers for Display Cases | 0.2 | 0.076498 | 0.22129 | 0.88517 | 98.4237 | 119.1026 | 16.8 | 217.5263 | 16.8 | 200.7263 | 12.948
AR - Commercial Washing Machine - CEE Tier 3 | BNI Cooking and Laundry | ROB/NEW | 11 | N/A | 94% | 1062.664 | 694 | 450 | 1136.8237 | 2021.7554 | 0.42235 | 0.038396 | 0.6408 | -0.61577 | 1.4724 | AR - Commercial Washing Machine - CEE Tier 3 | 10 | 7.0225 | 10.6546 | 117.2001 | 11368.2365 | 20217.5543 | 4500 | 31585.7908 | 4500 | 27085.7908 | 7.0191
AR - Commercial Washing Machine - CEE Tier 2 | BNI Cooking and Laundry | ROB/NEW | 11 | N/A | 94% | 1068.889 | 499.2064 | 350 | 1143.4831 | 1454.2842 | 0.32658 | 0.02969 | 0.69288 | -0.23416 | 1.4732 | AR - Commercial Washing Machine - CEE Tier 2 | 10 | 5.0514 | 10.717 | 117.8867 | 11434.8307 | 14542.8422 | 3500 | 25977.673 | 3500 | 22477.673 | 7.4222
AR - Commercial Washing Machine - CEE Tier 1 | BNI Cooking and Laundry | ROB/NEW | 11 | N/A | 94% | 1102.3405 | 833 | 300 | 1179.269 | 2426.6892 | 0.27144 | 0.024676 | 0.35592 | -0.22855 | 1.1356 | AR - Commercial Washing Machine - CEE Tier 1 | 10 | 8.429 | 11.0524 | 121.576 | 11792.6904 | 24266.8915 | 3000 | 36059.5819 | 3000 | 33059.5819 | 12.0199
AR - Commercial Clothes Dryer - Heat Pump | BNI Cooking and Laundry | RET | 12 | 4 | 94% | 1956.2255 | 506.1771 | 650 | 2242.3135 | 1533.6368 | 0.3314 | 0.027617 | 1.2691 | 8.1698 | 10.3284 | AR - Commercial Clothes Dryer - Heat Pump | 10 | 5.1219 | 19.6136 | 235.3638 | 22423.1351 | 15336.3677 | 6500 | 37759.5029 | 6500 | 31259.5029 | 5.8092
AR - Booster Pump | BNI Other | ROB/NEW | 15 | N/A | 94% | 13017.2 | 1744.47 | 4510 | 17449.5631 | 5812.1876 | 0.34556 | 0.023037 | 2.555 | -2.0598 | 0.28755 | AR - Booster Pump | 3 | 5.2956 | 39.1542 | 587.3129 | 52348.6892 | 17436.5627 | 13530 | 69785.2519 | 13530 | 56255.2519 | 5.1578
AR - Air-Entraining Air Nozzle | BNI Process | ROB/NEW | 15 | N/A | 94% | 663.936 | 168 | 100 | 890.0065 | 559.7388 | 0.15022 | 0.010015 | 0.58825 | 0.34061 | 1.3209 | AR - Air-Entraining Air Nozzle | 0.2 | 0.033999 | 0.13314 | 1.997 | 178.0013 | 111.9478 | 20 | 289.9491 | 20 | 269.9491 | 14.4975
AR - Agriculture Heat Pad - Single | BNI Process | ROB/NEW | 10 | N/A | 91% | 655.5 | 95 | 60 | 627.3073 | 257.1087 | 0.094303 | 0.0094303 | 0.64474 | 1.517 | 2.1552 | AR - Agriculture Heat Pad - Single | 0.1 | 0.0093061 | 0.063625 | 0.63625 | 62.7307 | 25.7109 | 6 | 88.4416 | 6 | 82.4416 | 14.7403
AR - Agriculture Heat Pad - Double | BNI Process | ROB/NEW | 10 | N/A | 91% | 1311 | 190 | 120 | 1254.6147 | 514.2174 | 0.094303 | 0.0094303 | 0.64474 | 1.254 | 1.8922 | AR - Agriculture Heat Pad - Double | 0.1 | 0.018612 | 0.12725 | 1.2725 | 125.4615 | 51.4217 | 12 | 176.8832 | 12 | 164.8832 | 14.7403
Custom | [15 empty] | Custom
Measure Name | Technology Type | Decision Type | Measure Life | Remaining Useful Life (RUL) | Net-To-Gross Ratio | Per Unit Gross Annual Energy Savings per Unit at Meter (kWh) | Per Unit Gross Peak Demand Savings per Unit at Meter (Watts) | Per Unit Incentive ($) | Per Unit Present Value Electric Energy PAC Avoided Cost Benefits ($) | Per Unit Present Value Electric Coin. Demand PAC Avoided Cost Benefits ($) | First-Year Unit Cost / kWh at Generator ($/kWh) | Lifetime Unit Cost / kWh at Generator ($/kWh) | Unit Cost / Watt at Generator ($/W) | Customer Simple Payback with Incentives (years) | Customer Simple Payback without Incentives (years) | Measure Name | Participation (Units) | Total Peak Demand Savings (kW) | Total First Year Energy Savings (MWh) | Total Lifetime Energy Savings (MWh) | Present Value Electric Energy PAC Avoided Cost Benefits ($) | Present Value Electric Coin. Demand PAC Avoided Cost Benefits ($) | Total Incentive ($) | PAC Benefits ($) | PAC Costs ($) | PAC Net Benefits ($) | PAC Ratio
Custom - Pay for Performance | BNI Other | RET | 11.1983 | 3.7328 | 92% | 1000000 | 206650 | 170000 | 1052922.8238 | 586893.1422 | 0.17419 | 0.015555 | 0.84055 | 0.74488 | 1.8238 | Custom - Pay for Performance | 1 | 202.2478 | 975.9513 | 10929.0329 | 1052922.8238 | 586893.1422 | 170000 | 1639815.966 | 170000 | 1469815.966 | 9.646
Custom - New Construction | BNI Other | RET | 19.005 | 6.335 | 82% | 1000000 | 184933.9877 | 170000 | 1334470.7345 | 588633.2882 | 0.19543 | 0.010283 | 1.0538 | 1.8947 | 3.1285 | Custom - New Construction | 11.1 | 1790.6642 | 9655.5528 | 183503.7818 | 14812625.1528 | 6533829.4986 | 1887000 | 21346454.6515 | 1887000 | 19459454.6515 | 11.3124
Custom - Industrial Retrofit | BNI Other | RET | 9.094 | 3.0313 | 92% | 1000000 | 100789.044 | 170000 | 887782.868 | 260012.5627 | 0.17419 | 0.019154 | 1.7234 | 1.8251 | 3.0136 | Custom - Industrial Retrofit | 8 | 789.1358 | 7807.6103 | 71002.4081 | 7102262.9443 | 2080100.5017 | 1360000 | 9182363.446 | 1360000 | 7822363.446 | 6.7517
Custom - Commercial Retrofit | BNI Other | RET | 9.094 | 3.0313 | 92% | 1000000 | 102440 | 170000 | 887782.868 | 264271.6497 | 0.17419 | 0.019154 | 1.6956 | 1.8222 | 3.0089 | Custom - Commercial Retrofit | 3.5 | 350.9022 | 3415.8295 | 31063.5535 | 3107240.0381 | 924950.7739 | 595000 | 4032190.812 | 595000 | 3437190.812 | 6.7768
Custom - Building Optimization | BNI Other | RET | 1.756 | 0.58533 | 91% | 1000000 | 46070.9558 | 130000 | 194539.8303 | 33790.3159 | 0.13467 | 0.07669 | 2.9148 | 0.20927 | 1.1791 | Custom - Building Optimization | 3 | 133.7983 | 2896.0294 | 5085.4276 | 583619.491 | 101370.9478 | 390000 | 684990.4388 | 390000 | 294990.4388 | 1.7564
Equity Deserving - Retrofits | BNI Other | RET | 9.094 | 3.0313 | 92% | 1000000 | 100789.044 | 200000 | 887782.868 | 260012.5627 | 0.20493 | 0.022534 | 2.0275 | 1.6154 | 3.0136 | Equity Deserving - Retrofits | 3 | 295.9259 | 2927.8539 | 26625.903 | 2663348.6041 | 780037.6881 | 600000 | 3443386.2922 | 600000 | 2843386.2922 | 5.739
Efficient Products Installation | [15 empty] | Efficient Products Installation
Measure Name | Technology Type | Decision Type | Measure Life | Remaining Useful Life (RUL) | Net-To-Gross Ratio | Per Unit Gross Annual Energy Savings per Unit at Meter (kWh) | Per Unit Gross Peak Demand Savings per Unit at Meter (Watts) | Per Unit Incentive ($) | Per Unit Present Value Electric Energy PAC Avoided Cost Benefits ($) | Per Unit Present Value Electric Coin. Demand PAC Avoided Cost Benefits ($) | First-Year Unit Cost / kWh at Generator ($/kWh) | Lifetime Unit Cost / kWh at Generator ($/kWh) | Unit Cost / Watt at Generator ($/W) | Customer Simple Payback with Incentives (years) | Customer Simple Payback without Incentives (years) | Measure Name | Participation (Units) | Total Peak Demand Savings (kW) | Total First Year Energy Savings (MWh) | Total Lifetime Energy Savings (MWh) | Present Value Electric Energy PAC Avoided Cost Benefits ($) | Present Value Electric Coin. Demand PAC Avoided Cost Benefits ($) | Total Incentive ($) | PAC Benefits ($) | PAC Costs ($) | PAC Net Benefits ($) | PAC Ratio
Window Film Kits | Res Other | RET | 1 | 0.33333 | 98% | 128.923 | 36.5003 | 9.9979 | 16.349 | 18.3305 | 0.072299 | 0.072299 | 0.2439 | 0 | 0.37899 | Window Film Kits | 4710.4267 | 193.0883 | 651.3856 | 651.3856 | 77010.5782 | 86344.4951 | 47094.3476 | 163355.0732 | 47094.3476 | 116260.7256 | 3.4687
Thermostatic Shower Valve - 2.5 GPM | Res DHW | RET | 10 | 3.3333 | 99% | 110.4967 | 17.9107 | 55.4139 | 120.333 | 56.1399 | 0.46282 | 0.046282 | 2.7271 | 0 | 2.0169 | Thermostatic Shower Valve - 2.5 GPM | 533.3139 | 10.8369 | 63.8541 | 638.5413 | 64175.277 | 29940.1883 | 29552.9951 | 94115.4653 | 29552.9951 | 64562.4702 | 3.1846
Switch and Plug Insulators | Res Other | RET | 15 | 5 | 98% | 17.0587 | 4.8408 | 9.0319 | 25.1126 | 17.9006 | 0.49361 | 0.032907 | 1.6613 | 0 | 2.5875 | Switch and Plug Insulators | 3939.7028 | 21.4182 | 72.0871 | 1081.306 | 98936.3218 | 70522.8672 | 35582.8144 | 169459.189 | 35582.8144 | 133876.3745 | 4.7624
Solar Security Fixture | Res Lighting | RET | 2.5 | 0.83333 | 97% | 92.6 | 15 | 216.2227 | 28.522 | 17.7482 | 2.1994 | 0.87975 | 12.9678 | 0 | 11.5335 | Solar Security Fixture | 918.4083 | 15.3134 | 90.2901 | 225.7252 | 26194.842 | 16300.0789 | 198580.7065 | 42494.9209 | 198580.7065 | -156085.7857 | 0.21399
Smart thermostats for mini-split heat pumps | Res HVAC | RET | 10 | 3.3333 | 100% | 479 | 0 | 254.6303 | 600.0012 | 0 | 0.48568 | 0.048568 | N/A | 0 | 2.5482 | Smart thermostats for mini-split heat pumps | 3625 | 0 | 1900.4878 | 19004.8784 | 2175004.3582 | 0 | 923034.6998 | 2175004.3582 | 923034.6998 | 1251969.6585 | 2.3564
Smart thermostats for in-floor heat | Res HVAC | RET | 10 | 3.3333 | 100% | 312 | 0 | 382.2124 | 390.815 | 0 | 1.1193 | 0.11193 | N/A | 0 | 5.8724 | Smart thermostats for in-floor heat | 642.6931 | 0 | 219.4723 | 2194.7235 | 251174.0977 | 0 | 245645.2697 | 251174.0977 | 245645.2697 | 5528.828 | 1.0225
Smart thermostats for electric baseboards | Res HVAC | RET | 10 | 3.3333 | 100% | 265 | 0 | 185.0484 | 331.9422 | 0 | 0.638 | 0.0638 | N/A | 0 | 3.3474 | Smart thermostats for electric baseboards | 7612.5 | 0 | 2207.978 | 22079.7805 | 2526910.0738 | 0 | 1408680.6111 | 2526910.0738 | 1408680.6111 | 1118229.4627 | 1.7938
Smart thermostats for electric baseboards - MURB | Res HVAC | RET | 10 | 3.3333 | 100% | 205 | 0 | 185.0946 | 256.7855 | 0 | 0.82493 | 0.082493 | N/A | 0 | 4.3282 | Smart thermostats for electric baseboards - MURB | 2175 | 0 | 488.0167 | 4880.1671 | 558508.426 | 0 | 402580.852 | 558508.426 | 402580.852 | 155927.574 | 1.3873
Pipe Insulation | Res DHW | RET | 13 | 4.3333 | 99% | 12.7 | 2.06 | 3.3825 | 17.004 | 7.2522 | 0.2458 | 0.018908 | 1.4473 | 0 | 1.289 | Pipe Insulation | 3975.4124 | 9.2909 | 54.707 | 711.1906 | 67597.7508 | 28830.3174 | 13446.8655 | 96428.0682 | 13446.8655 | 82981.2027 | 7.171
Outdoor Motion Sensor | Res Lighting | RET | 10 | 3.3333 | 97% | 19.7 | 0 | 108.109 | 21.0349 | 0 | 5.169 | 0.5169 | N/A | 0 | 27.1199 | Outdoor Motion Sensor | 918.4083 | 0 | 19.2086 | 192.0858 | 19318.6594 | 0 | 99288.2395 | 19318.6594 | 99288.2395 | -79969.5801 | 0.19457
Low Flow Showerhead - 1 GPM improvement | Res DHW | RET | 10 | 3.3333 | 99% | 377.216 | 61.1181 | 70.2958 | 410.7954 | 191.5706 | 0.17198 | 0.017198 | 1.0138 | 0 | 0.7581 | Low Flow Showerhead - 1 GPM improvement | 1749.7624 | 121.3271 | 715.1974 | 7151.9744 | 718794.3866 | 335203.015 | 123000.8942 | 1053997.4016 | 123000.8942 | 930996.5073 | 8.569
Low Flow Showerhead - 0.75 GPM improvement | Res DHW | RET | 10 | 3.3333 | 99% | 283.4624 | 45.9663 | 92.2833 | 308.6959 | 144.0782 | 0.30045 | 0.030045 | 1.7696 | 0 | 1.3248 | Low Flow Showerhead - 0.75 GPM improvement | 68.7983 | 3.5878 | 21.1315 | 211.3149 | 21237.7664 | 9912.3384 | 6348.9382 | 31150.1047 | 6348.9382 | 24801.1665 | 4.9063
Low Flow Showerhead - 0.5 GPM improvement | Res DHW | RET | 10 | 3.3333 | 99% | 188.9792 | 30.6055 | 93.5835 | 205.802 | 95.9309 | 0.45701 | 0.045701 | 2.6952 | 0 | 2.0152 | Low Flow Showerhead - 0.5 GPM improvement | 197.213 | 6.8477 | 40.3837 | 403.8373 | 40586.8362 | 18918.8219 | 18455.8846 | 59505.6582 | 18455.8846 | 41049.7736 | 3.2242
Kitchen Aerator | Res DHW | RET | 10 | 3.3333 | 99% | 109.15 | 17.6664 | 32.6864 | 118.8665 | 55.3741 | 0.27637 | 0.027637 | 1.6308 | 0 | 1.2135 | Kitchen Aerator | 839.3678 | 16.8232 | 99.2734 | 992.734 | 99772.6783 | 46479.2599 | 27435.9521 | 146251.9381 | 27435.9521 | 118815.9861 | 5.3307
Indoor Motion Sensor | Res Lighting | RET | 10 | 3.3333 | 97% | 9.22 | 0 | 69.4417 | 9.8448 | 0 | 7.0941 | 0.70941 | N/A | 0 | 37.2205 | Indoor Motion Sensor | 918.4083 | 0 | 8.99 | 89.9001 | 9041.5249 | 0 | 63775.8342 | 9041.5249 | 63775.8342 | -54734.3093 | 0.14177
Humidity Sensor | Res HVAC | RET | 9.5 | 3.1667 | 104% | 143 | 14.3 | 140.7523 | 177.9685 | 45.8927 | 0.8647 | 0.091021 | 8.2587 | 0 | 4.5354 | Humidity Sensor | 4959.4049 | 84.5225 | 807.2732 | 7669.095 | 882617.6556 | 227600.5809 | 698047.4763 | 1110218.2365 | 698047.4763 | 412170.7603 | 1.5905
Hot Water Tank Wrap | Res DHW | RET | 7 | 2.3333 | 99% | 134.2832 | 9.3475 | 43.6483 | 107.7676 | 24.0387 | 0.29998 | 0.042854 | 4.1159 | 0 | 1.5735 | Hot Water Tank Wrap | 1275.7035 | 13.5286 | 185.6214 | 1299.3501 | 137479.5032 | 30666.2397 | 55682.2878 | 168145.7429 | 55682.2878 | 112463.4551 | 3.0197
Bathroom Aerator | Res DHW | RET | 10 | 3.3333 | 99% | 108.9298 | 17.6312 | 33.3672 | 118.6267 | 55.2637 | 0.28269 | 0.028269 | 1.6681 | 0 | 1.2409 | Bathroom Aerator | 997.258 | 19.9479 | 117.7094 | 1177.094 | 118301.3942 | 55112.1678 | 33275.7499 | 173413.562 | 33275.7499 | 140137.812 | 5.2114
Advanced Learning Thermostat - Electric | Res HVAC | RET | 10 | 3.3333 | 100% | 1683.0769 | 0 | 507.0892 | 2108.2425 | 0 | 0.27527 | 0.027527 | N/A | 0 | 1.4443 | Advanced Learning Thermostat - Electric | 157.0142 | 0 | 289.2441 | 2892.4411 | 331024.0631 | 0 | 79620.2242 | 331024.0631 | 79620.2242 | 251403.8389 | 4.1575
Home Energy Assessment | [15 empty] | Home Energy Assessment
Measure Name | Technology Type | Decision Type | Measure Life | Remaining Useful Life (RUL) | Net-To-Gross Ratio | Per Unit Gross Annual Energy Savings per Unit at Meter (kWh) | Per Unit Gross Peak Demand Savings per Unit at Meter (Watts) | Per Unit Incentive ($) | Per Unit Present Value Electric Energy PAC Avoided Cost Benefits ($) | Per Unit Present Value Electric Coin. Demand PAC Avoided Cost Benefits ($) | First-Year Unit Cost / kWh at Generator ($/kWh) | Lifetime Unit Cost / kWh at Generator ($/kWh) | Unit Cost / Watt at Generator ($/W) | Customer Simple Payback with Incentives (years) | Customer Simple Payback without Incentives (years) | Measure Name | Participation (Units) | Total Peak Demand Savings (kW) | Total First Year Energy Savings (MWh) | Total Lifetime Energy Savings (MWh) | Present Value Electric Energy PAC Avoided Cost Benefits ($) | Present Value Electric Coin. Demand PAC Avoided Cost Benefits ($) | Total Incentive ($) | PAC Benefits ($) | PAC Costs ($) | PAC Net Benefits ($) | PAC Ratio
Wood Stove | Res HVAC | RET | 18 | 6 | 84% | 1065.4151 | 603.8081 | 1000 | 1714.2415 | 2069.4556 | 1.0207 | 0.056707 | 1.7195 | 28.1981 | 33.5612 | Wood Stove | 11.04 | 6.4204 | 10.8159 | 194.6861 | 18925.2263 | 22846.7894 | 11040 | 41772.0157 | 11040 | 30732.0157 | 3.7837
Pellet Stove | Res HVAC | RET | 18 | 6 | 84% | 1319.09 | 747 | 1000 | 2122.4018 | 2560.2228 | 0.82442 | 0.045801 | 1.3899 | 28.1637 | 32.4929 | Pellet Stove | 0.8 | 0.57558 | 0.97037 | 17.4667 | 1697.9214 | 2048.1782 | 800 | 3746.0996 | 800 | 2946.0996 | 4.6826
Heat Pump Water Heater with heat pump baseline | Res DHW | RET | 15 | 5 | 84% | 1280 | 207 | 800 | 1605.9354 | 656.4605 | 0.67968 | 0.045312 | 4.0126 | 14.6241 | 18.1837 | Heat Pump Water Heater with heat pump baseline | 16 | 3.1899 | 18.8323 | 282.4852 | 25694.9664 | 10503.3683 | 12800 | 36198.3347 | 12800 | 23398.3347 | 2.828
Heat Pump Water Heater with electric resistance baseline | Res DHW | RET | 15 | 5 | 84% | 1179 | 191 | 800 | 1479.2171 | 605.7196 | 0.73791 | 0.049194 | 4.3488 | 15.8769 | 19.7414 | Heat Pump Water Heater with electric resistance baseline | 16 | 2.9434 | 17.3464 | 260.1954 | 23667.473 | 9691.5137 | 12800 | 33358.9867 | 12800 | 20558.9867 | 2.6062
HEA Heat Pump - Customer Installed | Res HVAC | RET | 18 | 6 | 84% | 912 | 1450.08 | 1200 | 1467.3983 | 4969.9168 | 1.4309 | 0.079495 | 0.85921 | 31.9869 | 39.4807 | HEA Heat Pump - Customer Installed | 880 | 1229.0406 | 737.9927 | 13283.8682 | 1291310.5126 | 4373526.7515 | 1056000 | 5664837.2641 | 1056000 | 4608837.2641 | 5.3644
HEA Building Envelope - Customer Installed | Res HVAC | RET | 20.5 | 6.8333 | 84% | 1033 | 313.8841 | 1500 | 1779.4997 | 1140.55 | 1.5791 | 0.07703 | 4.9617 | 4.6889 | 12.959 | HEA Building Envelope - Customer Installed | 1248 | 377.2901 | 1185.4669 | 24302.0724 | 2220815.5805 | 1423406.3889 | 1872000 | 3644221.9694 | 1872000 | 1772221.9694 | 1.9467
Instant Savings | [15 empty] | Instant Savings
Measure Name | Technology Type | Decision Type | Measure Life | Remaining Useful Life (RUL) | Net-To-Gross Ratio | Per Unit Gross Annual Energy Savings per Unit at Meter (kWh) | Per Unit Gross Peak Demand Savings per Unit at Meter (Watts) | Per Unit Incentive ($) | Per Unit Present Value Electric Energy PAC Avoided Cost Benefits ($) | Per Unit Present Value Electric Coin. Demand PAC Avoided Cost Benefits ($) | First-Year Unit Cost / kWh at Generator ($/kWh) | Lifetime Unit Cost / kWh at Generator ($/kWh) | Unit Cost / Watt at Generator ($/W) | Customer Simple Payback with Incentives (years) | Customer Simple Payback without Incentives (years) | Measure Name | Participation (Units) | Total Peak Demand Savings (kW) | Total First Year Energy Savings (MWh) | Total Lifetime Energy Savings (MWh) | Present Value Electric Energy PAC Avoided Cost Benefits ($) | Present Value Electric Coin. Demand PAC Avoided Cost Benefits ($) | Total Incentive ($) | PAC Benefits ($) | PAC Costs ($) | PAC Net Benefits ($) | PAC Ratio
Solar lighting fixtures | Res Lighting | ROB/NEW | 10 | N/A | 76% | 8.11 | 13.122 | 17.2 | 6.783 | 31.5458 | 2.5503 | 0.25503 | 1.5064 | 110.6192 | 124.0349 | Solar lighting fixtures | 200 | 2.2836 | 1.3489 | 13.4887 | 1356.5981 | 6309.155 | 3440 | 7665.7531 | 3440 | 4225.7531 | 2.2284
Smart thermostats for mini-split heat pumps | Res HVAC | RET | 10 | 3.3333 | 100% | 479 | 0 | 25.8 | 599.8404 | 0 | 0.049224 | 0.0049224 | N/A | 1.859 | 2.118 | Smart thermostats for mini-split heat pumps | 5000 | 0 | 2620.6598 | 26206.598 | 2999201.7572 | 0 | 129000 | 2999201.7572 | 129000 | 2870201.7572 | 23.2496
Smart thermostats for in-floor heat | Res HVAC | RET | 10 | 3.3333 | 100% | 265 | 0 | 25.8 | 331.8532 | 0 | 0.088975 | 0.0088975 | N/A | 6.1195 | 6.5876 | Smart thermostats for in-floor heat | 500 | 0 | 144.9843 | 1449.8431 | 165926.6108 | 0 | 12900 | 165926.6108 | 12900 | 153026.6108 | 12.8625
Smart thermostats for electric baseboards | Res HVAC | RET | 10 | 3.3333 | 100% | 265 | 0 | 25.8 | 331.8532 | 0 | 0.088975 | 0.0088975 | N/A | 3.9156 | 4.3838 | Smart thermostats for electric baseboards | 5000 | 0 | 1449.8431 | 14498.431 | 1659266.1078 | 0 | 129000 | 1659266.1078 | 129000 | 1530266.1078 | 12.8625
Programmable thermostats for electric heat | Res HVAC | ROB/NEW | 10 | N/A | 100% | 164 | 0 | 12.9 | 205.3733 | 0 | 0.071885 | 0.0071885 | N/A | 0.89298 | 1.2712 | Programmable thermostats for electric heat | 500 | 0 | 89.7261 | 897.2614 | 102686.6572 | 0 | 6450 | 102686.6572 | 6450 | 96236.6572 | 15.9204
Outdoor Heavy Duty Timers | Res Other | ROB/NEW | 10 | N/A | 100% | 122 | 0 | 8.6 | 134.8948 | 0 | 0.064422 | 0.0064422 | N/A | 0.48867 | 0.82766 | Outdoor Heavy Duty Timers | 10000 | 0 | 1334.9499 | 13349.4988 | 1348947.5492 | 0 | 86000 | 1348947.5492 | 86000 | 1262947.5492 | 15.6854
Outdoor clotheslines | Res Other | ROB/NEW | 10 | N/A | 65% | 70.6 | 0 | 17.2 | 50.7403 | 0 | 0.34254 | 0.034254 | N/A | 6.613 | 8.4155 | Outdoor clotheslines | 3000 | 0 | 150.6414 | 1506.4143 | 152220.9911 | 0 | 51600 | 152220.9911 | 51600 | 100620.9911 | 2.95
Outdoor clothes dryers | Res Other | ROB/NEW | 10 | N/A | 65% | 70.6 | 0 | 17.2 | 50.7403 | 0 | 0.34254 | 0.034254 | N/A | 15.5552 | 17.3576 | Outdoor clothes dryers | 1000 | 0 | 50.2138 | 502.1381 | 50740.3304 | 0 | 17200 | 50740.3304 | 17200 | 33540.3304 | 2.95
Heat Pump Water Heater | Res DHW | ROB/NEW | 15 | N/A | 100% | 1007 | 163 | 688 | 1503.4125 | 614.4855 | 0.62439 | 0.041626 | 3.6866 | 5.9652 | 9.2506 | Heat Pump Water Heater | 400 | 74.6492 | 440.7523 | 6611.2846 | 601365.0034 | 245794.2054 | 275200 | 847159.2088 | 275200 | 571959.2088 | 3.0783
Energy Star certified ventilating fans | Res HVAC | ROB/NEW | 19 | N/A | 65% | 143 | 14.3 | 17.2 | 182.7172 | 38.8267 | 0.16911 | 0.0089006 | 1.6162 | 0.31439 | 1.2042 | Energy Star certified ventilating fans | 100 | 1.0642 | 10.1708 | 193.2449 | 18271.7152 | 3882.6688 | 1720 | 22154.3841 | 1720 | 20434.3841 | 12.8805
Energy Star certified variable speed pool pumps | Res Other | ROB/NEW | 10 | N/A | 79% | 530 | 0 | 430 | 462.9544 | 0 | 0.93856 | 0.093856 | N/A | 15.9535 | 20.8922 | Energy Star certified variable speed pool pumps | 60 | 0 | 27.489 | 274.8903 | 27777.2626 | 0 | 25800 | 27777.2626 | 25800 | 1977.2626 | 1.0766
Energy Star certified Room Air Purifiers (RAP) | Res HVAC | ROB/NEW | 9 | N/A | 65% | 768 | 131 | 34.4 | 569.2967 | 255.6938 | 0.062977 | 0.0069974 | 0.35286 | 0.90743 | 1.2388 | Energy Star certified Room Air Purifiers (RAP) | 7000 | 682.4331 | 3823.6466 | 34412.8194 | 3985076.7755 | 1789856.5877 | 240800 | 5774933.3631 | 240800 | 5534133.3631 | 23.9823
Energy Star certified room air conditioners | Res HVAC | ROB/NEW | 10 | N/A | 100% | 363.84 | 0 | 17.2 | 455.6282 | 0 | 0.043203 | 0.0043203 | N/A | 1.3223 | 1.5497 | Energy Star certified room air conditioners | 450 | 0 | 179.1546 | 1791.5465 | 205032.6953 | 0 | 7740 | 205032.6953 | 7740 | 197292.6953 | 26.49
Energy Star certified heat pump clothes dryers | Res Other | ROB/NEW | 10 | N/A | 100% | 333.068 | 0 | 129 | 368.2715 | 0 | 0.35396 | 0.035396 | N/A | 14.0102 | 15.8727 | Energy Star certified heat pump clothes dryers | 300 | 0 | 109.335 | 1093.3502 | 110481.4579 | 0 | 38700 | 110481.4579 | 38700 | 71781.4579 | 2.8548
Energy Star certified combination washer/dryer units | Res Other | ROB/NEW | 11 | N/A | 53% | 144 | 19.872 | 215 | 91.0961 | 34.7164 | 2.5745 | 0.23405 | 17.8297 | 14.9663 | 25.0205 | Energy Star certified combination washer/dryer units | 150 | 1.8088 | 12.5266 | 137.7931 | 13664.4108 | 5207.4581 | 32250 | 18871.8689 | 32250 | -13378.1311 | 0.58517
Energy Star certified clothes washers (Tier 3) | Res Other | ROB/NEW | 11 | N/A | 52% | 138 | 19.044 | 64.5 | 85.6532 | 32.6421 | 0.82143 | 0.074676 | 5.6888 | 30.0052 | 33.1776 | Energy Star certified clothes washers (Tier 3) | 3000 | 34.0142 | 235.5639 | 2591.2034 | 256959.6752 | 97926.413 | 193500 | 354886.0881 | 193500 | 161386.0881 | 1.834
Centrally Ducted Heat Pump System | Res HVAC | RET | 18 | 6 | 67% | 1197.8631 | 1153.8942 | 1500 | 1536.6175 | 3149.8055 | 1.7081 | 0.094892 | 1.6946 | 136.4314 | 145.4177 | Centrally Ducted Heat Pump System | 400 | 354.0611 | 351.2749 | 6322.9483 | 614646.9892 | 1259922.2116 | 600000 | 1874569.2009 | 600000 | 1274569.2009 | 3.1243
Electric Thermal Storage (ETS) System - Less than 50 kWh | Res HVAC | ROB/NEW | 18 | N/A | 74% | 0 | 1562.5 | 1000 | 0 | 4710.8001 | N/A | N/A | 0.75539 | 74425.2797 | 96879.999 | Electric Thermal Storage (ETS) System - Less than 50 kWh | 175 | 231.6686 | 0 | 0 | 0 | 824390.0191 | 175000 | 824390.0191 | 175000 | 649390.0191 | 4.7108
Mini-Split Heat Pump | Res HVAC | RET | 18 | 6 | 84% | 912 | 1450.08 | 900 | 1466.756 | 4962.6561 | 1.0737 | 0.059647 | 0.64535 | 34.0264 | 39.6743 | Mini-Split Heat Pump | 2200 | 3068.1126 | 1844.1741 | 33195.135 | 3226863.3022 | 10917843.3879 | 1980000 | 14144706.6902 | 1980000 | 12164706.6902 | 7.1438
Mi'kmaw New Home Construction | [15 empty] | Mi'kmaw New Home Construction
Measure Name | Technology Type | Decision Type | Measure Life | Remaining Useful Life (RUL) | Net-To-Gross Ratio | Per Unit Gross Annual Energy Savings per Unit at Meter (kWh) | Per Unit Gross Peak Demand Savings per Unit at Meter (Watts) | Per Unit Incentive ($) | Per Unit Present Value Electric Energy PAC Avoided Cost Benefits ($) | Per Unit Present Value Electric Coin. Demand PAC Avoided Cost Benefits ($) | First-Year Unit Cost / kWh at Generator ($/kWh) | Lifetime Unit Cost / kWh at Generator ($/kWh) | Unit Cost / Watt at Generator ($/W) | Customer Simple Payback with Incentives (years) | Customer Simple Payback without Incentives (years) | Measure Name | Participation (Units) | Total Peak Demand Savings (kW) | Total First Year Energy Savings (MWh) | Total Lifetime Energy Savings (MWh) | Present Value Electric Energy PAC Avoided Cost Benefits ($) | Present Value Electric Coin. Demand PAC Avoided Cost Benefits ($) | Total Incentive ($) | PAC Benefits ($) | PAC Costs ($) | PAC Net Benefits ($) | PAC Ratio
Tier 1 | Res Other | ROB/NEW | 30.8 | N/A | 100% | 5323 | 1840 | 20000 | 11699.5373 | 9361.2619 | 3.4322 | 0.11144 | 9.4798 | 7.3434 | 25.3185 | Tier 1 | 35 | 73.8411 | 203.9481 | 6281.603 | 409483.8056 | 327644.1672 | 700000 | 737127.9728 | 700000 | 37127.9728 | 1.053
Tier 2 | Res Other | ROB/NEW | 30.8 | N/A | 100% | 3802 | 1310 | 9000 | 8356.4984 | 6664.8115 | 2.1624 | 0.070208 | 5.9918 | 6.3989 | 17.7236 | Tier 2 | 15 | 22.5307 | 62.4308 | 1922.8674 | 125347.4755 | 99972.1721 | 135000 | 225319.6477 | 135000 | 90319.6477 | 1.669
Residential Solar | [15 empty] | Residential Solar
Measure Name | Technology Type | Decision Type | Measure Life | Remaining Useful Life (RUL) | Net-To-Gross Ratio | Per Unit Gross Annual Energy Savings per Unit at Meter (kWh) | Per Unit Gross Peak Demand Savings per Unit at Meter (Watts) | Per Unit Incentive ($) | Per Unit Present Value Electric Energy PAC Avoided Cost Benefits ($) | Per Unit Present Value Electric Coin. Demand PAC Avoided Cost Benefits ($) | First-Year Unit Cost / kWh at Generator ($/kWh) | Lifetime Unit Cost / kWh at Generator ($/kWh) | Unit Cost / Watt at Generator ($/W) | Customer Simple Payback with Incentives (years) | Customer Simple Payback without Incentives (years) | Measure Name | Participation (Units) | Total Peak Demand Savings (kW) | Total First Year Energy Savings (MWh) | Total Lifetime Energy Savings (MWh) | Present Value Electric Energy PAC Avoided Cost Benefits ($) | Present Value Electric Coin. Demand PAC Avoided Cost Benefits ($) | Total Incentive ($) | PAC Benefits ($) | PAC Costs ($) | PAC Net Benefits ($) | PAC Ratio
Solar PV - Residential System (10 kW nominal) | Renewables | ROB/NEW | 30 | N/A | 75% | 10596 | 0 | 10000 | 17269.61 | 0 | 1.15 | 0.04 | N/A | 12.66 | 19.03 | Solar PV - Residential System (10 kW nominal) | 40 | 0 | 347.97 | 10439.23 | 690784.51 | 0 | 400000 | 690784.51 | 400000 | 290784.51 | 1.73
SEM | [15 empty] | SEM
Measure Name | Technology Type | Decision Type | Measure Life | Remaining Useful Life (RUL) | Net-To-Gross Ratio | Per Unit Gross Annual Energy Savings per Unit at Meter (kWh) | Per Unit Gross Peak Demand Savings per Unit at Meter (Watts) | Per Unit Incentive ($) | Per Unit Present Value Electric Energy PAC Avoided Cost Benefits ($) | Per Unit Present Value Electric Coin. Demand PAC Avoided Cost Benefits ($) | First-Year Unit Cost / kWh at Generator ($/kWh) | Lifetime Unit Cost / kWh at Generator ($/kWh) | Unit Cost / Watt at Generator ($/W) | Customer Simple Payback with Incentives (years) | Customer Simple Payback without Incentives (years) | Measure Name | Participation (Units) | Total Peak Demand Savings (kW) | Total First Year Energy Savings (MWh) | Total Lifetime Energy Savings (MWh) | Present Value Electric Energy PAC Avoided Cost Benefits ($) | Present Value Electric Coin. Demand PAC Avoided Cost Benefits ($) | Total Incentive ($) | PAC Benefits ($) | PAC Costs ($) | PAC Net Benefits ($) | PAC Ratio
Custom - Strategic Energy Management | BNI Other | RET | 5.81 | 1.9367 | 100% | 1000000 | 120258.2607 | 60000 | 650969.9587 | 250590.0526 | 0.057296 | 0.0098616 | 0.47725 | 0.63693 | 1.0434 | Custom - Strategic Energy Management | 3 | 377.1621 | 3141.5915 | 18252.6468 | 1952909.8762 | 751770.1577 | 180000 | 2704680.0339 | 180000 | 2524680.0339 | 15.026
Small Business Energy Solutions | [15 empty] | Small Business Energy Solutions
Measure Name | Technology Type | Decision Type | Measure Life | Remaining Useful Life (RUL) | Net-To-Gross Ratio | Per Unit Gross Annual Energy Savings per Unit at Meter (kWh) | Per Unit Gross Peak Demand Savings per Unit at Meter (Watts) | Per Unit Incentive ($) | Per Unit Present Value Electric Energy PAC Avoided Cost Benefits ($) | Per Unit Present Value Electric Coin. Demand PAC Avoided Cost Benefits ($) | First-Year Unit Cost / kWh at Generator ($/kWh) | Lifetime Unit Cost / kWh at Generator ($/kWh) | Unit Cost / Watt at Generator ($/W) | Customer Simple Payback with Incentives (years) | Customer Simple Payback without Incentives (years) | Measure Name | Participation (Units) | Total Peak Demand Savings (kW) | Total First Year Energy Savings (MWh) | Total Lifetime Energy Savings (MWh) | Present Value Electric Energy PAC Avoided Cost Benefits ($) | Present Value Electric Coin. Demand PAC Avoided Cost Benefits ($) | Total Incentive ($) | PAC Benefits ($) | PAC Costs ($) | PAC Net Benefits ($) | PAC Ratio
SBES - Refrigeration | BNI Refrigeration | RET | 14.0942 | 4.6981 | 80% | 4449.1375 | 642.4707 | 3798.1765 | 4831.583 | 1804.7176 | 0.99675 | 0.070721 | 6.763 | 25.651 | 32.4155 | SBES - Refrigeration | 25 | 14.0402 | 95.2641 | 1342.6684 | 120789.5741 | 45117.9404 | 94954.4131 | 165907.5145 | 94954.4131 | 70953.1013 | 1.7472
SBES - Motors | BNI Process | RET | 15 | 5 | 80% | 21908.5467 | 2394.0219 | 10115.3731 | 25087.3312 | 6890.5591 | 0.53908 | 0.035939 | 4.8336 | 0.9175 | 4.5875 | SBES - Motors | 1 | 2.0927 | 18.7641 | 281.461 | 25087.3312 | 6890.5591 | 10115.3731 | 31977.8903 | 10115.3731 | 21862.5172 | 3.1613
SBES - Lighting - Controls | BNI Lighting | RET | 10 | 3.3333 | 80% | 3674.5702 | 719.3346 | 2477.1 | 3130.9446 | 1737.2441 | 0.78709 | 0.078709 | 3.9394 | 14.267 | 19.5844 | SBES - Lighting - Controls | 10 | 6.288 | 31.4717 | 314.7168 | 31309.4461 | 17372.4407 | 24771.0002 | 48681.8868 | 24771.0002 | 23910.8867 | 1.9653
SBES - HVAC | BNI HVAC | RET | 18.2445 | 6.0815 | 85% | 23822.0725 | 6586.9976 | 12986.5123 | 38237.4505 | 21904.641 | 0.59906 | 0.032835 | 2.1227 | 4.8949 | 8.9133 | SBES - HVAC | 100 | 611.7812 | 2167.8131 | 39550.5621 | 3823745.054 | 2190464.1009 | 1298651.2264 | 6014209.1549 | 1298651.2264 | 4715557.9285 | 4.6311
SBES - DHW | BNI Domestic Hot Water (DHW) | RET | 15 | 5 | 80% | 11274.9587 | 2631.4234 | 6144.572 | 13158.0046 | 7573.8567 | 0.6363 | 0.04242 | 2.6713 | 4.5456 | 8.8301 | SBES - DHW | 7 | 16.1016 | 67.5968 | 1013.9525 | 92106.032 | 53016.9966 | 43012.0037 | 145123.0286 | 43012.0037 | 102111.0249 | 3.374
SBES - Commercial Kitchen | BNI Cooking and Laundry | RET | 12 | 4 | 80% | 4722.2707 | 983.8147 | 2833.6678 | 4623.8338 | 2575.0375 | 0.70062 | 0.058385 | 3.295 | 2.56 | 7.288 | SBES - Commercial Kitchen | 5 | 4.2999 | 20.2225 | 242.6697 | 23119.1689 | 12875.1877 | 14168.3388 | 35994.3566 | 14168.3388 | 21826.0178 | 2.5405
SBES - Agriculture | BNI Process | RET | 14.9251 | 4.975 | 80% | 23562.1624 | 5498.4888 | 17324.2769 | 26887.5073 | 15794.4699 | 0.85847 | 0.057519 | 3.6044 | 2.3355 | 8.1159 | SBES - Agriculture | 10 | 48.0643 | 201.8034 | 3011.9309 | 268875.0727 | 157944.6991 | 173242.7685 | 426819.7718 | 173242.7685 | 253577.0033 | 2.4637
SBES - Smart thermostats for mini-split heat pumps | BNI HVAC | RET | 9 | 3 | 100% | 564 | 0 | 261.7125 | 630.0804 | 0 | 0.43343 | 0.048159 | N/A | 0 | 2.9798 | SBES - Smart thermostats for mini-split heat pumps | 75 | 0 | 45.286 | 407.5738 | 47256.0331 | 0 | 19628.4384 | 47256.0331 | 19628.4384 | 27627.5947 | 2.4075
SBES - Packaged Terminal Heat Pump | BNI HVAC | RET | 15 | 5 | 100% | 3128.8716 | 223.2065 | 3219.1873 | 5252.172 | 803.0511 | 0.96103 | 0.064068 | 13.1993 | 0 | 6.5647 | SBES - Packaged Terminal Heat Pump | 10 | 2.4389 | 33.4974 | 502.461 | 52521.7199 | 8030.5108 | 32191.8733 | 60552.2308 | 32191.8733 | 28360.3574 | 1.881
SBES - Ductless Mini-Split Heat Pump | BNI HVAC | RET | 18 | 6 | 100% | 912 | 1450.08 | 7895.5907 | 1711.0596 | 5638.2874 | 8.0866 | 0.44926 | 4.9831 | 0 | 48.6314 | SBES - Ductless Mini-Split Heat Pump | 120 | 190.1354 | 117.1654 | 2108.9775 | 205327.1493 | 676594.4914 | 947470.881 | 881921.6407 | 947470.881 | -65549.2404 | 0.93082

## PAC Review
Affordable Multifamily Housing
Measure Name | PAC 2027-2031 | PAC 2027 | PAC 2028 | PAC 2029 | PAC 2030 | PAC 2031 | PAC Justification
Lighting project | 1.0636 | 0.97678 | 1.1242 | N/A | N/A | N/A | This measure is an important part of our energy affordability package that attracts building owners to commit to rental cost caps. This measure will be sunset after 2028 based on the coming lighting baseline changes. The Affordable Multifamily Housing program component as a whole passes PAC despite this measure showing lower results in 2027.
Affordable Single-family Homes
Measure Name | PAC 2027-2031 | PAC 2027 | PAC 2028 | PAC 2029 | PAC 2030 | PAC 2031 | PAC Justification
HW Heat Pump - E1 Installed | 1.1007 | 1.2182 | 1.1283 | 1.1046 | 1.0329 | 0.9706 | This measure passes PAC in all years but 2031. E1 is expecting stable savings throughout the Plan but a gradual increase in equipment and labour costs over time for this turnkey service. This measure is a key component of our energy affordability and equity package for homeowners on lower incomes.
HW Building Envelope - E1 Installed | 0.97984 | 1.002 | 0.98354 | 0.99164 | 0.96941 | 0.94115 | This measure passes PAC in 2027 and is on the cusp of passing from 2028-2031. PAC results gradually decline over this period due to likely cost escalations for this turnkey service. This measure is a key component of our energy affordability and equity package for homeowners on lower incomes.
HW - Heat Pump Cleanings | 0.24554 | 0.2506 | 0.22682 | 0.26466 | 0.24629 | 0.23926 | This measure has been included to support past program participants with equipment maintenance and help protect E1 investments in heat pumps made through the Affordable Single-family program component. This measure is an important addition to our energy affordability and equity package for homeowners on lower incomes.
MHEEP - Heat Pump Cleanings | 0.24554 | 0.2506 | 0.22682 | 0.26466 | 0.24629 | 0.23926 | This measure has been included to support past program participants with equipment maintenance and help protect E1 investments in heat pumps made through the Mi'kmaw Home Energy Efficiency Project program component. This measure is an important addition to our energy affordability and equity package for Mi'kmaw communities.
Business Energy Rebates
Measure Name | PAC 2027-2031 | PAC 2027 | PAC 2028 | PAC 2029 | PAC 2030 | PAC 2031 | PAC Justification
IR - Griddle - Electric | 0.61828 | 0.53127 | 0.59242 | 0.63952 | 0.67074 | 0.6821 | This measure shows improving PAC results over the Plan. In fact, the application rebates variation is on the cusp of passing PAC in 2027 and 2028, and passes from 2029-2031. With BNI lighting being sunset after 2028 due to a baseline change, we need to focus on growing other measure categories. Commercial kitchens are one area where we think there is growth potential, but we need a variety of measures to entice customers and contractors. Griddles are standard kitchen equipment and a key part to any offering for businesses in this area. The Business Energy Rebates program component as a whole passes PAC.
AR - Griddle - Electric | 0.96863 | 0.83232 | 0.92812 | 1.0019 | 1.0508 | 1.0686 | This measure shows improving PAC results over the Plan, and passes from 2029-2031. With BNI lighting being sunset after 2028 due to a baseline change, we need to focus on growing other measure categories. Commercial kitchens are one area where we think there is growth potential, but we need a variety of measures to entice customers and contractors. Griddles are standard kitchen equipment and a key part to any offering for businesses in this area. The Business Energy Rebates program component as a whole passes PAC.
AR - Outdoor - Flood and Spot Luminaires >= 50,000 lm | 1.1853 | 0.95843 | 1.3152 | 1.5439 | N/A | N/A | This measure is on the cusp of passing PAC in 2027 and easily passes the following years that it is offered. BNI lamps will undergo a baseline change in 2029 at which time this measure will be removed. In the meantime, this measure allows distribution partners to offer customers a wider range of lighting solutions that cover more niche applications. It is important to maintain measure diversity. Its inclusion in the Plan is consistent with prior Board approvals. The Business Energy Rebates program component as a whole passes PAC.
Custom
Measure Name | PAC 2027-2031 | PAC 2027 | PAC 2028 | PAC 2029 | PAC 2030 | PAC 2031 | PAC Justification
Custom - Building Optimization | 1.1282 | 0.25147 | 0.72141 | 1.1118 | 1.615 | 1.7564 | This measure shows significantly better PAC results each year of the Plan. Although it does not pass in 2027 and 2028, it easily passes PAC from 2029-2031. This is an important measure within the Custom program as it focuses on helping fine tune building system controls to better match current operational needs to generate low and no-cost improvements. Its inclusion in the Plan is consistent with prior Board approvals.
Efficient Products Installation
Measure Name | PAC 2027-2031 | PAC 2027 | PAC 2028 | PAC 2029 | PAC 2030 | PAC 2031 | PAC Justification
Solar Security Fixture | 0.17238 | 0.10424 | 0.14369 | 0.18665 | 0.20923 | 0.21399 | This is a complimentary measure in Efficient Product Installation that allows installers to do more during home appointments, which are offered to customers at no-cost. Offering such measures is important to maintaining delivery costs and keeping contractors engaged in delivering the service, which contributes to our energy affordability and equity package and directly serves renters. The Efficient Product Installation program component as a whole passes PAC despite some measures showing lower results.
Smart thermostats for in-floor heat | 0.90131 | 0.71927 | 0.8225 | 0.92254 | 0.99352 | 1.0225 | PAC results show improving cost effectiveness over time, with this measure passing PAC in the final year of the Plan. This is a complimentary measure in Efficient Product Installation that allows installers to do more during home appointments, which are offered to customers at no-cost. Offering such measures is important to maintaining delivery costs and keeping contractors engaged in delivering the service, which contributes to our energy affordability and equity package and directly serves renters. The Efficient Product Installation program component as a whole passes PAC despite some measures showing lower results.
Smart thermostats for electric baseboards - MURB | 1.2126 | 0.9759 | 1.116 | 1.2517 | 1.348 | 1.3873 | This measure is on the cusp of passing PAC in 2027 and passes in subsequent years. It is expected to drive much of the savings in this program component for multi-unit residential buildings. Offering this measure throughout the Plan is important to maintaining delivery costs and keeping contractors engaged in delivering the service, which contributes to our energy affordability and equity package and directly serves renters. The Efficient Product Installation program component as a whole passes PAC despite some measures showing lower results.
Outdoor Motion Sensor | 0.17519 | 0.13836 | 0.16667 | 0.18108 | 0.19331 | 0.19457 | This is a complimentary measure in Efficient Product Installation that allows installers to do more during home appointments, which are offered to customers at no-cost. Offering such measures is important to maintaining delivery costs and keeping contractors engaged in delivering the service, which contributes to our energy affordability and equity package and directly serves renters. The Efficient Product Installation program component as a whole passes PAC despite some measures showing lower results.
Indoor Motion Sensor | 0.12765 | 0.10081 | 0.12144 | 0.13194 | 0.14085 | 0.14177 | This is a complimentary measure in Efficient Product Installation that allows installers to do more during home appointments, which are offered to customers at no-cost. Offering such measures is important to maintaining delivery costs and keeping contractors engaged in delivering the service, which contributes to our energy affordability and equity package and directly serves renters. The Efficient Product Installation program component as a whole passes PAC despite some measures showing lower results.
Instant Savings
Measure Name | PAC 2027-2031 | PAC 2027 | PAC 2028 | PAC 2029 | PAC 2030 | PAC 2031 | PAC Justification
Energy Star certified variable speed pool pumps | 0.88353 | 0.64776 | 0.8131 | 0.92292 | 1.0266 | 1.0766 | This measure shows improving PAC results over the Plan, passing in 2030 and 2031. It is a low uptake measure that is more complimentary, allowing Efficiency NS to have more partnerships and a bigger presence at retail locations. Its inclusion in the Plan is consistent with prior Board approvals. The Instant Savings program component easily passes PAC overall.
Energy Star certified combination washer/dryer units | 0.71239 | 0.7621 | 0.84396 | 0.91457 | 0.57633 | 0.58517 | This is a low uptake measure that is more complimentary, allowing Efficiency NS to have more partnerships and a bigger presence at retail locations. Its inclusion in the Plan is consistent with prior Board approvals. The Instant Savings program component easily passes PAC overall.
Small Business Energy Solutions
Measure Name | PAC 2027-2031 | PAC 2027 | PAC 2028 | PAC 2029 | PAC 2030 | PAC 2031 | PAC Justification
SBES - Lighting - Outdoor | 1.0659 | 0.97602 | 1.1397 | 1.3008 | N/A | N/A | This measure only fails to pass PAC in 2027. PAC results exceed 1 in 2028 and 2029. This is a long standing measure that represents the majority of program savings and is offering higher incentives to support small businesses that may not be able to afford to participate in other Efficiency NS programs. This measure will be sunset after 2028 based on the coming lighting baseline changes. Its inclusion in the Plan is consistent with prior Board approvals. The Small Business Energy Solutions program component easily passes PAC overall.
SBES - Lighting - Indoor | 0.95444 | 0.85804 | 1.0345 | 1.1976 | N/A | N/A | This measure only fails to pass PAC in 2027. PAC results exceed 1 in 2028 and 2029. This is a long standing measure that represents the majority of program savings and is offering higher incentives to support small businesses that may not be able to afford to participate in other Efficiency NS programs. This measure will be sunset after 2028 based on the coming lighting baseline changes. Its inclusion in the Plan is consistent with prior Board approvals. The Small Business Energy Solutions program component easily passes PAC overall.
SBES - Ductless Mini-Split Heat Pump | 1.0419 | 1.1649 | 1.0798 | 1.0579 | 0.99002 | 0.93082 | This measure passes PAC from 2027-2029 and is on the cusp of passing between 2030-2031. A higher incentive is intended to be offered on this measure for micro businesses that may need extra financial support to access the program component. This measure is a key enhancement within our energy affordability package for small businesses.

## Simple Payback Review
Simple payback results and justifications are provided below for measures where the participant incurs a cost and therefore experiences a payback. Measures delivered through the Efficient Products Installation, MHEEP, and Affordable Single-Family Homes programs are excluded from this table, as the programs cover the full measure cost and participants do not have an out-of-pocket investment.
Business Energy Rebates
Measure Name | Simple Payback (without Incentive) 2027-2031 (Average) | Simple Payback (without Incentive) 2027 | Simple Payback (without Incentive) 2028 | Simple Payback (without Incentive) 2029 | Simple Payback (without Incentive) 2030 | Simple Payback (without Incentive) 2031 | Simple Payback (without Incentive) Justification
IR - Smart thermostats for mini-split heat pumps | 2.4761 | 2.4552 | 2.4654 | 2.4759 | 2.4865 | 2.4973 | This is a low uptake measure that serves various business types. As we help customers install heat pumps, we want them to install more beneficial controls at the same time to help maximize savings from the heating system. It is also important to maintain measure diversity. Its inclusion in the Plan is consistent with prior Board approvals.
IR - Smart thermostats for central air source heat pumps | 1.238 | 1.2276 | 1.2327 | 1.2379 | 1.2432 | 1.2487
IR - Low Temperature Dishwasher - Under-Counter | 1.5777 | 1.5774 | 1.5776 | 1.5777 | 1.5779 | 1.578 | This is a low uptake measure. With lighting opportunities soon to be gone, it is important to grow other measure categories and support measure diversity. Kitchen equipment costs are generally very high, so incentivizing measures with shorter paybacks helps entice customers to also proceed with measures that have longer paybacks. Its inclusion in the Plan is consistent with prior Board approvals.
IR - Low Temperature Dishwasher - Single-Tank Door Type | 0.52246 | 0.52235 | 0.52241 | 0.52246 | 0.52251 | 0.52256
IR - Low Temperature Dishwasher - Single-Tank Conveyor | 0.64316 | 0.64303 | 0.6431 | 0.64316 | 0.64322 | 0.64328
IR - Low Temperature Dishwasher - Multi-Tank Conveyor | 0.43419 | 0.43411 | 0.43415 | 0.43419 | 0.43424 | 0.43428
IR - Ice Maker - Self-Contained | 2.3593 | 2.3588 | 2.359 | 2.3593 | 2.3595 | 2.3597 | This is a low uptake measure. With lighting opportunities soon to be gone, it is important to grow other measure categories and support measure diversity. Its inclusion in the Plan is consistent with prior Board approvals.
IR - Ice Maker - Remote Condensing Unit - 400-1000 lb/day | 2.0059 | 2.0055 | 2.0057 | 2.0059 | 2.0061 | 2.0063
IR - Ice Maker - Remote Condensing Unit - 1000-2000 lb/day | 1.6646 | 1.6643 | 1.6645 | 1.6646 | 1.6648 | 1.6649
IR - Ice Maker - Remote Condensing Unit - >2000 lb/day | 1.1743 | 1.1741 | 1.1742 | 1.1743 | 1.1744 | 1.1745
IR - Ice Maker - Ice Making Head - >1000 lb/day | 2.4354 | 2.435 | 2.4352 | 2.4354 | 2.4357 | 2.4359
IR - High Temperature Dishwasher - Single-Tank Conveyor | 1.0786 | 1.0784 | 1.0785 | 1.0786 | 1.0787 | 1.0788 | This is a low uptake measure. With lighting opportunities soon to be gone, it is important to grow other measure categories and support measure diversity. Kitchen equipment costs are generally very high, so incentivizing measures with shorter paybacks helps entice customers to also proceed with measures that have longer paybacks. Its inclusion in the Plan is consistent with prior Board approvals.
IR - High Temperature Dishwasher - Pot, Pan and Utensil | 1.9429 | 1.9425 | 1.9427 | 1.9429 | 1.9431 | 1.9433
IR - High Temperature Dishwasher - Multi-Tank Conveyor | 0.24785 | 0.24781 | 0.24783 | 0.24785 | 0.24788 | 0.2479
IR - High Efficiency Circulator Pump - 500-2500 W | 2.1385 | 2.1381 | 2.1383 | 2.1385 | 2.1387 | 2.1389 | This is a low uptake measure. With lighting opportunities soon to be gone, it is important to grow other measure categories and support measure diversity. Incentivizing measures with shorter paybacks helps entice customers to also proceed with measures that have longer paybacks. Its inclusion in the Plan is consistent with prior Board approvals.
IR - High Efficiency Circulator Pump - 0-149 W | 1.6346 | 1.6343 | 1.6345 | 1.6346 | 1.6348 | 1.6349
IR - Commercial Washing Machine - CEE Tier 3 | 1.3429 | 1.3025 | 1.3223 | 1.3425 | 1.363 | 1.384 | This is a low uptake measure. With lighting opportunities soon to be gone, it is important to grow other measure categories and support measure diversity. Its inclusion in the Plan is consistent with prior Board approvals.
IR - Commercial Washing Machine - CEE Tier 2 | 1.3416 | 1.2992 | 1.32 | 1.3412 | 1.3628 | 1.3849
IR - Commercial Washing Machine - CEE Tier 1 | 1.0271 | 0.98765 | 1.007 | 1.0268 | 1.0469 | 1.0674
AR - Uninterruptible Power Supply (UPS) | 0.10141 | 0.10139 | 0.1014 | 0.10141 | 0.10142 | 0.10143
AR - Strip Curtains for Display Cases | 0.2424 | 0.23975 | 0.24105 | 0.24238 | 0.24373 | 0.24511
AR - Solar Domestic Hot Water (DHW) System | 2.9684 | 2.9203 | 2.9439 | 2.968 | 2.9925 | 3.0175 | This measure is on the cusp of the three year payback threshold and has little uptake. Its inclusion in the Plan is consistent with prior Board approvals.
AR - Smart thermostats for mini-split heat pumps | 2.9832 | 2.958 | 2.9704 | 2.983 | 2.9958 | 3.0089 | This measure is on the cusp of the three year payback threshold and has little uptake. As we help customers install heat pumps, we want them to install more beneficial controls at the same time to help maximize savings from the heating system. It is also important to maintain measure diversity. Its inclusion in the Plan is consistent with prior Board approvals.
AR - Smart thermostats for central air source heat pumps | 1.4916 | 1.479 | 1.4852 | 1.4915 | 1.4979 | 1.5044 | This is a low uptake measure that serves various business types. As we help customers install heat pumps, we want them to install more beneficial controls at the same time to help maximize savings from the heating system. It is also important to maintain measure diversity. Its inclusion in the Plan is consistent with prior Board approvals.
AR - RTU with DCV only - 5 hp fan | 2.9497 | 2.9353 | 2.9424 | 2.9496 | 2.957 | 2.9645 | This is a low uptake measure. With lighting opportunities soon to be gone, it is important to grow other measure categories and support measure diversity. Its inclusion in the Plan is consistent with prior Board approvals.
AR - RTU with DCV only - 4 hp fan | 2.4324 | 2.4181 | 2.4251 | 2.4323 | 2.4396 | 2.4471
AR - RTU with DCV only - 3 hp fan | 1.9151 | 1.9008 | 1.9078 | 1.915 | 1.9222 | 1.9297
AR - Refrigerated Vending Machine Controls | 1.3197 | 1.303 | 1.3112 | 1.3196 | 1.3281 | 1.3367
AR - Packaged Terminal Heat Pump | 1.0112 | 1.011 | 1.0111 | 1.0112 | 1.0113 | 1.0114 | This is a low uptake measure that serves various business types. It is important to maintain measure diversity. Its inclusion in the Plan is consistent with prior Board approvals.
AR - No Loss Drain | 0.44599 | 0.44591 | 0.44595 | 0.44599 | 0.44604 | 0.44608 | This is a low uptake measure. With lighting opportunities soon to be gone, it is important to grow other measure categories and support measure diversity. Its inclusion in the Plan is consistent with prior Board approvals.
AR - Low Temperature Dishwasher - Under-Counter | 1.6784 | 1.6781 | 1.6783 | 1.6784 | 1.6786 | 1.6788 | This is a low uptake measure. With lighting opportunities soon to be gone, it is important to grow other measure categories and support measure diversity. Kitchen equipment costs are generally very high, so incentivizing measures with shorter paybacks helps entice customers to also proceed with measures that have longer paybacks. Its inclusion in the Plan is consistent with prior Board approvals.
AR - Low Temperature Dishwasher - Single-Tank Door Type | 0.5558 | 0.5557 | 0.55575 | 0.5558 | 0.55586 | 0.55591
AR - Low Temperature Dishwasher - Single-Tank Conveyor | 0.68421 | 0.68408 | 0.68414 | 0.68421 | 0.68428 | 0.68434
AR - Low Temperature Dishwasher - Multi-Tank Conveyor | 0.46191 | 0.46182 | 0.46186 | 0.46191 | 0.46195 | 0.462
AR - Large ASHP - 65 to 135 kBTU/h - High Heat COP>=3.6, Low Heat COP>=2.45, EER>=11.9 (with baseline cooling) | 0.31166 | 0.3116 | 0.31163 | 0.31166 | 0.31169 | 0.31172 | This low uptake measure covers a wide range of equipment configurations with varying payback timelines. It is important to maintain measure diversity. Its inclusion in the Plan is consistent with prior Board approvals.
AR - Large ASHP - 65 to 135 kBTU/h - High Heat COP>=3.6, Low Heat COP>=2.45, EER>=11.9 (no baseline cooling) | 1.7895 | 1.7892 | 1.7894 | 1.7895 | 1.7897 | 1.7899
AR - Large ASHP - 65 to 135 kBTU/h - High Heat COP>=3.4, Low Heat COP>=2.25, EER>=11 (with baseline cooling) | 0.23719 | 0.23715 | 0.23717 | 0.23719 | 0.23722 | 0.23724
AR - Large ASHP - 65 to 135 kBTU/h - High Heat COP>=3.4, Low Heat COP>=2.25, EER>=11 (no baseline cooling) | 2.8476 | 2.847 | 2.8473 | 2.8476 | 2.8478 | 2.8481
AR - Large ASHP - 135 to 240 kBTU/h - High Heat COP>=3.5, Low Heat COP>=2.25, EER>=11.4 (with baseline cooling) | 0.7045 | 0.70436 | 0.70443 | 0.7045 | 0.70457 | 0.70464
AR - Large ASHP - 135 to 240 kBTU/h - High Heat COP>=3.5, Low Heat COP>=2.25, EER>=11.4 (no baseline cooling) | 1.5765 | 1.5762 | 1.5764 | 1.5765 | 1.5767 | 1.5768
AR - Large ASHP - 135 to 240 kBTU/h - High Heat COP>=3.2, Low Heat COP>=2.05, EER>=10.4 (with baseline cooling) | 0.51407 | 0.51397 | 0.51402 | 0.51407 | 0.51412 | 0.51417
AR - Large ASHP - 135 to 240 kBTU/h - High Heat COP>=3.2, Low Heat COP>=2.05, EER>=10.4 (no baseline cooling) | 2.9817 | 2.9811 | 2.9814 | 2.9817 | 2.982 | 2.9822
AR - Indoor - Horticultural Lighting | 0.61814 | 0.61449 | 0.61812 | 0.62182 | N/A | N/A | BNI lighting will undergo a baseline change by 2029 at which time this measure will be removed. In the meantime, this measure provides agricultural sector customers with a shorter payback measure to help entice them to also invest in measures with longer paybacks. It is important to maintain measure diversity. Its inclusion in the Plan is consistent with prior Board approvals.
AR - Ice Maker - Self-Contained | 2.5099 | 2.5094 | 2.5096 | 2.5099 | 2.5101 | 2.5104 | This is a low uptake measure. With lighting opportunities soon to be gone, it is important to grow other measure categories and support measure diversity. Its inclusion in the Plan is consistent with prior Board approvals.
AR - Ice Maker - Remote Condensing Unit - 400-1000 lb/day | 2.1339 | 2.1335 | 2.1337 | 2.1339 | 2.1341 | 2.1343
AR - Ice Maker - Remote Condensing Unit - 1000-2000 lb/day | 1.7709 | 1.7705 | 1.7707 | 1.7709 | 1.771 | 1.7712
AR - Ice Maker - Remote Condensing Unit - >2000 lb/day | 1.2493 | 1.249 | 1.2491 | 1.2493 | 1.2494 | 1.2495
AR - Ice Maker - Ice Making Head - >1000 lb/day | 2.5909 | 2.5904 | 2.5906 | 2.5909 | 2.5911 | 2.5914
AR - High Temperature Dishwasher - Single-Tank Conveyor | 1.1474 | 1.1472 | 1.1473 | 1.1474 | 1.1475 | 1.1476 | This is a low uptake measure. With lighting opportunities soon to be gone, it is important to grow other measure categories and support measure diversity. Kitchen equipment costs are generally very high, so incentivizing measures with shorter paybacks helps entice customers to also proceed with measures that have longer paybacks. Its inclusion in the Plan is consistent with prior Board approvals.
AR - High Temperature Dishwasher - Pot, Pan and Utensil | 2.0669 | 2.0665 | 2.0667 | 2.0669 | 2.0671 | 2.0673
AR - High Temperature Dishwasher - Multi-Tank Conveyor | 0.26367 | 0.26362 | 0.26365 | 0.26367 | 0.2637 | 0.26373
AR - High Efficiency Circulator Pump - 500-2500 W | 2.1915 | 2.1911 | 2.1913 | 2.1915 | 2.1918 | 2.192 | This is a low uptake measure. With lighting opportunities soon to be gone, it is important to grow other measure categories and support measure diversity. Its inclusion in the Plan is consistent with prior Board approvals.
AR - High Efficiency Circulator Pump - 0-149 W | 1.6798 | 1.6795 | 1.6797 | 1.6798 | 1.68 | 1.6802
AR - Heat Reclaimer Unit | 3.0323 | 2.995 | 3.0133 | 3.0319 | 3.051 | 3.0704 | The payback on this measure is just under three years in 2027 and exceeds that mark in subsequent years. This is a low uptake measure. With lighting opportunities soon to be gone, it is important to grow other measure categories and support measure diversity. Its inclusion in the Plan is consistent with prior Board approvals.
AR - Heat Pump Water Heater >=80 gal | 1.3633 | 1.3631 | 1.3632 | 1.3633 | 1.3635 | 1.3636 | There are various heat pump water heater configurations modeled in this Plan. This is the only variation with a payback below three years and uptake is expected to be low. Keeping this measure ensures consistency in E1's support of this technology, which is also a central part of market transformation efforts.
AR - Ground Source Heat Pump - Open Loop - EER>=20.0, COP>=4.0 | 1.722 | 1.7217 | 1.7219 | 1.722 | 1.7222 | 1.7224 | This low uptake measure covers a wide range of equipment configurations with varying payback timelines. It is important to maintain measure diversity. Its inclusion in the Plan is consistent with prior Board approvals.
AR - Ground Source Heat Pump - Open Loop - EER>=16.2, COP>=3.6 | 1.2165 | 1.2163 | 1.2164 | 1.2165 | 1.2167 | 1.2168
AR - Evaporator Fan Motor Controls | 2.2864 | 2.2344 | 2.2599 | 2.2859 | 2.3123 | 2.3393 | This is a low uptake measure. With lighting opportunities soon to be gone, it is important to grow other measure categories and support measure diversity. Its inclusion in the Plan is consistent with prior Board approvals.
AR - Engine Block Heater Timer | 0.99443 | 0.98416 | 0.9892 | 0.99433 | 0.99957 | 1.0049
AR - ECM (Brushless) DC Motors for Refrig Evap Fan - Walk-in Cooler | 1.9089 | 1.9085 | 1.9087 | 1.9089 | 1.9091 | 1.9092
AR - ECM (Brushless) DC Motors for Refrig Evap Fan - Standalone Retail Cooler | 0.10907 | 0.10905 | 0.10906 | 0.10907 | 0.10908 | 0.10909
AR - Door Heater Controls | 0.6529 | 0.6437 | 0.64821 | 0.65281 | 0.6575 | 0.66228
AR - Discus or Scroll Refrigeration Compressor | 0.7725 | 0.77235 | 0.77242 | 0.7725 | 0.77257 | 0.77265
AR - Daylighting Controls - Wall-Switch or Fixture Mounted | 1.723 | 1.6896 | 1.706 | 1.7227 | 1.7398 | 1.7571 | BNI lamps will undergo a baseline change in 2029 at which time this measure will be removed. In the meantime, this measure allows distribution partners to offer customers a wider range of lighting solutions that cover more niche applications. It is important to maintain measure diversity. Its inclusion in the Plan is consistent with prior Board approvals.
AR - Daylighting Controls - Ceiling or Wall Remote Mounted | 1.0602 | 1.0397 | 1.0498 | 1.06 | 1.0705 | 1.0812
AR - Custom Measures - Pool | 2.8947 | 2.8941 | 2.8944 | 2.8947 | 2.895 | 2.8953 | This measure covers a broader range of products within this measure category that are more niche and have not been specifically identified in this Plan due to little customer interest to date or because they are emerging technologies. Each custom measure is reviewed in detail by E1 to ensure the savings are cost effective. As interest in specific measures grow, E1 typically adds such measures to its list of prescriptive incentives. The payback of this overarching measure is expected to be on the cusp of three years.
AR - Custom Measures - IT and Datacenter | 2.8947 | 2.8941 | 2.8944 | 2.8947 | 2.895 | 2.8953
AR - Custom Measures - HVAC | 2.8149 | 2.8144 | 2.8146 | 2.8149 | 2.8152 | 2.8155
AR - Custom Measures - DHW | 2.929 | 2.9284 | 2.9287 | 2.929 | 2.9293 | 2.9295
AR - Custom Measures - Compressed Air | 2.8947 | 2.8941 | 2.8944 | 2.8947 | 2.895 | 2.8953
AR - Custom Measures - Commercial Kitchen | 2.8809 | 2.8804 | 2.8806 | 2.8809 | 2.8812 | 2.8815
AR - Custom Measures - Agriculture | 2.906 | 2.9054 | 2.9057 | 2.906 | 2.9063 | 2.9066
AR - Commercial Washing Machine - CEE Tier 3 | 1.4286 | 1.3856 | 1.4067 | 1.4282 | 1.45 | 1.4724 | This is a low uptake measure. With lighting opportunities soon to be gone, it is important to grow other measure categories and support measure diversity. Its inclusion in the Plan is consistent with prior Board approvals.
AR - Commercial Washing Machine - CEE Tier 2 | 1.4272 | 1.3821 | 1.4042 | 1.4267 | 1.4497 | 1.4732
AR - Commercial Washing Machine - CEE Tier 1 | 1.0927 | 1.0507 | 1.0713 | 1.0923 | 1.1137 | 1.1356
AR - Booster Pump | 0.2875 | 0.28744 | 0.28747 | 0.2875 | 0.28752 | 0.28755
AR - Air-Entraining Air Nozzle | 1.3207 | 1.3204 | 1.3205 | 1.3207 | 1.3208 | 1.3209 | This is a low uptake measure. With lighting opportunities soon to be gone, it is important to grow other measure categories and support measure diversity. Its inclusion in the Plan is consistent with prior Board approvals.
AR - Agriculture Heat Pad - Single | 2.1547 | 2.1543 | 2.1545 | 2.1547 | 2.155 | 2.1552
AR - Agriculture Heat Pad - Double | 1.8919 | 1.8915 | 1.8917 | 1.8919 | 1.8921 | 1.8922
AR - Indoor - High-bay Luminaire - 10,000-19,999 lm (DLC Premium) | 2.9351 | 2.9264 | 2.9351 | 2.9439 | N/A | N/A | BNI lamps will undergo a baseline change in 2029 at which time this measure will be removed. In the meantime, this measure allows distribution partners to offer customers a wider range of lighting solutions that cover more niche applications. It is important to maintain measure diversity. Its inclusion in the Plan is consistent with prior Board approvals.
AR - Indoor - High-bay Luminaire - 20,000-29,999 lm (DLC Premium) | 2.8631 | 2.8547 | 2.8631 | 2.8717 | N/A | N/A
AR - Indoor - High-bay Luminaire - 30,000-39,999 lm | 2.2148 | 2.21 | 2.2148 | 2.2197 | N/A | N/A
AR - Indoor - High-bay Luminaire - 40,000-54,999 lm | 2.0048 | 2.0008 | 2.0048 | 2.0089 | N/A | N/A
AR - Indoor - Linear Replacement Lamp - 2 ft | 2.3544 | 2.3432 | 2.3543 | 2.3656 | N/A | N/A
AR - Indoor - Linear Replacement Lamp - 4 ft | 1.8582 | 1.8471 | 1.8581 | 1.8694 | N/A | N/A
AR - Indoor - Linear Replacement Lamp - 8 ft | 2.2373 | 2.2324 | 2.2373 | 2.2422 | N/A | N/A
AR - Indoor - Track or Mono-point Direction Luminaire/Accent Light Line Voltage | 1.5667 | 1.5619 | 1.5666 | 1.5715 | N/A | N/A
AR - Outdoor - Case Lighting for Sign Retrofit Applications | 1.7023 | 1.6859 | 1.7022 | 1.7189 | N/A | N/A
AR - Outdoor - Flood and Spot Luminaires - 15,000-29,999 lm | 2.3903 | 2.3823 | 2.3902 | 2.3983 | N/A | N/A
AR - Outdoor - Flood and Spot Luminaires - 30,000-49,999 lm | 1.3993 | 1.396 | 1.3992 | 1.4025 | N/A | N/A
AR - Outdoor - Flood and Spot Luminaires - 5,000-14,999 lm | 1.9752 | 1.9649 | 1.9752 | 1.9857 | N/A | N/A
AR - Outdoor - Fuel Pump Canopy Luminaire - 2,000-6,999 lm | 2.5973 | 2.5892 | 2.5972 | 2.6054 | N/A | N/A
AR - Outdoor - Fuel Pump Canopy Luminaire >= 7,000 lm | 2.1728 | 2.1628 | 2.1727 | 2.1828 | N/A | N/A
AR - Outdoor - LED Replacement lamps for HID lamps - 250-4,999 lm | 0.60439 | 0.60259 | 0.60437 | 0.60619 | N/A | N/A
AR - Outdoor - LED Replacement lamps for HID lamps - 5,000-9,999 lm | 1.0041 | 1.0017 | 1.0041 | 1.0065 | N/A | N/A
AR - Outdoor - LED Replacement lamps for HID lamps >= 10,000 lm | 0.80609 | 0.80501 | 0.80609 | 0.80718 | N/A | N/A
AR - Outdoor - Parking Garage Luminaire - 2,000-6,499 lm | 2.3453 | 2.338 | 2.3453 | 2.3527 | N/A | N/A
AR - Outdoor - Pole / Arm - Mounted Area Luminaire - 10,000-24,999 lm | 2.3051 | 2.2972 | 2.3051 | 2.3131 | N/A | N/A
AR - Outdoor - Pole / Arm - Mounted Area Luminaire - 25,000-39,999 lm | 2.595 | 2.587 | 2.595 | 2.6031 | N/A | N/A
AR - Outdoor - Pole / Arm - Mounted Area Luminaire - 40,000-54,999 lm | 1.5116 | 1.5078 | 1.5116 | 1.5154 | N/A | N/A
AR - Outdoor - Pole / Arm - Mounted Area Luminaire >= 55,000 lm | 2.494 | 2.4893 | 2.494 | 2.4987 | N/A | N/A
AR - Outdoor - Pole / Arm - Mounted Decorative Luminaire - 1,000-1,999 lm | 1.642 | 1.6288 | 1.6419 | 1.6552 | N/A | N/A
AR - Outdoor - Wall-Mounted Area Luminaire (Full-Cutoff) - 2,000-4,999 lm | 1.5741 | 1.5674 | 1.574 | 1.5808 | N/A | N/A
AR - Outdoor - Wall-Mounted Area Luminaire (Full-Cutoff) - 5,000-14,999 lm | 2.5768 | 2.5661 | 2.5767 | 2.5875 | N/A | N/A
AR - Outdoor - Wall-Mounted Area Luminaire (Full-Cutoff) >= 25,000 lm | 2.7724 | 2.7674 | 2.7724 | 2.7775 | N/A | N/A
AR - Outdoor - Wall-Mounted Area Luminaire (Non-Cutoff and Semi-Cutoff) - 15,000-24,999 lm | 2.3276 | 2.3215 | 2.3336 | N/A | N/A | N/A
AR - Outdoor - Wall-Mounted Area Luminaire (Non-Cutoff and Semi-Cutoff) - 2,000-4,999 lm | 2.8193 | 2.8088 | 2.8192 | 2.8298 | N/A | N/A
AR - Outdoor - Wall-Mounted Area Luminaire (Non-Cutoff and Semi-Cutoff) - 5,000-14,999 lm | 1.988 | 1.978 | 1.988 | 1.9981 | N/A | N/A
Custom
Measure Name | Simple Payback (without Incentive) 2027-2031 (Average) | Simple Payback (without Incentive) 2027 | Simple Payback (without Incentive) 2028 | Simple Payback (without Incentive) 2029 | Simple Payback (without Incentive) 2030 | Simple Payback (without Incentive) 2031 | Simple Payback (without Incentive) Justification
Custom - Pay for Performance | 1.8234 | 1.8231 | 1.8232 | 1.8234 | 1.8236 | 1.8238 | This is a low uptake program delivery structure that gives customers an alternative approach to achieving deeper energy savings. All projects are unique, as are their payback terms. Incentives are based on a building's realized energy performance verified at the meter. The lower payback estimate means that customers are able to combine different upgrades to make deep energy retrofits more enticing investments. Its inclusion in the Plan is consistent with prior Board approvals.
Custom - Building Optimization | 1.1788 | 1.1786 | 1.1787 | 1.1788 | 1.1789 | 1.1791 | This is not a measure based incentive as much as a support to help building owners fine tune controls to better match current operational needs. Payback is expected to be short as low and no-cost improvements are targeted. Its inclusion in the Plan is consistent with prior Board approvals.
Instant Savings
Measure Name | Simple Payback (without Incentive) 2027-2031 (Average) | Simple Payback (without Incentive) 2027 | Simple Payback (without Incentive) 2028 | Simple Payback (without Incentive) 2029 | Simple Payback (without Incentive) 2030 | Simple Payback (without Incentive) 2031 | Simple Payback (without Incentive) Justification
Smart thermostats for mini-split heat pumps | 2.0999 | 2.0822 | 2.0909 | 2.0998 | 2.1088 | 2.118 | This is a measure that many retailers can offer so it helps us provide a more robust offering. This measure is also growing in popularity, which we expect will continue to attract customers to retailers and lead to higher sales of other products under this program component.
Programmable thermostats for electric heat | 1.271 | 1.2707 | 1.2709 | 1.271 | 1.2711 | 1.2712 | This is a measure that many retailers can offer so it helps us provide a more robust offering. Uptake is relatively low and is expected to decline over time as more customers choose smart thermostats over programmable units. There will remain a segment of customers who do not use smart devices, so this is a good, affordable alternative. Its inclusion in the Plan is consistent with prior Board approvals.
Outdoor Heavy Duty Timers | 0.8275 | 0.82733 | 0.82742 | 0.8275 | 0.82758 | 0.82766 | This is a popular measure that many retailers offer, allowing Efficiency NS to have more partnerships and a bigger presence at retail locations. Its inclusion in the Plan is consistent with prior Board approvals.
Energy Star certified ventilating fans | 1.204 | 1.2038 | 1.2039 | 1.204 | 1.2041 | 1.2042 | This is a measure that many retailers can offer so it helps us provide a more robust offering. Uptake is minimal in the Plan. Its inclusion in the Plan is consistent with prior Board approvals.
Energy Star certified Room Air Purifiers (RAP) | 1.2386 | 1.2383 | 1.2384 | 1.2386 | 1.2387 | 1.2388 | This is a measure that many retailers can offer so it helps us provide a more robust offering. This measure also has added health benefits, as it helps improve indoor air quality.
Energy Star certified room air conditioners | 1.5494 | 1.5491 | 1.5492 | 1.5494 | 1.5495 | 1.5497 | This is a measure that many retailers can offer so it helps us provide a more robust offering. Uptake is minimal in the Plan. Its inclusion in the Plan is consistent with prior Board approvals.
SEM
Measure Name | Simple Payback (without Incentive) 2027-2031 (Average) | Simple Payback (without Incentive) 2027 | Simple Payback (without Incentive) 2028 | Simple Payback (without Incentive) 2029 | Simple Payback (without Incentive) 2030 | Simple Payback (without Incentive) 2031 | Simple Payback (without Incentive) Justification
Custom - Strategic Energy Management | 1.0432 | 1.043 | 1.0431 | 1.0432 | 1.0433 | 1.0434 | This is a program component aimed at establishing a structured, continuous approach to helping customers improve energy performance, reduce costs, and achieve long-term operational efficiency. It is intended to have a very short payback to keep customers engaged and focused on longer term savings. Its inclusion in the Plan is consistent with prior Board approvals.