## TOC
Data Keys | Figure Title | Description
1. Summary of DR Options |  | This table describes all DR Options, and the Suboptions identified within each. It also shows the applicable end-uses for each Suboption, and the customer classes for which they are relevant. DR Options include Direct Load Control (DLC), Time-of-use rates (TOU), C&I Curtailment, Dynamic Pricing, EV Charging, and BTM Battery Control.
2. Customer Segmentation |  | This table describes Guidehouse's market segmentation for the purposes of DR assessment. Customers were segmented through three tiers, where Tier 1 identifies Residential, BNI, and EV customers, Tier 2 describes customer class, and Tier 3 traces specific building types.
3a. Achievable Potential by Option Avg (Meter) | Plan MW Estimates by DR Option (MW) | This table/graph details the achievable potential by DR Option in MW at the meter. Guidehouse calculated achievable potential by multiplying achievable participation assumptions (subject to program participation hierarchy) by the technical potential estimates. Achievable potential also accounts for customer opt-out during DR events. This is an average of the morning and evening events
4a. Achievable Potential by Option Average (Generator) | Plan MW Estimates by DR Option (MW) | This table/graph details the achievable potential by DR Option in MW at the generator. Guidehouse calculated achievable potential by multiplying achievable participation assumptions (subject to program participation hierarchy) by the technical potential estimates. Achievable potential also accounts for customer opt-out during DR events. This is an average of the morning and evening events
5. Plan % Peak Estimates by DR Option | Plan MW Estimates by DR Option (%) | This table/graph details the achievable potential by DR Option by % Peak. Guidehouse calculated achievable potential by multiplying achievable participation assumptions (subject to program participation hierarchy) by the technical potential estimates. Achievable potential also accounts for customer opt-out during DR events.
6. Plan MW Estimates by DR Suboption | Plan MW Estimates by DR Suboption (MW) | This table/graph details the achievable potential by DR Suboption. Suboptions represent specific end uses and control technologies under the broad DR Option program types
7. Plan MW Estimates by Customer Class | Plan MW Estimates by Customer Class (MW) | This table/graph details the achievable potential by customer class. Guidehouse segmented customers into Small Commercial, Small Industrial, Large Commercial, Large Industrial, Residential, Interruptible Rider, and EV classes.
8. Participants | Estimated Participants (# of customers) | This page contains details about the achievable number of customers for each DR Option across all customer classes. There are two graphs on this page, one for the number of non-C&I curtailment participants, and another for only C&I curtailment participants.
8a. Eco Shift Devices | Estimated Eco Shift Devices | This page contains details about the number of Eco Shift devices by DR Suboption
19a. BC Ratios Cost Categories Average | Costs, Benefits by Cost Option | This table/graph details the net present value of costs and benefits by Cost Option (2027 - 2031). This is an average of the morning and evening events for each category except for the energy impacts which is a sum
19b. BC Ratios Cost Categories | Costs, Benefits by Cost Option | This table/graph details the net present value of costs and benefits by Cost Option (2027 - 2031).
19c. BC Ratios by Year Avg | Costs, Benefits by Cost Option | Energy Impact Component by Year. This is an average of the morning and evening events. For energy impacts it was the sum of morning and evening events, and all other value streams were an average of the morning and evening events.
20a. Annual Cost by DR Option Avg | Cost Estimates by DR Option ($) | This table/graph details the annual costs by DR Option. This is an average of the morning and evening events
21. Annual Cost by Category | Cost Estimates by Cost Category ($) | This table/graph details the annual costs by cost category: Technology Enablement Cost, Incentives, O&M Cost, Participant Cost, Program Delivery Cost, Program Administrative Cost, Marketing & Recruitment Cost, Program Development Cost
22. Annual Cost by DR Suboption | Cost Estimates by DR Suboption ($) | This table/graph details the annual costs by DR suboption.
23a. Levelized Cost Average | Levelized Cost ($/kW) | This table/graph details levelized costs by DR Option and DR Suboption. This is an average over the morning and evening events

## 1. Summary of DR Options
DR Options | DR Suboptions | Applicable End Uses and DR-Enabling Technologies | Brief Description | Eligible Customer Classes | Customer Segments
Direct Load Control (DLC) | DLC-Thermostat-Direct Install (DI)-Heat Pump | End Use: space heating/cooling using central heat pumps DR-enabling tech: Smart thermostats | Central HP control using a smart thermostat; smart thermostat is provided for free to the customer for enrollment and participation in DR program. | Residential, Small General, Small Industrial, General, Medium Industrial | Residential Market Rate, Residential Low Income, Offices, Retail Trade, Services, Manufacturing, Miscellaneous
| DLC-Thermostat-Bring Your Own Thermostat (BYOT)-Heat Pump |  | Central HP control using a smart thermostat; customer brings the smart thermostat for enrollment and participation in DR program (smart thermostat assumed to be adopted from an EE perspective through EE rebates). An IDSM program could provide both EE rebates and additional incentives for enrollment and participation in DR. | Residential, Small General, Small Industrial, General, Medium Industrial | Residential Market Rate, Residential Low Income, Offices, Retail Trade, Services, Manufacturing, Miscellaneous
| DLC-Thermostat-Direct Install (DI)-Baseboard Heating | End Use: space heating using baseboards DR-enabling tech: Smart thermostats | Control of baseboard heaters using a smart thermostat; smart thermostat is provided for free to the customer for enrollment and participation in DR program. | Residential, Small General, Small Industrial, General, Medium Industrial | Residential Market Rate, Residential Low Income, Offices, Retail Trade, Services, Manufacturing, Miscellaneous
| DLC-Thermostat-Bring Your Own Thermostat (BYOT)-Baseboard Heating |  | Control of baseboard heaters using a smart thermostat; customer brings the smart thermostat for enrollment and participation in DR program (smart thermostat assumed to be adopted from an EE perspective through EE rebates). An IDSM program could provide both EE rebates and additional incentives for enrollment and participation in DR. | Residential, Small General, Small Industrial, General, Medium Industrial | Residential Market Rate, Residential Low Income, Offices, Retail Trade, Services, Manufacturing, Miscellaneous
| DLC-Thermostat-Direct Install (DI)-Ductless Mini Split Heat Pump (DMSHP) | End Use: space heating/cooling using DMSHPs DR-enabling tech: Smart thermostats | Control of DMSHPs using a smart thermostat; smart thermostat is provided for free to the customer for enrollment and participation in DR program. | Residential, Small General, Small Industrial, General, Medium Industrial | Residential Market Rate, Residential Low Income, Offices, Retail Trade, Services, Manufacturing, Miscellaneous
| DLC-Thermostat-Bring Your Own Thermostat (BYOT)-Ductless Mini Split Heat Pump (DMSHP) |  | Control of DMSHPs using a smart thermostat; customer brings the smart thermostat for enrollment and participation in DR program (smart thermostat assumed to be adopted from an EE perspective through EE rebates). An IDSM program could provide both EE rebates and additional incentives for enrollment and participation in DR. | Residential, Small General, Small Industrial, General, Medium Industrial | Residential Market Rate, Residential Low Income, Offices, Retail Trade, Services, Manufacturing, Miscellaneous
| DLC-Switch-Water Heating | End Use: Electric Water Heating DR-enabling tech: Smart controller retrofit on existing water heaters | Control of electric water heaters during DR events using smart controller retrofits on existing water heaters. | Residential, Small General, Small Industrial, General, Medium Industrial | Residential Market Rate, Residential Low Income, Offices, Retail Trade, Services, Manufacturing, Miscellaneous
| DLC-Bring Your Own Device (BYOD)-Water Heating | End Use: Electric Water Heating DR-enabling tech: Water heater with integrated smart controllers (smart water heater) | Control of smart water heaters (water heaters with integrated controls) during DR events. | Residential, General, Small Industrial, General, Medium Industrial | Residential Market Rate, Residential Low Income, Offices, Retail Trade, Services, Manufacturing, Miscellaneous
C&I Curtailment | C&I Curtailment- Manual HVAC Control | End Use: HVAC Curtailment Method: Manual | Firm capacity reduction commitment. $/kW payment based on capacity commitment (nominated for DR) regardless of whether DR events are called. When DR events are called, participants are paid based on actual kW reduced during the event, plus receive additional energy payment ($/kWh) based on actual energy reduced during DR events. | Large Commercial, Large Industrial, Medium Commercial, Medium Industrial | Offices, Retail Trade, Services, Manufacturing, Miscellaneous
| C&I Curtailment- Auto-DR HVAC Control | End Use: HVAC Curtailment Method: Auto-DR
| C&I Curtailment- Standard Lighting Control | End Use: Lighting Curtailment Method: Standard lighting controls (non-networked)
| C&I Curtailment- Advanced Lighting Control | End Use: Lighting Curtailment Method: Advanced lighting controls (networked)
| C&I Curtailment- Water Heating Control | End Use: Electric Water Heating Curtailment Method: Manual/Auto-DR enabled
| C&I Curtailment- Industrial | End Use: Total Industrial Facility Loads Curtailment Method: Custom; depends on the facility type.
| C&I Curtailment- Other | End Use: Other end-uses Curtailment Method: Varied: depends on the facility type.
| C&I Loadshift to BUGs | End Use: Any Curtailment Method: Dispatch of Backup Generators | Backup generator capacity based on enrollment in the program in 2026 | Large Commercial, Large Industrial, Medium Commercial, Medium Industrial | Offices, Retail Trade, Services, Manufacturing, Miscellaneous
Dynamic Pricing | Dynamic Pricing with enabling tech. | End Use: Any Enabling tech: Rate is paired with an enabling tech offer (e.g., Smart thermostats, Auto-DR) | Critical Peak Pricing rate offer, which is aligned with NSP's CPP tariff | All classes | All segments
| Dynamic Pricing w/o enabling tech. | End Use: Any Enabling tech: None
Time-of-Use Rates (TOU) | Time-of-Use Rates (TOU) | End Use: Any Enabling tech: None |  | Residential | Residential Market Rate, Residential Low Income
Behind The Meter (BTM) Battery Control | BTM Battery Control | End Use: BTM batteries Enabling tech: Dispatch of BTM batteries |  | All classes | All segments
EV Charging Control | EV Charging Control | End Use: EVSE or on-board charging control Enabling tech: Managed charging of EVs either through EVSE or on-board charging control |  | Electric Vehicles (EV) | Electric Vehicles (EV)
Note: not all DR Options, DR Suboptions, Eligible Customer Classes or Customer Segments were included within E1's 2027 - 2031 DSM Plan.

## 2. Customer Segmentation
Market Segmentation for DR Assessment
Level | Description
Level 1: By Sector | Residential
Commercial and Industrial (BNI)
Electric Vehicles
Level 2: By Customer Class | Residential
Residential
BNI
Small General
General
Large General
Small Industrial
Medium Industrial
Large Industrial
Electric Vehicles
Level 3: By Segment/Building Type | Residential
Residential Market Rate
Residential Low Income
BNI
Manufacturing
Miscellaneous
Offices
Retail Trade
Services
Electric Vehicles
Mapping between Nova Scotia Power Rate Classes and Customer Classes in the DR Assessment
Mapped Customer Class in DR Assessment | Nova Scotia Power Rate Class
Residential | Residential
Small General | Small General
General | General
Large General | Large General
Small Industrial | Small Industrial
Medium Industrial | Medium Industrial
Large Industrial | Large Industrial
Interruptible | Interruptible Rider*
*Interruptible Rider not considered an eligible rate class as part of 2027 - 2031 DSM Plan DR modelling.

## 3a. Achiev Pot_Opt_Meter Avg
All DR Options
MW
Utility | ENS
Cases | Preferred Plan
DR Suboption | (All)
Customer Class | (All)
Building Type | (All)
MW or Percent of Load | MW of Load
Cost-Effectiveness Screen (DR Option) | (All)
Sum of Achievable Potential (MW) | Column Labels
Row Labels | C&I Curtailment | C&I Loadshift to BUGs | DLC-Thermostat | DLC-Water Heating | Grand Total
2027 | 9.75 | 6.2528 | 2.671 | 0.95503 | 19.6289
2028 | 11.73 | 6.2651 | 2.6186 | 0.93586 | 21.5495
2029 | 13.72 | 6.2814 | 2.5656 | 0.91719 | 23.4842
2030 | 15.68 | 6.3244 | 2.5147 | 0.89884 | 25.418
2031 | 17.64 | 6.3582 | 2.4644 | 0.88089 | 27.3435
This tab is an average over the morning and evening peak values

## 4a. Achiev Pot_Opt_Gen Avg
All DR Options
MW
Utility | ENS
Cases | Preferred Plan
DR Suboption | (All)
Customer Class | (All)
Building Type | (All)
MW or Percent of Load | MW of Load
Cost-Effectiveness Screen (DR Option) | (All)
Sum of Achievable Potential (MW) | Column Labels
Row Labels | C&I Curtailment | C&I Loadshift to BUGs | DLC-Thermostat | DLC-Water Heating | Grand Total
2027 | 10.3443 | 6.6247 | 3.0626 | 1.095 | 21.1266
2028 | 12.4449 | 6.6376 | 3.0025 | 1.0731 | 23.1581
2029 | 14.5562 | 6.6549 | 2.9417 | 1.0517 | 25.2044
2030 | 16.6357 | 6.7003 | 2.8834 | 1.0306 | 27.2501
2031 | 18.7152 | 6.7361 | 2.8257 | 1.01 | 29.2869
This tab is an average over the morning and evening peak values

## 5. Achiev Pot_Opt_%
All DR Options
%
Utility | ENS
Cases | Preferred Plan
DR Suboption | (All)
Customer Class | (All)
Building Type | (All)
Peak Period | Winter Evening
MW or Percent of Load | % of Load
Cost-Effectiveness Screen (DR Option) | (All)
Sum of Achievable Potential (MW) | Column Labels
Row Labels | C&I Curtailment | C&I Loadshift to BUGs | DLC-Thermostat | DLC-Water Heating | Grand Total
2027 | 0.7302% | 0.4568% | 0.2154% | 0.07055% | 1.473%
2028 | 0.8707% | 0.4537% | 0.2096% | 0.06863% | 1.603%
2029 | 1.014% | 0.4531% | 0.2034% | 0.0666% | 1.737%
2030 | 1.145% | 0.4509% | 0.1972% | 0.06456% | 1.858%
2031 | 1.282% | 0.4511% | 0.1923% | 0.06297% | 1.988%

## 6. Achiev Pot_Suboption
Achievable Potential by DR Sub-Option for the Preferred Scenario (MW at generator)
MW
Peak Period | Winter Evening
Utility | ENS
Cases | Preferred Plan
DR Option | (Multiple Items)
Customer Class | (All)
Building Type | (All)
MW or Percent of Load | MW of Load
Cost-Effectiveness Screen (DR Option) | (All)
Sum of Achievable Potential (MW) | Column Labels
Row Labels | DLC-Switch-Water Heating | DLC-Thermostat-DI-Baseboard Heating | DLC-Thermostat-BYOT-Baseboard Heating | DLC-Thermostat-DI-MSHP | DLC-Thermostat-BYOT-MSHP | C&I Curtailment-Turnkey-Manual HVAC Control | C&I Curtailment-Turnkey-Auto-DR HVAC Control | C&I Curtailment-Turnkey-Standard Lighting Control | C&I Curtailment-Turnkey-Water Heating Control | C&I Curtailment-Turnkey-Other | C&I Curtailment-Turnkey-Industrial | DLC-Thermostat-BYOT-Central Heat Pump | C&I Loadshift to BUGs | Grand Total
2027 | 1.0032 | 1.628 | 0.19029 | 0.94335 | 0.085259 | 5.5136 | 0.21886 | 2.0225 | 0.16551 | 2.4435 | 0.020302 | 0.21572 | 6.4953 | 20.9453
2028 | 0.98304 | 1.5955 | 0.18655 | 0.92449 | 0.083505 | 6.5613 | 0.32751 | 2.387 | 0.20212 | 2.969 | 0.024478 | 0.21248 | 6.498 | 22.955
2029 | 0.96343 | 1.5635 | 0.18284 | 0.906 | 0.082101 | 7.6277 | 0.47951 | 2.7701 | 0.24119 | 3.5241 | 0.028842 | 0.20724 | 6.5552 | 25.1318
2030 | 0.94415 | 1.5323 | 0.17917 | 0.88795 | 0.080347 | 8.5814 | 0.68074 | 3.1168 | 0.27911 | 4.0562 | 0.032982 | 0.20368 | 6.5936 | 27.1684
2031 | 0.9253 | 1.5016 | 0.17556 | 0.87007 | 0.078593 | 9.5547 | 0.94744 | 3.4704 | 0.31077 | 4.5164 | 0.036725 | 0.19986 | 6.629 | 29.2164
This show the estimated savings from all DR sub-options, disregarding cost-effectiveness.
To see potential from cost-effective DR options only, select 1 in the cost-effectiveness screen in the pivot table below.

## 7. Achiev Pot_Class
Achievable Potential by Customer Class for the Preferred Scenario (MW at generator)
MW
Cases | Preferred Plan
DR Option | (Multiple Items)
DR Suboption | (All)
Building Type | (All)
Peak Period | Winter Evening
MW or Percent of Load | MW of Load
Cost-Effectiveness Screen (DR Option) | (All)
Sum of Achievable Potential (MW) | Column Labels
Row Labels | Small Industrial | Large Industrial | Medium Industrial | Residential Charitable | General | Large General | Grand Total
2027 | 1.4292 | 0.10106 | 8.2076 | 4.0658 | 3.1756 | 3.9661 | 20.9453
2028 | 1.5054 | 0.12137 | 9.2852 | 3.9855 | 3.8143 | 4.2432 | 22.955
2029 | 1.5941 | 0.14279 | 10.4475 | 3.9051 | 4.4854 | 4.557 | 25.1318
2030 | 1.6759 | 0.16299 | 11.5381 | 3.8276 | 5.1205 | 4.8434 | 27.1684
2031 | 1.7576 | 0.18332 | 12.6338 | 3.751 | 5.7593 | 5.1314 | 29.2164

## 8. Participants
Selected_Scenarios | Preferred Plan
All_Customer_Classes | (All)
All_DR_Suboptions | (All)
Building_Type | (All)
Peak Period | Winter Evening
Sum of Participants | Column Labels
Row Labels | DLC-Water Heating | DLC-Thermostat | C&I Loadshift to BUGs | Grand Total
2027 | 2674 | 7370 | 11 | 10055
2028 | 2620 | 7224 | 11 | 9855
2029 | 2568 | 7078 | 11 | 9657
2030 | 2517 | 6937 | 11 | 9465
2031 | 2467 | 6799 | 11 | 9277
C&I Curtailment
Selected_Scenarios | Preferred Plan
All_Customer_Classes | (All)
Building_Type | (All)
All_DR_Options | C&I Curtailment
Row Labels | Sum of Participants
2027 | 158
2028 | 162
2029 | 162
2030 | 164
2031 | 164
This figure shows the total number of participants by DR options except C&I Curtailment. There is a separate C&I Curtailment graph in the chart below.
This figure shows the total number of C&I participants in the C&I Curtailment option.

## 8a. Eco Shift Devices
Selected_Scenarios | Preferred Plan
All_Customer_Classes | (All)
Building_Type | (All)
Peak Period | Winter Evening
Sum of Devices | Column Labels
Row Labels | DLC-Switch-Water Heating | DLC-Thermostat-DI-Baseboard Heating | DLC-Thermostat-BYOT-Baseboard Heating | DLC-Thermostat-BYOT-MSHP | DLC-Thermostat-DI-MSHP | DLC-Thermostat-BYOT-Central Heat Pump | Grand Total
2027 | 2673.7963 | 11358.7302 | 3386.9905 | 437.4 | 4839.6362 | 243.0778 | 22939.631
2028 | 2620.1179 | 11131.7815 | 3320.4051 | 428.4 | 4742.8707 | 239.4208 | 22482.9959
2029 | 2567.8573 | 10908.8291 | 3254.2537 | 421.2 | 4648.0153 | 233.5194 | 22033.6749
2030 | 2516.4581 | 10690.9001 | 3188.9907 | 412.2 | 4555.3826 | 229.5057 | 21593.4372
2031 | 2466.2143 | 10476.9761 | 3124.776 | 403.2 | 4463.6546 | 225.2051 | 21160.026
This figure shows the total number of ecoshift devices by DR suboptions.

## 19a. BC Ratios Cost Cat Avg
By DR Option & Scenario
Cost Test | PAC
Cases | Preferred Plan
DR Suboption | (All)
DR Option | Sum of Avoided Generation Capacity Costs | Sum of Avoided T&D Capacity Costs | Sum of Energy Impact | Sum of Program Development Cost | Sum of Program Administrative Cost | Sum of Program Delivery Cost | Sum of Marketing & Recruitment Cost | Sum of Technology Enablement Cost | Sum of Incentives
C&I Curtailment | 23292495.2521 | 3943028.7944 | 297651.6389 | 0 | 3114746.6652 | 1580480.9479 | 105532.3172 | 0 | 6827772.6901
C&I Loadshift to BUGs | 11021626.7817 | 1834565.9475 | 121728.6999 | 0 | 1485621.1147 | 739450.625 | 44135.0955 | 0 | 3194471.1449
DLC-Water Heating | 1614224.4696 | 267933.2724 | 9852.9112 | 0 | 1086713.7305 | 515251.3875 | 81684.707 | 456278.339 | 227378.0949
DLC-Thermostat | 4515579.1059 | 749537.4991 | 34356.2378 | 0 | 831299.6006 | 6021956.7776 | 120325.8099 | 0 | 995679.4626
Grand Total | 40443925.6093 | 6795065.5135 | 463589.4878 | 0 | 6518381.1109 | 8857139.738 | 351677.9296 | 456278.339 | 11245301.3924
Cost Test | PAC
Cases | Preferred Plan
DR Suboption | (All)
Row Labels | Sum of Costs | Sum of Benefits | Sum of BC Ratio
C&I Loadshift to BUGs | 5463677.98 | 12977921.4292 | 2.3753
C&I Curtailment | 11628532.6204 | 27533175.6854 | 2.3677
DLC-Water Heating | 2367306.2589 | 1892010.6532 | 0.79923
DLC-Thermostat | 7969261.6507 | 5299472.8428 | 0.66499
Grand Total | 27428778.5101 | 47702580.6107 | 1.7391
This tab is an average over the morning and evening peak values. Note that the energy impacts are a sum not an average as it assumes both all of the morning and evening events take place.

## 19b. BC Ratios Cost Categories
By DR Option & Scenario
Cost Test | PAC
Cases | Preferred Plan
DR Suboption | (All)
Peak Period | Winter Evening
DR Option | Sum of Avoided Generation Capacity Costs | Sum of Avoided T&D Capacity Costs | Sum of Energy Impact | Sum of Program Development Cost | Sum of Program Administrative Cost | Sum of Program Delivery Cost | Sum of Marketing & Recruitment Cost | Sum of Technology Enablement Cost | Sum of Incentives
C&I Curtailment | 23422582.6531 | 3964390.2841 | 148996.2729 | 0 | 3114746.6652 | 1588985.6186 | 105532.3172 | 0 | 6864513.3785
DLC-Water Heating | 1478810.1675 | 245456.8463 | 4103.1892 | 0 | 1086713.7305 | 515251.3875 | 81684.707 | 456278.339 | 227378.0949
DLC-Thermostat | 4515579.1059 | 749537.4991 | 15339.0058 | 0 | 831299.6006 | 6021956.7776 | 120325.8099 | 0 | 995679.4626
C&I Loadshift to BUGs | 10830476.4496 | 1802493.2598 | 58051.6692 | 0 | 1485621.1147 | 726486.7971 | 44135.0955 | 0 | 3138466.629
Grand Total | 40247448.3761 | 6761877.8893 | 226490.137 | 0 | 6518381.1109 | 8852680.5808 | 351677.9296 | 456278.339 | 11226037.5649

## 19c. BC Ratios by Year Avg
By DR Option & Scenario
Cases | Preferred Plan
Cost Tests | PAC
Customer Class | (All)
All Forecast Years | DR Option | Sum of Benefit | Sum of Cost | Sum of BC Ratio2
2027 | C&I Curtailment | 5692511.0798 | 1993999.9367 | 2.8548
2027 | DLC-Water Heating | 554278.6595 | 525081.5378 | 1.0556
2027 | DLC-Thermostat | 1552334.5431 | 1817080.5485 | 0.8543
2027 | C&I Loadshift to BUGs | 3645431.0752 | 1274236.6917 | 2.8609
2027 Total |  | 11444555.3576 | 5610398.7147 | 2.0399
2028 | C&I Curtailment | 3717290.1641 | 2340954.5816 | 1.5879
2028 | DLC-Water Heating | 296095.854 | 531772.5648 | 0.55681
2028 | DLC-Thermostat | 828692.4946 | 1811472.8935 | 0.45747
2028 | C&I Loadshift to BUGs | 1984076.4959 | 1248198.8231 | 1.5896
2028 Total |  | 6826155.0087 | 5932398.8631 | 1.1507
2029 | C&I Curtailment | 7182662.2425 | 2684892.2494 | 2.6752
2029 | DLC-Water Heating | 478353.1655 | 537260.0033 | 0.89036
2029 | DLC-Thermostat | 1339239.0118 | 1804575.2456 | 0.74214
2029 | C&I Loadshift to BUGs | 3285530.4757 | 1228367.2592 | 2.6747
2029 Total |  | 12285784.8954 | 6255094.7576 | 1.9641
2030 | C&I Curtailment | 7093962.6122 | 3019016.6882 | 2.3498
2030 | DLC-Water Heating | 404133.1978 | 542477.6955 | 0.74498
2030 | DLC-Thermostat | 1132423.5855 | 1797789.461 | 0.6299
2030 | C&I Loadshift to BUGs | 2857616.1191 | 1218017.066 | 2.3461
2030 Total |  | 11488135.5146 | 6577300.9106 | 1.7466
2031 | C&I Curtailment | 8011179.3001 | 3351120.1572 | 2.3906
2031 | DLC-Water Heating | 396383.3043 | 548623.8239 | 0.7225
2031 | DLC-Thermostat | 1111518.4808 | 1791924.1037 | 0.62029
2031 | C&I Loadshift to BUGs | 2882228.3737 | 1209674.7062 | 2.3826
2031 Total |  | 12401309.4589 | 6901342.7909 | 1.7969

## 20a. Annual Cost_Option Avg
Utility | ENS
Cases | Preferred Plan
DR Suboption | (All)
Customer Class | (All)
Building Type | (All)
Cost Category | (All)
Cost-Effective (DR Option) | (All)
Column Labels
Values | C&I Curtailment | C&I Loadshift to BUGs | DLC-Thermostat | DLC-Water Heating | Grand Total
2027 | 1916232.0938 | 1228744.6886 | 1666518.2122 | 501505.2238 | 5313000.2184
2028 | 2251046.3017 | 1202560.9499 | 1658348.6573 | 381456.6572 | 5493412.5661
2029 | 2582848.31 | 1182435.809 | 1648353.7845 | 386759.152 | 5800397.0555
2030 | 2905082.0655 | 1171542.2581 | 1639338.2906 | 390817.9889 | 6106780.603
2031 | 3225257.175 | 1162599.1087 | 1630199.7623 | 396157.2853 | 6414213.3313

## 21. Annual Cost_Category
Utility | ENS
Cases | Preferred Plan
Customer Class | (All)
DR Option | (Multiple Items)
DR Suboption | (All)
Building Type | (All)
Peak Period | Winter Evening
Cost-Effective (DR Option) | (All)
Column Labels
Values | Program Delivery Cost | Marketing & Recruitment Cost | Technology Enablement Cost | Incentives | Program Administrative Cost | Grand Total
2027 | 1754159.7511 | 58000 | 125574.0029 | 2105009.7595 | 1258306 | 5301049.5136
2028 | 1789525.5008 | 58500 | 0 | 2326174.0172 | 1304091 | 5478290.518
2029 | 1828906.3538 | 59500 | 0 | 2565391.7336 | 1348319 | 5802117.0873
2030 | 1865266.6426 | 60500 | 0 | 2789214.6525 | 1392040 | 6107021.2951
2031 | 1902036.6162 | 61000 | 0 | 3014286.8836 | 1438315 | 6415638.4998

## 22. Annual Cost_SubOption
Utility | ENS
Cases | Preferred Plan
DR Option | (Multiple Items)
Customer Class | (All)
Building Type | (All)
Cost Category | (All)
Peak Period | Winter Evening
Cost-Effective (DR Option) | (All)
Column Labels
Values | C&I Curtailment-Turnkey-Auto-DR HVAC Control | C&I Curtailment-Turnkey-Industrial | C&I Curtailment-Turnkey-Manual HVAC Control | C&I Curtailment-Turnkey-Other | C&I Curtailment-Turnkey-Standard Lighting Control | C&I Curtailment-Turnkey-Water Heating Control | DLC-Switch-Water Heating | DLC-Thermostat-BYOT-Baseboard Heating | DLC-Thermostat-BYOT-MSHP | DLC-Thermostat-DI-Baseboard Heating | DLC-Thermostat-DI-MSHP | DLC-Thermostat-BYOT-Central Heat Pump | C&I Loadshift to BUGs | Grand Total
2027 | 40498.3293 | 3774.9406 | 1020262.4272 | 451976.3289 | 374065.973 | 30617.3754 | 501505.2238 | 154650.4312 | 49223.708 | 837810.1295 | 544638.4074 | 80195.5361 | 1211830.7032 | 5301049.5136
2028 | 59207.3398 | 4446.4154 | 1186169.5141 | 536527.564 | 431306.1011 | 36528.16 | 381456.6572 | 153196.1732 | 48894.8845 | 834139.4753 | 541321.462 | 80796.6623 | 1184300.1091 | 5478290.518
2029 | 84913.4799 | 5132.0563 | 1350746.7995 | 623796.2857 | 490296.732 | 42696.0576 | 386759.152 | 151610.1076 | 48742.7763 | 829888.7358 | 537712.9758 | 80399.1891 | 1169422.7399 | 5802117.0873
2030 | 118685.9467 | 5777.9213 | 1496138.9624 | 706892.0608 | 543130.1887 | 48643.694 | 390817.9889 | 149982.5266 | 48348.7235 | 825948.2915 | 534320.56 | 80738.189 | 1157596.2418 | 6107021.2951
2031 | 163032.0365 | 6349.8603 | 1644127.81 | 776833.6871 | 596876.4988 | 53455.7132 | 396157.2853 | 148445.727 | 47953.4148 | 822037.7961 | 530871.7235 | 80891.1008 | 1148605.8462 | 6415638.4998
This show the estimated costs from all DR options, disregarding cost-effectiveness.
To see costs from cost-effective DR options only, select 1 in the cost-effectiveness screen in the pivot table below.
Note that this is not the TRC cost, it represents the program administrator cost. Therefore it includes incentives.

## 23a. Levelized Cost Avg
By DR Option
Utility | ENS
Cases | Preferred Plan
Cost Type | Selected Cost Test
Cost Test | PAC
Row Labels | Average of Levelized Cost | Sum of Achievable Results (MW) | Sum of Cost-Effective (DR Option)
C&I Curtailment | 188.5097 | 18.1981 | 1
DLC-Thermostat | 645.7178 | 2.4651 | 0
DLC-Water Heating | 538.8538 | 0.88086 | 0
C&I Loadshift to BUGs | 189.2797 | 6.3631 | 1
Grand Total | 390.5902 | 27.9072 | 2
Units: $/kW-yr
This show the levelized costs ($/kW-yr.) for all DR options,calculated by taking the NPV of costs and MWs for each option over the 2027-2031 timeframe.
The levelized costs are calcuated using PAC costs, which is the basis for calculating cost-effectiveness.
This tab is an average over the morning and evening peak values

## Meter Plan MW (hidden)
Utility | Cases | DR Option | DR Suboption | Customer Class | Building Type | Peak Period | MW or Percent of Load | Cost-Effectiveness Screen (DR Option) | Year | Achievable Potential (MW)
ENS | Alternate Scenario | DLC-Thermostat | DLC-Thermostat-BYOT-Central Heat Pump | Residential Charitable | Residential LI | Winter Morning | MW of Load | 0 | 2025 | 0.011235
ENS | Alternate Scenario | DLC-Thermostat | DLC-Thermostat-BYOT-Central Heat Pump | Residential Charitable | Residential Market Rate | Winter Morning | MW of Load | 0 | 2025 | 0.089061
ENS | Alternate Scenario | DLC-Thermostat | DLC-Thermostat-DI-Baseboard Heating | Residential Charitable | Residential LI | Winter Morning | MW of Load | 0 | 2025 | 0.066533
ENS | Alternate Scenario | DLC-Thermostat | DLC-Thermostat-DI-Baseboard Heating | Residential Charitable | Residential Market Rate | Winter Morning | MW of Load | 0 | 2025 | 0.69767
ENS | Alternate Scenario | DLC-Thermostat | DLC-Thermostat-BYOT-Baseboard Heating | Residential Charitable | Residential LI | Winter Morning | MW of Load | 0 | 2025 | 0.0045979
ENS | Alternate Scenario | DLC-Thermostat | DLC-Thermostat-BYOT-Baseboard Heating | Residential Charitable | Residential Market Rate | Winter Morning | MW of Load | 0 | 2025 | 0.048213
ENS | Alternate Scenario | DLC-Thermostat | DLC-Thermostat-DI-MSHP | Residential Charitable | Residential LI | Winter Morning | MW of Load | 0 | 2025 | 0.022628
ENS | Alternate Scenario | DLC-Thermostat | DLC-Thermostat-DI-MSHP | Residential Charitable | Residential Market Rate | Winter Morning | MW of Load | 0 | 2025 | 0.27903
ENS | Alternate Scenario | DLC-Thermostat | DLC-Thermostat-BYOT-MSHP | Residential Charitable | Residential LI | Winter Morning | MW of Load | 0 | 2025 | 0.0039954
ENS | Alternate Scenario | DLC-Thermostat | DLC-Thermostat-BYOT-MSHP | Residential Charitable | Residential Market Rate | Winter Morning | MW of Load | 0 | 2025 | 0.049268
ENS | Alternate Scenario | DLC-Thermostat | DLC-Thermostat-BYOT-Central Heat Pump | Residential Charitable | Residential LI | Winter Evening | MW of Load | 0 | 2025 | 0.011235
ENS | Alternate Scenario | DLC-Thermostat | DLC-Thermostat-BYOT-Central Heat Pump | Residential Charitable | Residential Market Rate | Winter Evening | MW of Load | 0 | 2025 | 0.089061
ENS | Alternate Scenario | DLC-Thermostat | DLC-Thermostat-DI-Baseboard Heating | Residential Charitable | Residential LI | Winter Evening | MW of Load | 0 | 2025 | 0.066533
ENS | Alternate Scenario | DLC-Thermostat | DLC-Thermostat-DI-Baseboard Heating | Residential Charitable | Residential Market Rate | Winter Evening | MW of Load | 0 | 2025 | 0.69767
ENS | Alternate Scenario | DLC-Thermostat | DLC-Thermostat-BYOT-Baseboard Heating | Residential Charitable | Residential LI | Winter Evening | MW of Load | 0 | 2025 | 0.0045979
ENS | Alternate Scenario | DLC-Thermostat | DLC-Thermostat-BYOT-Baseboard Heating | Residential Charitable | Residential Market Rate | Winter Evening | MW of Load | 0 | 2025 | 0.048213
ENS | Alternate Scenario | DLC-Thermostat | DLC-Thermostat-DI-MSHP | Residential Charitable | Residential LI | Winter Evening | MW of Load | 0 | 2025 | 0.022628
ENS | Alternate Scenario | DLC-Thermostat | DLC-Thermostat-DI-MSHP | Residential Charitable | Residential Market Rate | Winter Evening | MW of Load | 0 | 2025 | 0.27903
ENS | Alternate Scenario | DLC-Thermostat | DLC-Thermostat-BYOT-MSHP | Residential Charitable | Residential LI | Winter Evening | MW of Load | 0 | 2025 | 0.0039954
ENS | Alternate Scenario | DLC-Thermostat | DLC-Thermostat-BYOT-MSHP | Residential Charitable | Residential Market Rate | Winter Evening | MW of Load | 0 | 2025 | 0.049268
ENS | Alternate Scenario | DLC-Water Heating | DLC-Switch-Water Heating | Residential Charitable | Residential LI | Winter Morning | MW of Load | 0 | 2025 | 0.019734
ENS | Alternate Scenario | DLC-Water Heating | DLC-Switch-Water Heating | Residential Charitable | Residential Market Rate | Winter Morning | MW of Load | 0 | 2025 | 0.22826
ENS | Alternate Scenario | DLC-Water Heating | DLC-Switch-Water Heating | Residential Charitable | Residential LI | Winter Evening | MW of Load | 0 | 2025 | 0.016679
ENS | Alternate Scenario | DLC-Water Heating | DLC-Switch-Water Heating | Residential Charitable | Residential Market Rate | Winter Evening | MW of Load | 0 | 2025 | 0.19293
ENS | Alternate Scenario | C&I Curtailment | C&I Curtailment-Turnkey-Manual HVAC Control | General | Miscellaneous | Winter Morning | MW of Load | 1 | 2025 | 0.61221
ENS | Alternate Scenario | C&I Curtailment | C&I Curtailment-Turnkey-Manual HVAC Control | General | Offices | Winter Morning | MW of Load | 1 | 2025 | 0.040191
ENS | Alternate Scenario | C&I Curtailment | C&I Curtailment-Turnkey-Manual HVAC Control | General | Retail Trade | Winter Morning | MW of Load | 1 | 2025 | 0.14432
ENS | Alternate Scenario | C&I Curtailment | C&I Curtailment-Turnkey-Manual HVAC Control | General | Services | Winter Morning | MW of Load | 1 | 2025 | 0.093296
ENS | Alternate Scenario | C&I Curtailment | C&I Curtailment-Turnkey-Auto-DR HVAC Control | General | Miscellaneous | Winter Morning | MW of Load | 1 | 2025 | 0.01542
ENS | Alternate Scenario | C&I Curtailment | C&I Curtailment-Turnkey-Auto-DR HVAC Control | General | Offices | Winter Morning | MW of Load | 1 | 2025 | 0.0010124
ENS | Alternate Scenario | C&I Curtailment | C&I Curtailment-Turnkey-Auto-DR HVAC Control | General | Retail Trade | Winter Morning | MW of Load | 1 | 2025 | 0.0036352
ENS | Alternate Scenario | C&I Curtailment | C&I Curtailment-Turnkey-Auto-DR HVAC Control | General | Services | Winter Morning | MW of Load | 1 | 2025 | 0.00235
ENS | Alternate Scenario | C&I Curtailment | C&I Curtailment-Turnkey-Standard Lighting Control | General | Miscellaneous | Winter Morning | MW of Load | 1 | 2025 | 0.25956
ENS | Alternate Scenario | C&I Curtailment | C&I Curtailment-Turnkey-Standard Lighting Control | General | Offices | Winter Morning | MW of Load | 1 | 2025 | 0.0055243
ENS | Alternate Scenario | C&I Curtailment | C&I Curtailment-Turnkey-Standard Lighting Control | General | Retail Trade | Winter Morning | MW of Load | 1 | 2025 | 0.060412
ENS | Alternate Scenario | C&I Curtailment | C&I Curtailment-Turnkey-Standard Lighting Control | General | Services | Winter Morning | MW of Load | 1 | 2025 | 0.039079
ENS | Alternate Scenario | C&I Curtailment | C&I Curtailment-Turnkey-Water Heating Control | General | Miscellaneous | Winter Morning | MW of Load | 1 | 2025 | 0.014976
ENS | Alternate Scenario | C&I Curtailment | C&I Curtailment-Turnkey-Water Heating Control | General | Offices | Winter Morning | MW of Load | 1 | 2025 | 0.00040389
ENS | Alternate Scenario | C&I Curtailment | C&I Curtailment-Turnkey-Water Heating Control | General | Retail Trade | Winter Morning | MW of Load | 1 | 2025 | 0.007915
ENS | Alternate Scenario | C&I Curtailment | C&I Curtailment-Turnkey-Water Heating Control | General | Services | Winter Morning | MW of Load | 1 | 2025 | 0.0051139
ENS | Alternate Scenario | C&I Curtailment | C&I Curtailment-Turnkey-Other | General | Miscellaneous | Winter Morning | MW of Load | 1 | 2025 | 0.27009
ENS | Alternate Scenario | C&I Curtailment | C&I Curtailment-Turnkey-Other | General | Offices | Winter Morning | MW of Load | 1 | 2025 | 0.0074449
ENS | Alternate Scenario | C&I Curtailment | C&I Curtailment-Turnkey-Other | General | Retail Trade | Winter Morning | MW of Load | 1 | 2025 | 0.085165
ENS | Alternate Scenario | C&I Curtailment | C&I Curtailment-Turnkey-Other | General | Services | Winter Morning | MW of Load | 1 | 2025 | 0.055051
ENS | Alternate Scenario | C&I Curtailment | C&I Curtailment-Turnkey-Manual HVAC Control | General | Miscellaneous | Winter Evening | MW of Load | 1 | 2025 | 0.71498
ENS | Alternate Scenario | C&I Curtailment | C&I Curtailment-Turnkey-Manual HVAC Control | General | Offices | Winter Evening | MW of Load | 1 | 2025 | 0.046939
ENS | Alternate Scenario | C&I Curtailment | C&I Curtailment-Turnkey-Manual HVAC Control | General | Retail Trade | Winter Evening | MW of Load | 1 | 2025 | 0.16855
ENS | Alternate Scenario | C&I Curtailment | C&I Curtailment-Turnkey-Manual HVAC Control | General | Services | Winter Evening | MW of Load | 1 | 2025 | 0.10896
ENS | Alternate Scenario | C&I Curtailment | C&I Curtailment-Turnkey-Auto-DR HVAC Control | General | Miscellaneous | Winter Evening | MW of Load | 1 | 2025 | 0.018009
ENS | Alternate Scenario | C&I Curtailment | C&I Curtailment-Turnkey-Auto-DR HVAC Control | General | Offices | Winter Evening | MW of Load | 1 | 2025 | 0.0011823
ENS | Alternate Scenario | C&I Curtailment | C&I Curtailment-Turnkey-Auto-DR HVAC Control | General | Retail Trade | Winter Evening | MW of Load | 1 | 2025 | 0.0042454
ENS | Alternate Scenario | C&I Curtailment | C&I Curtailment-Turnkey-Auto-DR HVAC Control | General | Services | Winter Evening | MW of Load | 1 | 2025 | 0.0027445
ENS | Alternate Scenario | C&I Curtailment | C&I Curtailment-Turnkey-Standard Lighting Control | General | Miscellaneous | Winter Evening | MW of Load | 1 | 2025 | 0.30313
ENS | Alternate Scenario | C&I Curtailment | C&I Curtailment-Turnkey-Standard Lighting Control | General | Offices | Winter Evening | MW of Load | 1 | 2025 | 0.0064517
ENS | Alternate Scenario | C&I Curtailment | C&I Curtailment-Turnkey-Standard Lighting Control | General | Retail Trade | Winter Evening | MW of Load | 1 | 2025 | 0.070554
ENS | Alternate Scenario | C&I Curtailment | C&I Curtailment-Turnkey-Standard Lighting Control | General | Services | Winter Evening | MW of Load | 1 | 2025 | 0.045639
ENS | Alternate Scenario | C&I Curtailment | C&I Curtailment-Turnkey-Water Heating Control | General | Miscellaneous | Winter Evening | MW of Load | 1 | 2025 | 0.01749
ENS | Alternate Scenario | C&I Curtailment | C&I Curtailment-Turnkey-Water Heating Control | General | Offices | Winter Evening | MW of Load | 1 | 2025 | 0.00047169
ENS | Alternate Scenario | C&I Curtailment | C&I Curtailment-Turnkey-Water Heating Control | General | Retail Trade | Winter Evening | MW of Load | 1 | 2025 | 0.0092437
ENS | Alternate Scenario | C&I Curtailment | C&I Curtailment-Turnkey-Water Heating Control | General | Services | Winter Evening | MW of Load | 1 | 2025 | 0.0059724
ENS | Alternate Scenario | C&I Curtailment | C&I Curtailment-Turnkey-Other | General | Miscellaneous | Winter Evening | MW of Load | 1 | 2025 | 0.31543
ENS | Alternate Scenario | C&I Curtailment | C&I Curtailment-Turnkey-Other | General | Offices | Winter Evening | MW of Load | 1 | 2025 | 0.0086947
ENS | Alternate Scenario | C&I Curtailment | C&I Curtailment-Turnkey-Other | General | Retail Trade | Winter Evening | MW of Load | 1 | 2025 | 0.099462
ENS | Alternate Scenario | C&I Curtailment | C&I Curtailment-Turnkey-Other | General | Services | Winter Evening | MW of Load | 1 | 2025 | 0.064292
ENS | Alternate Scenario | C&I Curtailment | C&I Curtailment-Turnkey-Manual HVAC Control | Large General | Miscellaneous | Winter Morning | MW of Load | 1 | 2025 | 0.49231
ENS | Alternate Scenario | C&I Curtailment | C&I Curtailment-Turnkey-Manual HVAC Control | Large General | Retail Trade | Winter Morning | MW of Load | 1 | 2025 | 0.021277
ENS | Alternate Scenario | C&I Curtailment | C&I Curtailment-Turnkey-Manual HVAC Control | Large General | Services | Winter Morning | MW of Load | 1 | 2025 | 0.034073
ENS | Alternate Scenario | C&I Curtailment | C&I Curtailment-Turnkey-Auto-DR HVAC Control | Large General | Miscellaneous | Winter Morning | MW of Load | 1 | 2025 | 0.012401
ENS | Alternate Scenario | C&I Curtailment | C&I Curtailment-Turnkey-Auto-DR HVAC Control | Large General | Retail Trade | Winter Morning | MW of Load | 1 | 2025 | 0.00053593
ENS | Alternate Scenario | C&I Curtailment | C&I Curtailment-Turnkey-Auto-DR HVAC Control | Large General | Services | Winter Morning | MW of Load | 1 | 2025 | 0.00085824
ENS | Alternate Scenario | C&I Curtailment | C&I Curtailment-Turnkey-Standard Lighting Control | Large General | Miscellaneous | Winter Morning | MW of Load | 1 | 2025 | 0.21687
ENS | Alternate Scenario | C&I Curtailment | C&I Curtailment-Turnkey-Standard Lighting Control | Large General | Retail Trade | Winter Morning | MW of Load | 1 | 2025 | 0.0088779
ENS | Alternate Scenario | C&I Curtailment | C&I Curtailment-Turnkey-Standard Lighting Control | Large General | Services | Winter Morning | MW of Load | 1 | 2025 | 0.014217
ENS | Alternate Scenario | C&I Curtailment | C&I Curtailment-Turnkey-Water Heating Control | Large General | Miscellaneous | Winter Morning | MW of Load | 1 | 2025 | 0.0097846
ENS | Alternate Scenario | C&I Curtailment | C&I Curtailment-Turnkey-Water Heating Control | Large General | Retail Trade | Winter Morning | MW of Load | 1 | 2025 | 0.0011699
ENS | Alternate Scenario | C&I Curtailment | C&I Curtailment-Turnkey-Water Heating Control | Large General | Services | Winter Morning | MW of Load | 1 | 2025 | 0.0018735
ENS | Alternate Scenario | C&I Curtailment | C&I Curtailment-Turnkey-Other | Large General | Miscellaneous | Winter Morning | MW of Load | 1 | 2025 | 0.21164
ENS | Alternate Scenario | C&I Curtailment | C&I Curtailment-Turnkey-Other | Large General | Retail Trade | Winter Morning | MW of Load | 1 | 2025 | 0.012561
ENS | Alternate Scenario | C&I Curtailment | C&I Curtailment-Turnkey-Other | Large General | Services | Winter Morning | MW of Load | 1 | 2025 | 0.020114
ENS | Alternate Scenario | C&I Curtailment | C&I Curtailment-Turnkey-Manual HVAC Control | Large General | Miscellaneous | Winter Evening | MW of Load | 1 | 2025 | 0.4224
ENS | Alternate Scenario | C&I Curtailment | C&I Curtailment-Turnkey-Manual HVAC Control | Large General | Retail Trade | Winter Evening | MW of Load | 1 | 2025 | 0.018255
ENS | Alternate Scenario | C&I Curtailment | C&I Curtailment-Turnkey-Manual HVAC Control | Large General | Services | Winter Evening | MW of Load | 1 | 2025 | 0.029234
ENS | Alternate Scenario | C&I Curtailment | C&I Curtailment-Turnkey-Auto-DR HVAC Control | Large General | Miscellaneous | Winter Evening | MW of Load | 1 | 2025 | 0.010639
ENS | Alternate Scenario | C&I Curtailment | C&I Curtailment-Turnkey-Auto-DR HVAC Control | Large General | Retail Trade | Winter Evening | MW of Load | 1 | 2025 | 0.00045982
ENS | Alternate Scenario | C&I Curtailment | C&I Curtailment-Turnkey-Auto-DR HVAC Control | Large General | Services | Winter Evening | MW of Load | 1 | 2025 | 0.00073635
ENS | Alternate Scenario | C&I Curtailment | C&I Curtailment-Turnkey-Standard Lighting Control | Large General | Miscellaneous | Winter Evening | MW of Load | 1 | 2025 | 0.18607
ENS | Alternate Scenario | C&I Curtailment | C&I Curtailment-Turnkey-Standard Lighting Control | Large General | Retail Trade | Winter Evening | MW of Load | 1 | 2025 | 0.0076171
ENS | Alternate Scenario | C&I Curtailment | C&I Curtailment-Turnkey-Standard Lighting Control | Large General | Services | Winter Evening | MW of Load | 1 | 2025 | 0.012198
ENS | Alternate Scenario | C&I Curtailment | C&I Curtailment-Turnkey-Water Heating Control | Large General | Miscellaneous | Winter Evening | MW of Load | 1 | 2025 | 0.008395
ENS | Alternate Scenario | C&I Curtailment | C&I Curtailment-Turnkey-Water Heating Control | Large General | Retail Trade | Winter Evening | MW of Load | 1 | 2025 | 0.0010038
ENS | Alternate Scenario | C&I Curtailment | C&I Curtailment-Turnkey-Water Heating Control | Large General | Services | Winter Evening | MW of Load | 1 | 2025 | 0.0016075
ENS | Alternate Scenario | C&I Curtailment | C&I Curtailment-Turnkey-Other | Large General | Miscellaneous | Winter Evening | MW of Load | 1 | 2025 | 0.18158
ENS | Alternate Scenario | C&I Curtailment | C&I Curtailment-Turnkey-Other | Large General | Retail Trade | Winter Evening | MW of Load | 1 | 2025 | 0.010777
ENS | Alternate Scenario | C&I Curtailment | C&I Curtailment-Turnkey-Other | Large General | Services | Winter Evening | MW of Load | 1 | 2025 | 0.017258
ENS | Alternate Scenario | C&I Curtailment | C&I Curtailment-Turnkey-Manual HVAC Control | Small Industrial | Miscellaneous | Winter Morning | MW of Load | 1 | 2025 | 0.08219
ENS | Alternate Scenario | C&I Curtailment | C&I Curtailment-Turnkey-Manual HVAC Control | Small Industrial | Offices | Winter Morning | MW of Load | 1 | 2025 | 0.0010249
ENS | Alternate Scenario | C&I Curtailment | C&I Curtailment-Turnkey-Manual HVAC Control | Small Industrial | Retail Trade | Winter Morning | MW of Load | 1 | 2025 | 0.0035642
ENS | Alternate Scenario | C&I Curtailment | C&I Curtailment-Turnkey-Manual HVAC Control | Small Industrial | Services | Winter Morning | MW of Load | 1 | 2025 | 0.001126
ENS | Alternate Scenario | C&I Curtailment | C&I Curtailment-Turnkey-Auto-DR HVAC Control | Small Industrial | Miscellaneous | Winter Morning | MW of Load | 1 | 2025 | 0.0020702
ENS | Alternate Scenario | C&I Curtailment | C&I Curtailment-Turnkey-Auto-DR HVAC Control | Small Industrial | Offices | Winter Morning | MW of Load | 1 | 2025 | 2.5816e-05
ENS | Alternate Scenario | C&I Curtailment | C&I Curtailment-Turnkey-Auto-DR HVAC Control | Small Industrial | Retail Trade | Winter Morning | MW of Load | 1 | 2025 | 8.9777e-05
ENS | Alternate Scenario | C&I Curtailment | C&I Curtailment-Turnkey-Auto-DR HVAC Control | Small Industrial | Services | Winter Morning | MW of Load | 1 | 2025 | 2.8363e-05
ENS | Alternate Scenario | C&I Curtailment | C&I Curtailment-Turnkey-Standard Lighting Control | Small Industrial | Miscellaneous | Winter Morning | MW of Load | 1 | 2025 | 0.026504
ENS | Alternate Scenario | C&I Curtailment | C&I Curtailment-Turnkey-Standard Lighting Control | Small Industrial | Offices | Winter Morning | MW of Load | 1 | 2025 | 0.00014673
ENS | Alternate Scenario | C&I Curtailment | C&I Curtailment-Turnkey-Standard Lighting Control | Small Industrial | Retail Trade | Winter Morning | MW of Load | 1 | 2025 | 0.001554
ENS | Alternate Scenario | C&I Curtailment | C&I Curtailment-Turnkey-Standard Lighting Control | Small Industrial | Services | Winter Morning | MW of Load | 1 | 2025 | 0.00049095
ENS | Alternate Scenario | C&I Curtailment | C&I Curtailment-Turnkey-Water Heating Control | Small Industrial | Miscellaneous | Winter Morning | MW of Load | 1 | 2025 | 0.0019306
ENS | Alternate Scenario | C&I Curtailment | C&I Curtailment-Turnkey-Water Heating Control | Small Industrial | Offices | Winter Morning | MW of Load | 1 | 2025 | 1.0114e-05
ENS | Alternate Scenario | C&I Curtailment | C&I Curtailment-Turnkey-Water Heating Control | Small Industrial | Retail Trade | Winter Morning | MW of Load | 1 | 2025 | 0.0001889
ENS | Alternate Scenario | C&I Curtailment | C&I Curtailment-Turnkey-Water Heating Control | Small Industrial | Services | Winter Morning | MW of Load | 1 | 2025 | 5.9678e-05
ENS | Alternate Scenario | C&I Curtailment | C&I Curtailment-Turnkey-Other | Small Industrial | Miscellaneous | Winter Morning | MW of Load | 1 | 2025 | 0.030223
ENS | Alternate Scenario | C&I Curtailment | C&I Curtailment-Turnkey-Other | Small Industrial | Offices | Winter Morning | MW of Load | 1 | 2025 | 0.00019067
ENS | Alternate Scenario | C&I Curtailment | C&I Curtailment-Turnkey-Other | Small Industrial | Retail Trade | Winter Morning | MW of Load | 1 | 2025 | 0.002093
ENS | Alternate Scenario | C&I Curtailment | C&I Curtailment-Turnkey-Other | Small Industrial | Services | Winter Morning | MW of Load | 1 | 2025 | 0.00066124
ENS | Alternate Scenario | C&I Curtailment | C&I Curtailment-Turnkey-Industrial | Small Industrial | Manufacturing | Winter Morning | MW of Load | 1 | 2025 | 0.0073954
ENS | Alternate Scenario | C&I Curtailment | C&I Curtailment-Turnkey-Manual HVAC Control | Small Industrial | Miscellaneous | Winter Evening | MW of Load | 1 | 2025 | 0.11254
ENS | Alternate Scenario | C&I Curtailment | C&I Curtailment-Turnkey-Manual HVAC Control | Small Industrial | Offices | Winter Evening | MW of Load | 1 | 2025 | 0.0014034
ENS | Alternate Scenario | C&I Curtailment | C&I Curtailment-Turnkey-Manual HVAC Control | Small Industrial | Retail Trade | Winter Evening | MW of Load | 1 | 2025 | 0.0048805
ENS | Alternate Scenario | C&I Curtailment | C&I Curtailment-Turnkey-Manual HVAC Control | Small Industrial | Services | Winter Evening | MW of Load | 1 | 2025 | 0.0015419
ENS | Alternate Scenario | C&I Curtailment | C&I Curtailment-Turnkey-Auto-DR HVAC Control | Small Industrial | Miscellaneous | Winter Evening | MW of Load | 1 | 2025 | 0.0028347
ENS | Alternate Scenario | C&I Curtailment | C&I Curtailment-Turnkey-Auto-DR HVAC Control | Small Industrial | Offices | Winter Evening | MW of Load | 1 | 2025 | 3.535e-05
ENS | Alternate Scenario | C&I Curtailment | C&I Curtailment-Turnkey-Auto-DR HVAC Control | Small Industrial | Retail Trade | Winter Evening | MW of Load | 1 | 2025 | 0.00012293
ENS | Alternate Scenario | C&I Curtailment | C&I Curtailment-Turnkey-Auto-DR HVAC Control | Small Industrial | Services | Winter Evening | MW of Load | 1 | 2025 | 3.8837e-05
ENS | Alternate Scenario | C&I Curtailment | C&I Curtailment-Turnkey-Standard Lighting Control | Small Industrial | Miscellaneous | Winter Evening | MW of Load | 1 | 2025 | 0.036291
ENS | Alternate Scenario | C&I Curtailment | C&I Curtailment-Turnkey-Standard Lighting Control | Small Industrial | Offices | Winter Evening | MW of Load | 1 | 2025 | 0.00020092
ENS | Alternate Scenario | C&I Curtailment | C&I Curtailment-Turnkey-Standard Lighting Control | Small Industrial | Retail Trade | Winter Evening | MW of Load | 1 | 2025 | 0.0021279
ENS | Alternate Scenario | C&I Curtailment | C&I Curtailment-Turnkey-Standard Lighting Control | Small Industrial | Services | Winter Evening | MW of Load | 1 | 2025 | 0.00067225
ENS | Alternate Scenario | C&I Curtailment | C&I Curtailment-Turnkey-Water Heating Control | Small Industrial | Miscellaneous | Winter Evening | MW of Load | 1 | 2025 | 0.0026435
ENS | Alternate Scenario | C&I Curtailment | C&I Curtailment-Turnkey-Water Heating Control | Small Industrial | Offices | Winter Evening | MW of Load | 1 | 2025 | 1.3849e-05
ENS | Alternate Scenario | C&I Curtailment | C&I Curtailment-Turnkey-Water Heating Control | Small Industrial | Retail Trade | Winter Evening | MW of Load | 1 | 2025 | 0.00025866
ENS | Alternate Scenario | C&I Curtailment | C&I Curtailment-Turnkey-Water Heating Control | Small Industrial | Services | Winter Evening | MW of Load | 1 | 2025 | 8.1716e-05
ENS | Alternate Scenario | C&I Curtailment | C&I Curtailment-Turnkey-Other | Small Industrial | Miscellaneous | Winter Evening | MW of Load | 1 | 2025 | 0.041384
ENS | Alternate Scenario | C&I Curtailment | C&I Curtailment-Turnkey-Other | Small Industrial | Offices | Winter Evening | MW of Load | 1 | 2025 | 0.00026108
ENS | Alternate Scenario | C&I Curtailment | C&I Curtailment-Turnkey-Other | Small Industrial | Retail Trade | Winter Evening | MW of Load | 1 | 2025 | 0.0028659
ENS | Alternate Scenario | C&I Curtailment | C&I Curtailment-Turnkey-Other | Small Industrial | Services | Winter Evening | MW of Load | 1 | 2025 | 0.00090542
ENS | Alternate Scenario | C&I Curtailment | C&I Curtailment-Turnkey-Industrial | Small Industrial | Manufacturing | Winter Evening | MW of Load | 1 | 2025 | 0.010126
ENS | Alternate Scenario | C&I Curtailment | C&I Curtailment-Turnkey-Manual HVAC Control | Medium Industrial | Miscellaneous | Winter Morning | MW of Load | 1 | 2025 | 1.5732
ENS | Alternate Scenario | C&I Curtailment | C&I Curtailment-Turnkey-Manual HVAC Control | Medium Industrial | Offices | Winter Morning | MW of Load | 1 | 2025 | 0.024695
ENS | Alternate Scenario | C&I Curtailment | C&I Curtailment-Turnkey-Manual HVAC Control | Medium Industrial | Retail Trade | Winter Morning | MW of Load | 1 | 2025 | 0.35691
ENS | Alternate Scenario | C&I Curtailment | C&I Curtailment-Turnkey-Manual HVAC Control | Medium Industrial | Services | Winter Morning | MW of Load | 1 | 2025 | 0.016435
ENS | Alternate Scenario | C&I Curtailment | C&I Curtailment-Turnkey-Auto-DR HVAC Control | Medium Industrial | Miscellaneous | Winter Morning | MW of Load | 1 | 2025 | 0.039625
ENS | Alternate Scenario | C&I Curtailment | C&I Curtailment-Turnkey-Auto-DR HVAC Control | Medium Industrial | Offices | Winter Morning | MW of Load | 1 | 2025 | 0.00062202
ENS | Alternate Scenario | C&I Curtailment | C&I Curtailment-Turnkey-Auto-DR HVAC Control | Medium Industrial | Retail Trade | Winter Morning | MW of Load | 1 | 2025 | 0.0089899
ENS | Alternate Scenario | C&I Curtailment | C&I Curtailment-Turnkey-Auto-DR HVAC Control | Medium Industrial | Services | Winter Morning | MW of Load | 1 | 2025 | 0.00041396
ENS | Alternate Scenario | C&I Curtailment | C&I Curtailment-Turnkey-Standard Lighting Control | Medium Industrial | Miscellaneous | Winter Morning | MW of Load | 1 | 2025 | 0.50729
ENS | Alternate Scenario | C&I Curtailment | C&I Curtailment-Turnkey-Standard Lighting Control | Medium Industrial | Offices | Winter Morning | MW of Load | 1 | 2025 | 0.0035354
ENS | Alternate Scenario | C&I Curtailment | C&I Curtailment-Turnkey-Standard Lighting Control | Medium Industrial | Retail Trade | Winter Morning | MW of Load | 1 | 2025 | 0.15561
ENS | Alternate Scenario | C&I Curtailment | C&I Curtailment-Turnkey-Standard Lighting Control | Medium Industrial | Services | Winter Morning | MW of Load | 1 | 2025 | 0.0071654
ENS | Alternate Scenario | C&I Curtailment | C&I Curtailment-Turnkey-Water Heating Control | Medium Industrial | Miscellaneous | Winter Morning | MW of Load | 1 | 2025 | 0.036953
ENS | Alternate Scenario | C&I Curtailment | C&I Curtailment-Turnkey-Water Heating Control | Medium Industrial | Offices | Winter Morning | MW of Load | 1 | 2025 | 0.00024368
ENS | Alternate Scenario | C&I Curtailment | C&I Curtailment-Turnkey-Water Heating Control | Medium Industrial | Retail Trade | Winter Morning | MW of Load | 1 | 2025 | 0.018916
ENS | Alternate Scenario | C&I Curtailment | C&I Curtailment-Turnkey-Water Heating Control | Medium Industrial | Services | Winter Morning | MW of Load | 1 | 2025 | 0.00087101
ENS | Alternate Scenario | C&I Curtailment | C&I Curtailment-Turnkey-Other | Medium Industrial | Miscellaneous | Winter Morning | MW of Load | 1 | 2025 | 0.57849
ENS | Alternate Scenario | C&I Curtailment | C&I Curtailment-Turnkey-Other | Medium Industrial | Offices | Winter Morning | MW of Load | 1 | 2025 | 0.0045939
ENS | Alternate Scenario | C&I Curtailment | C&I Curtailment-Turnkey-Other | Medium Industrial | Retail Trade | Winter Morning | MW of Load | 1 | 2025 | 0.20959
ENS | Alternate Scenario | C&I Curtailment | C&I Curtailment-Turnkey-Other | Medium Industrial | Services | Winter Morning | MW of Load | 1 | 2025 | 0.0096508
ENS | Alternate Scenario | C&I Curtailment | C&I Curtailment-Turnkey-Manual HVAC Control | Medium Industrial | Miscellaneous | Winter Evening | MW of Load | 1 | 2025 | 1.518
ENS | Alternate Scenario | C&I Curtailment | C&I Curtailment-Turnkey-Manual HVAC Control | Medium Industrial | Offices | Winter Evening | MW of Load | 1 | 2025 | 0.023828
ENS | Alternate Scenario | C&I Curtailment | C&I Curtailment-Turnkey-Manual HVAC Control | Medium Industrial | Retail Trade | Winter Evening | MW of Load | 1 | 2025 | 0.34438
ENS | Alternate Scenario | C&I Curtailment | C&I Curtailment-Turnkey-Manual HVAC Control | Medium Industrial | Services | Winter Evening | MW of Load | 1 | 2025 | 0.015858
ENS | Alternate Scenario | C&I Curtailment | C&I Curtailment-Turnkey-Auto-DR HVAC Control | Medium Industrial | Miscellaneous | Winter Evening | MW of Load | 1 | 2025 | 0.038234
ENS | Alternate Scenario | C&I Curtailment | C&I Curtailment-Turnkey-Auto-DR HVAC Control | Medium Industrial | Offices | Winter Evening | MW of Load | 1 | 2025 | 0.00060019
ENS | Alternate Scenario | C&I Curtailment | C&I Curtailment-Turnkey-Auto-DR HVAC Control | Medium Industrial | Retail Trade | Winter Evening | MW of Load | 1 | 2025 | 0.0086743
ENS | Alternate Scenario | C&I Curtailment | C&I Curtailment-Turnkey-Auto-DR HVAC Control | Medium Industrial | Services | Winter Evening | MW of Load | 1 | 2025 | 0.00039943
ENS | Alternate Scenario | C&I Curtailment | C&I Curtailment-Turnkey-Standard Lighting Control | Medium Industrial | Miscellaneous | Winter Evening | MW of Load | 1 | 2025 | 0.48949
ENS | Alternate Scenario | C&I Curtailment | C&I Curtailment-Turnkey-Standard Lighting Control | Medium Industrial | Offices | Winter Evening | MW of Load | 1 | 2025 | 0.0034113
ENS | Alternate Scenario | C&I Curtailment | C&I Curtailment-Turnkey-Standard Lighting Control | Medium Industrial | Retail Trade | Winter Evening | MW of Load | 1 | 2025 | 0.15015
ENS | Alternate Scenario | C&I Curtailment | C&I Curtailment-Turnkey-Standard Lighting Control | Medium Industrial | Services | Winter Evening | MW of Load | 1 | 2025 | 0.0069139
ENS | Alternate Scenario | C&I Curtailment | C&I Curtailment-Turnkey-Water Heating Control | Medium Industrial | Miscellaneous | Winter Evening | MW of Load | 1 | 2025 | 0.035655
ENS | Alternate Scenario | C&I Curtailment | C&I Curtailment-Turnkey-Water Heating Control | Medium Industrial | Offices | Winter Evening | MW of Load | 1 | 2025 | 0.00023513
ENS | Alternate Scenario | C&I Curtailment | C&I Curtailment-Turnkey-Water Heating Control | Medium Industrial | Retail Trade | Winter Evening | MW of Load | 1 | 2025 | 0.018252
ENS | Alternate Scenario | C&I Curtailment | C&I Curtailment-Turnkey-Water Heating Control | Medium Industrial | Services | Winter Evening | MW of Load | 1 | 2025 | 0.00084043
ENS | Alternate Scenario | C&I Curtailment | C&I Curtailment-Turnkey-Other | Medium Industrial | Miscellaneous | Winter Evening | MW of Load | 1 | 2025 | 0.55818
ENS | Alternate Scenario | C&I Curtailment | C&I Curtailment-Turnkey-Other | Medium Industrial | Offices | Winter Evening | MW of Load | 1 | 2025 | 0.0044327
ENS | Alternate Scenario | C&I Curtailment | C&I Curtailment-Turnkey-Other | Medium Industrial | Retail Trade | Winter Evening | MW of Load | 1 | 2025 | 0.20223
ENS | Alternate Scenario | C&I Curtailment | C&I Curtailment-Turnkey-Other | Medium Industrial | Services | Winter Evening | MW of Load | 1 | 2025 | 0.009312
ENS | Alternate Scenario | C&I Curtailment | C&I Curtailment-Turnkey-Manual HVAC Control | Large Industrial | Miscellaneous | Winter Morning | MW of Load | 1 | 2025 | 0.033112
ENS | Alternate Scenario | C&I Curtailment | C&I Curtailment-Turnkey-Auto-DR HVAC Control | Large Industrial | Miscellaneous | Winter Morning | MW of Load | 1 | 2025 | 0.00083403
ENS | Alternate Scenario | C&I Curtailment | C&I Curtailment-Turnkey-Standard Lighting Control | Large Industrial | Miscellaneous | Winter Morning | MW of Load | 1 | 2025 | 0.014586
ENS | Alternate Scenario | C&I Curtailment | C&I Curtailment-Turnkey-Water Heating Control | Large Industrial | Miscellaneous | Winter Morning | MW of Load | 1 | 2025 | 0.00065809
ENS | Alternate Scenario | C&I Curtailment | C&I Curtailment-Turnkey-Other | Large Industrial | Miscellaneous | Winter Morning | MW of Load | 1 | 2025 | 0.014234
ENS | Alternate Scenario | C&I Curtailment | C&I Curtailment-Turnkey-Industrial | Large Industrial | Manufacturing | Winter Morning | MW of Load | 1 | 2025 | 0.0028564
ENS | Alternate Scenario | C&I Curtailment | C&I Curtailment-Turnkey-Manual HVAC Control | Large Industrial | Miscellaneous | Winter Evening | MW of Load | 1 | 2025 | 0.032831
ENS | Alternate Scenario | C&I Curtailment | C&I Curtailment-Turnkey-Auto-DR HVAC Control | Large Industrial | Miscellaneous | Winter Evening | MW of Load | 1 | 2025 | 0.00082696
ENS | Alternate Scenario | C&I Curtailment | C&I Curtailment-Turnkey-Standard Lighting Control | Large Industrial | Miscellaneous | Winter Evening | MW of Load | 1 | 2025 | 0.014462
ENS | Alternate Scenario | C&I Curtailment | C&I Curtailment-Turnkey-Water Heating Control | Large Industrial | Miscellaneous | Winter Evening | MW of Load | 1 | 2025 | 0.00065251
ENS | Alternate Scenario | C&I Curtailment | C&I Curtailment-Turnkey-Other | Large Industrial | Miscellaneous | Winter Evening | MW of Load | 1 | 2025 | 0.014114
ENS | Alternate Scenario | C&I Curtailment | C&I Curtailment-Turnkey-Industrial | Large Industrial | Manufacturing | Winter Evening | MW of Load | 1 | 2025 | 0.0028322
ENS | Alternate Scenario | Dynamic Pricing | Dynamic Pricing with enabling tech. | Small General | Manufacturing | Winter Morning | MW of Load | 1 | 2025 | 0.00093978
ENS | Alternate Scenario | Dynamic Pricing | Dynamic Pricing with enabling tech. | Small General | Manufacturing | Winter Evening | MW of Load | 1 | 2025 | 0.0010881
ENS | Alternate Scenario | Dynamic Pricing | Dynamic Pricing with enabling tech. | Residential Charitable | Residential LI | Winter Morning | MW of Load | 1 | 2025 | 0.01484
ENS | Alternate Scenario | Dynamic Pricing | Dynamic Pricing with enabling tech. | Residential Charitable | Residential Market Rate | Winter Morning | MW of Load | 1 | 2025 | 0.084443
ENS | Alternate Scenario | Dynamic Pricing | Dynamic Pricing w/o enabling tech. | Residential Charitable | Residential LI | Winter Morning | MW of Load | 1 | 2025 | 0.7071
ENS | Alternate Scenario | Dynamic Pricing | Dynamic Pricing w/o enabling tech. | Residential Charitable | Residential Market Rate | Winter Morning | MW of Load | 1 | 2025 | 4.0235
ENS | Alternate Scenario | Dynamic Pricing | Dynamic Pricing with enabling tech. | Residential Charitable | Residential LI | Winter Evening | MW of Load | 1 | 2025 | 0.016851
ENS | Alternate Scenario | Dynamic Pricing | Dynamic Pricing with enabling tech. | Residential Charitable | Residential Market Rate | Winter Evening | MW of Load | 1 | 2025 | 0.095886
ENS | Alternate Scenario | Dynamic Pricing | Dynamic Pricing w/o enabling tech. | Residential Charitable | Residential LI | Winter Evening | MW of Load | 1 | 2025 | 0.80292
ENS | Alternate Scenario | Dynamic Pricing | Dynamic Pricing w/o enabling tech. | Residential Charitable | Residential Market Rate | Winter Evening | MW of Load | 1 | 2025 | 4.5687
ENS | Alternate Scenario | BTM Battery Control | BTM Battery Control-BYOB | Residential Charitable | Residential Market Rate | Winter Morning | MW of Load | 0 | 2025 | 0.01703
ENS | Alternate Scenario | BTM Battery Control | BTM Battery Control-BYOB | Residential Charitable | Residential Market Rate | Winter Evening | MW of Load | 0 | 2025 | 0.02197
ENS | Alternate Scenario | EV Charging Control | EV Charging Control | EV Res LDV | EV | Winter Morning | MW of Load | 0 | 2025 | 0.0014699
ENS | Alternate Scenario | EV Charging Control | EV Charging Control | EV Res LDV | EV | Winter Evening | MW of Load | 0 | 2025 | 0.017639
ENS | Alternate Scenario | EV Charging Control | EV Charging Control | EV Com LDV | EV | Winter Morning | MW of Load | 0 | 2025 | 0.00049697
ENS | Alternate Scenario | EV Charging Control | EV Charging Control | EV Com LDV | EV | Winter Evening | MW of Load | 0 | 2025 | 0.0059636
ENS | Alternate Scenario | Time-of-Use Rates (TOU) | Time-of-Use Rates (TOU) | Residential Charitable | Residential LI | Winter Morning | MW of Load | 0 | 2025 | 0.22779
ENS | Alternate Scenario | Time-of-Use Rates (TOU) | Time-of-Use Rates (TOU) | Residential Charitable | Residential Market Rate | Winter Morning | MW of Load | 0 | 2025 | 1.2986
ENS | Alternate Scenario | Time-of-Use Rates (TOU) | Time-of-Use Rates (TOU) | Residential Charitable | Residential LI | Winter Evening | MW of Load | 0 | 2025 | 0.25866
ENS | Alternate Scenario | Time-of-Use Rates (TOU) | Time-of-Use Rates (TOU) | Residential Charitable | Residential Market Rate | Winter Evening | MW of Load | 0 | 2025 | 1.4746
ENS | Alternate Scenario | DLC-Thermostat | DLC-Thermostat-BYOT-Central Heat Pump | Residential Charitable | Residential LI | Winter Morning | MW of Load | 0 | 2026 | 0.02153
ENS | Alternate Scenario | DLC-Thermostat | DLC-Thermostat-BYOT-Central Heat Pump | Residential Charitable | Residential Market Rate | Winter Morning | MW of Load | 0 | 2026 | 0.17067
ENS | Alternate Scenario | DLC-Thermostat | DLC-Thermostat-DI-Baseboard Heating | Residential Charitable | Residential LI | Winter Morning | MW of Load | 0 | 2026 | 0.12612
ENS | Alternate Scenario | DLC-Thermostat | DLC-Thermostat-DI-Baseboard Heating | Residential Charitable | Residential Market Rate | Winter Morning | MW of Load | 0 | 2026 | 1.3225
ENS | Alternate Scenario | DLC-Thermostat | DLC-Thermostat-BYOT-Baseboard Heating | Residential Charitable | Residential LI | Winter Morning | MW of Load | 0 | 2026 | 0.014753
ENS | Alternate Scenario | DLC-Thermostat | DLC-Thermostat-BYOT-Baseboard Heating | Residential Charitable | Residential Market Rate | Winter Morning | MW of Load | 0 | 2026 | 0.1547
ENS | Alternate Scenario | DLC-Thermostat | DLC-Thermostat-DI-MSHP | Residential Charitable | Residential LI | Winter Morning | MW of Load | 0 | 2026 | 0.062961
ENS | Alternate Scenario | DLC-Thermostat | DLC-Thermostat-DI-MSHP | Residential Charitable | Residential Market Rate | Winter Morning | MW of Load | 0 | 2026 | 0.77637
ENS | Alternate Scenario | DLC-Thermostat | DLC-Thermostat-BYOT-MSHP | Residential Charitable | Residential LI | Winter Morning | MW of Load | 0 | 2026 | 0.0056747
ENS | Alternate Scenario | DLC-Thermostat | DLC-Thermostat-BYOT-MSHP | Residential Charitable | Residential Market Rate | Winter Morning | MW of Load | 0 | 2026 | 0.069974
ENS | Alternate Scenario | DLC-Thermostat | DLC-Thermostat-BYOT-Central Heat Pump | Residential Charitable | Residential LI | Winter Evening | MW of Load | 0 | 2026 | 0.02153
ENS | Alternate Scenario | DLC-Thermostat | DLC-Thermostat-BYOT-Central Heat Pump | Residential Charitable | Residential Market Rate | Winter Evening | MW of Load | 0 | 2026 | 0.17067
ENS | Alternate Scenario | DLC-Thermostat | DLC-Thermostat-DI-Baseboard Heating | Residential Charitable | Residential LI | Winter Evening | MW of Load | 0 | 2026 | 0.12612
ENS | Alternate Scenario | DLC-Thermostat | DLC-Thermostat-DI-Baseboard Heating | Residential Charitable | Residential Market Rate | Winter Evening | MW of Load | 0 | 2026 | 1.3225
ENS | Alternate Scenario | DLC-Thermostat | DLC-Thermostat-BYOT-Baseboard Heating | Residential Charitable | Residential LI | Winter Evening | MW of Load | 0 | 2026 | 0.014753
ENS | Alternate Scenario | DLC-Thermostat | DLC-Thermostat-BYOT-Baseboard Heating | Residential Charitable | Residential Market Rate | Winter Evening | MW of Load | 0 | 2026 | 0.1547
ENS | Alternate Scenario | DLC-Thermostat | DLC-Thermostat-DI-MSHP | Residential Charitable | Residential LI | Winter Evening | MW of Load | 0 | 2026 | 0.062961
ENS | Alternate Scenario | DLC-Thermostat | DLC-Thermostat-DI-MSHP | Residential Charitable | Residential Market Rate | Winter Evening | MW of Load | 0 | 2026 | 0.77637
ENS | Alternate Scenario | DLC-Thermostat | DLC-Thermostat-BYOT-MSHP | Residential Charitable | Residential LI | Winter Evening | MW of Load | 0 | 2026 | 0.0056747
ENS | Alternate Scenario | DLC-Thermostat | DLC-Thermostat-BYOT-MSHP | Residential Charitable | Residential Market Rate | Winter Evening | MW of Load | 0 | 2026 | 0.069974
ENS | Alternate Scenario | DLC-Water Heating | DLC-Switch-Water Heating | Residential Charitable | Residential LI | Winter Morning | MW of Load | 0 | 2026 | 0.068317
ENS | Alternate Scenario | DLC-Water Heating | DLC-Switch-Water Heating | Residential Charitable | Residential Market Rate | Winter Morning | MW of Load | 0 | 2026 | 0.79022
ENS | Alternate Scenario | DLC-Water Heating | DLC-Switch-Water Heating | Residential Charitable | Residential LI | Winter Evening | MW of Load | 0 | 2026 | 0.057742
ENS | Alternate Scenario | DLC-Water Heating | DLC-Switch-Water Heating | Residential Charitable | Residential Market Rate | Winter Evening | MW of Load | 0 | 2026 | 0.6679
ENS | Alternate Scenario | C&I Curtailment | C&I Curtailment-Turnkey-Manual HVAC Control | General | Miscellaneous | Winter Morning | MW of Load | 1 | 2026 | 0.49587
ENS | Alternate Scenario | C&I Curtailment | C&I Curtailment-Turnkey-Manual HVAC Control | General | Offices | Winter Morning | MW of Load | 1 | 2026 | 0.032801
ENS | Alternate Scenario | C&I Curtailment | C&I Curtailment-Turnkey-Manual HVAC Control | General | Retail Trade | Winter Morning | MW of Load | 1 | 2026 | 0.11642
ENS | Alternate Scenario | C&I Curtailment | C&I Curtailment-Turnkey-Manual HVAC Control | General | Services | Winter Morning | MW of Load | 1 | 2026 | 0.075263
ENS | Alternate Scenario | C&I Curtailment | C&I Curtailment-Turnkey-Auto-DR HVAC Control | General | Miscellaneous | Winter Morning | MW of Load | 1 | 2026 | 0.015672
ENS | Alternate Scenario | C&I Curtailment | C&I Curtailment-Turnkey-Auto-DR HVAC Control | General | Offices | Winter Morning | MW of Load | 1 | 2026 | 0.0010367
ENS | Alternate Scenario | C&I Curtailment | C&I Curtailment-Turnkey-Auto-DR HVAC Control | General | Retail Trade | Winter Morning | MW of Load | 1 | 2026 | 0.0036795
ENS | Alternate Scenario | C&I Curtailment | C&I Curtailment-Turnkey-Auto-DR HVAC Control | General | Services | Winter Morning | MW of Load | 1 | 2026 | 0.0023787
ENS | Alternate Scenario | C&I Curtailment | C&I Curtailment-Turnkey-Standard Lighting Control | General | Miscellaneous | Winter Morning | MW of Load | 1 | 2026 | 0.20828
ENS | Alternate Scenario | C&I Curtailment | C&I Curtailment-Turnkey-Standard Lighting Control | General | Offices | Winter Morning | MW of Load | 1 | 2026 | 0.0043655
ENS | Alternate Scenario | C&I Curtailment | C&I Curtailment-Turnkey-Standard Lighting Control | General | Retail Trade | Winter Morning | MW of Load | 1 | 2026 | 0.047954
ENS | Alternate Scenario | C&I Curtailment | C&I Curtailment-Turnkey-Standard Lighting Control | General | Services | Winter Morning | MW of Load | 1 | 2026 | 0.031025
ENS | Alternate Scenario | C&I Curtailment | C&I Curtailment-Turnkey-Water Heating Control | General | Miscellaneous | Winter Morning | MW of Load | 1 | 2026 | 0.012383
ENS | Alternate Scenario | C&I Curtailment | C&I Curtailment-Turnkey-Water Heating Control | General | Offices | Winter Morning | MW of Load | 1 | 2026 | 0.00033298
ENS | Alternate Scenario | C&I Curtailment | C&I Curtailment-Turnkey-Water Heating Control | General | Retail Trade | Winter Morning | MW of Load | 1 | 2026 | 0.006572
ENS | Alternate Scenario | C&I Curtailment | C&I Curtailment-Turnkey-Water Heating Control | General | Services | Winter Morning | MW of Load | 1 | 2026 | 0.0042457
ENS | Alternate Scenario | C&I Curtailment | C&I Curtailment-Turnkey-Other | General | Miscellaneous | Winter Morning | MW of Load | 1 | 2026 | 0.22213
ENS | Alternate Scenario | C&I Curtailment | C&I Curtailment-Turnkey-Other | General | Offices | Winter Morning | MW of Load | 1 | 2026 | 0.0061087
ENS | Alternate Scenario | C&I Curtailment | C&I Curtailment-Turnkey-Other | General | Retail Trade | Winter Morning | MW of Load | 1 | 2026 | 0.070121
ENS | Alternate Scenario | C&I Curtailment | C&I Curtailment-Turnkey-Other | General | Services | Winter Morning | MW of Load | 1 | 2026 | 0.045325
ENS | Alternate Scenario | C&I Curtailment | C&I Curtailment-Turnkey-Manual HVAC Control | General | Miscellaneous | Winter Evening | MW of Load | 1 | 2026 | 0.58116
ENS | Alternate Scenario | C&I Curtailment | C&I Curtailment-Turnkey-Manual HVAC Control | General | Offices | Winter Evening | MW of Load | 1 | 2026 | 0.038442
ENS | Alternate Scenario | C&I Curtailment | C&I Curtailment-Turnkey-Manual HVAC Control | General | Retail Trade | Winter Evening | MW of Load | 1 | 2026 | 0.13645
ENS | Alternate Scenario | C&I Curtailment | C&I Curtailment-Turnkey-Manual HVAC Control | General | Services | Winter Evening | MW of Load | 1 | 2026 | 0.088208
ENS | Alternate Scenario | C&I Curtailment | C&I Curtailment-Turnkey-Auto-DR HVAC Control | General | Miscellaneous | Winter Evening | MW of Load | 1 | 2026 | 0.018367
ENS | Alternate Scenario | C&I Curtailment | C&I Curtailment-Turnkey-Auto-DR HVAC Control | General | Offices | Winter Evening | MW of Load | 1 | 2026 | 0.001215
ENS | Alternate Scenario | C&I Curtailment | C&I Curtailment-Turnkey-Auto-DR HVAC Control | General | Retail Trade | Winter Evening | MW of Load | 1 | 2026 | 0.0043124
ENS | Alternate Scenario | C&I Curtailment | C&I Curtailment-Turnkey-Auto-DR HVAC Control | General | Services | Winter Evening | MW of Load | 1 | 2026 | 0.0027878
ENS | Alternate Scenario | C&I Curtailment | C&I Curtailment-Turnkey-Standard Lighting Control | General | Miscellaneous | Winter Evening | MW of Load | 1 | 2026 | 0.24411
ENS | Alternate Scenario | C&I Curtailment | C&I Curtailment-Turnkey-Standard Lighting Control | General | Offices | Winter Evening | MW of Load | 1 | 2026 | 0.0051164
ENS | Alternate Scenario | C&I Curtailment | C&I Curtailment-Turnkey-Standard Lighting Control | General | Retail Trade | Winter Evening | MW of Load | 1 | 2026 | 0.056202
ENS | Alternate Scenario | C&I Curtailment | C&I Curtailment-Turnkey-Standard Lighting Control | General | Services | Winter Evening | MW of Load | 1 | 2026 | 0.036361
ENS | Alternate Scenario | C&I Curtailment | C&I Curtailment-Turnkey-Water Heating Control | General | Miscellaneous | Winter Evening | MW of Load | 1 | 2026 | 0.014512
ENS | Alternate Scenario | C&I Curtailment | C&I Curtailment-Turnkey-Water Heating Control | General | Offices | Winter Evening | MW of Load | 1 | 2026 | 0.00039025
ENS | Alternate Scenario | C&I Curtailment | C&I Curtailment-Turnkey-Water Heating Control | General | Retail Trade | Winter Evening | MW of Load | 1 | 2026 | 0.0077024
ENS | Alternate Scenario | C&I Curtailment | C&I Curtailment-Turnkey-Water Heating Control | General | Services | Winter Evening | MW of Load | 1 | 2026 | 0.004976
ENS | Alternate Scenario | C&I Curtailment | C&I Curtailment-Turnkey-Other | General | Miscellaneous | Winter Evening | MW of Load | 1 | 2026 | 0.26034
ENS | Alternate Scenario | C&I Curtailment | C&I Curtailment-Turnkey-Other | General | Offices | Winter Evening | MW of Load | 1 | 2026 | 0.0071594
ENS | Alternate Scenario | C&I Curtailment | C&I Curtailment-Turnkey-Other | General | Retail Trade | Winter Evening | MW of Load | 1 | 2026 | 0.082182
ENS | Alternate Scenario | C&I Curtailment | C&I Curtailment-Turnkey-Other | General | Services | Winter Evening | MW of Load | 1 | 2026 | 0.053121
ENS | Alternate Scenario | C&I Curtailment | C&I Curtailment-Turnkey-Manual HVAC Control | Large General | Miscellaneous | Winter Morning | MW of Load | 1 | 2026 | 0.39918
ENS | Alternate Scenario | C&I Curtailment | C&I Curtailment-Turnkey-Manual HVAC Control | Large General | Retail Trade | Winter Morning | MW of Load | 1 | 2026 | 0.017147
ENS | Alternate Scenario | C&I Curtailment | C&I Curtailment-Turnkey-Manual HVAC Control | Large General | Services | Winter Morning | MW of Load | 1 | 2026 | 0.027459
ENS | Alternate Scenario | C&I Curtailment | C&I Curtailment-Turnkey-Auto-DR HVAC Control | Large General | Miscellaneous | Winter Morning | MW of Load | 1 | 2026 | 0.012616
ENS | Alternate Scenario | C&I Curtailment | C&I Curtailment-Turnkey-Auto-DR HVAC Control | Large General | Retail Trade | Winter Morning | MW of Load | 1 | 2026 | 0.00054192
ENS | Alternate Scenario | C&I Curtailment | C&I Curtailment-Turnkey-Auto-DR HVAC Control | Large General | Services | Winter Morning | MW of Load | 1 | 2026 | 0.00086782
ENS | Alternate Scenario | C&I Curtailment | C&I Curtailment-Turnkey-Standard Lighting Control | Large General | Miscellaneous | Winter Morning | MW of Load | 1 | 2026 | 0.17413
ENS | Alternate Scenario | C&I Curtailment | C&I Curtailment-Turnkey-Standard Lighting Control | Large General | Retail Trade | Winter Morning | MW of Load | 1 | 2026 | 0.0070348
ENS | Alternate Scenario | C&I Curtailment | C&I Curtailment-Turnkey-Standard Lighting Control | Large General | Services | Winter Morning | MW of Load | 1 | 2026 | 0.011265
ENS | Alternate Scenario | C&I Curtailment | C&I Curtailment-Turnkey-Water Heating Control | Large General | Miscellaneous | Winter Morning | MW of Load | 1 | 2026 | 0.0080406
ENS | Alternate Scenario | C&I Curtailment | C&I Curtailment-Turnkey-Water Heating Control | Large General | Retail Trade | Winter Morning | MW of Load | 1 | 2026 | 0.00097119
ENS | Alternate Scenario | C&I Curtailment | C&I Curtailment-Turnkey-Water Heating Control | Large General | Services | Winter Morning | MW of Load | 1 | 2026 | 0.0015553
ENS | Alternate Scenario | C&I Curtailment | C&I Curtailment-Turnkey-Other | Large General | Miscellaneous | Winter Morning | MW of Load | 1 | 2026 | 0.17379
ENS | Alternate Scenario | C&I Curtailment | C&I Curtailment-Turnkey-Other | Large General | Retail Trade | Winter Morning | MW of Load | 1 | 2026 | 0.010334
ENS | Alternate Scenario | C&I Curtailment | C&I Curtailment-Turnkey-Other | Large General | Services | Winter Morning | MW of Load | 1 | 2026 | 0.016549
ENS | Alternate Scenario | C&I Curtailment | C&I Curtailment-Turnkey-Manual HVAC Control | Large General | Miscellaneous | Winter Evening | MW of Load | 1 | 2026 | 0.3437
ENS | Alternate Scenario | C&I Curtailment | C&I Curtailment-Turnkey-Manual HVAC Control | Large General | Retail Trade | Winter Evening | MW of Load | 1 | 2026 | 0.014764
ENS | Alternate Scenario | C&I Curtailment | C&I Curtailment-Turnkey-Manual HVAC Control | Large General | Services | Winter Evening | MW of Load | 1 | 2026 | 0.023642
ENS | Alternate Scenario | C&I Curtailment | C&I Curtailment-Turnkey-Auto-DR HVAC Control | Large General | Miscellaneous | Winter Evening | MW of Load | 1 | 2026 | 0.010863
ENS | Alternate Scenario | C&I Curtailment | C&I Curtailment-Turnkey-Auto-DR HVAC Control | Large General | Retail Trade | Winter Evening | MW of Load | 1 | 2026 | 0.0004666
ENS | Alternate Scenario | C&I Curtailment | C&I Curtailment-Turnkey-Auto-DR HVAC Control | Large General | Services | Winter Evening | MW of Load | 1 | 2026 | 0.00074721
ENS | Alternate Scenario | C&I Curtailment | C&I Curtailment-Turnkey-Standard Lighting Control | Large General | Miscellaneous | Winter Evening | MW of Load | 1 | 2026 | 0.14993
ENS | Alternate Scenario | C&I Curtailment | C&I Curtailment-Turnkey-Standard Lighting Control | Large General | Retail Trade | Winter Evening | MW of Load | 1 | 2026 | 0.006057
ENS | Alternate Scenario | C&I Curtailment | C&I Curtailment-Turnkey-Standard Lighting Control | Large General | Services | Winter Evening | MW of Load | 1 | 2026 | 0.0096996
ENS | Alternate Scenario | C&I Curtailment | C&I Curtailment-Turnkey-Water Heating Control | Large General | Miscellaneous | Winter Evening | MW of Load | 1 | 2026 | 0.0069231
ENS | Alternate Scenario | C&I Curtailment | C&I Curtailment-Turnkey-Water Heating Control | Large General | Retail Trade | Winter Evening | MW of Load | 1 | 2026 | 0.00083621
ENS | Alternate Scenario | C&I Curtailment | C&I Curtailment-Turnkey-Water Heating Control | Large General | Services | Winter Evening | MW of Load | 1 | 2026 | 0.0013391
ENS | Alternate Scenario | C&I Curtailment | C&I Curtailment-Turnkey-Other | Large General | Miscellaneous | Winter Evening | MW of Load | 1 | 2026 | 0.14964
ENS | Alternate Scenario | C&I Curtailment | C&I Curtailment-Turnkey-Other | Large General | Retail Trade | Winter Evening | MW of Load | 1 | 2026 | 0.0088981
ENS | Alternate Scenario | C&I Curtailment | C&I Curtailment-Turnkey-Other | Large General | Services | Winter Evening | MW of Load | 1 | 2026 | 0.014249
ENS | Alternate Scenario | C&I Curtailment | C&I Curtailment-Turnkey-Manual HVAC Control | Small Industrial | Miscellaneous | Winter Morning | MW of Load | 1 | 2026 | 0.066582
ENS | Alternate Scenario | C&I Curtailment | C&I Curtailment-Turnkey-Manual HVAC Control | Small Industrial | Offices | Winter Morning | MW of Load | 1 | 2026 | 0.00083393
ENS | Alternate Scenario | C&I Curtailment | C&I Curtailment-Turnkey-Manual HVAC Control | Small Industrial | Retail Trade | Winter Morning | MW of Load | 1 | 2026 | 0.0028747
ENS | Alternate Scenario | C&I Curtailment | C&I Curtailment-Turnkey-Manual HVAC Control | Small Industrial | Services | Winter Morning | MW of Load | 1 | 2026 | 0.00090819
ENS | Alternate Scenario | C&I Curtailment | C&I Curtailment-Turnkey-Auto-DR HVAC Control | Small Industrial | Miscellaneous | Winter Morning | MW of Load | 1 | 2026 | 0.0021043
ENS | Alternate Scenario | C&I Curtailment | C&I Curtailment-Turnkey-Auto-DR HVAC Control | Small Industrial | Offices | Winter Morning | MW of Load | 1 | 2026 | 2.6356e-05
ENS | Alternate Scenario | C&I Curtailment | C&I Curtailment-Turnkey-Auto-DR HVAC Control | Small Industrial | Retail Trade | Winter Morning | MW of Load | 1 | 2026 | 9.0854e-05
ENS | Alternate Scenario | C&I Curtailment | C&I Curtailment-Turnkey-Auto-DR HVAC Control | Small Industrial | Services | Winter Morning | MW of Load | 1 | 2026 | 2.8703e-05
ENS | Alternate Scenario | C&I Curtailment | C&I Curtailment-Turnkey-Standard Lighting Control | Small Industrial | Miscellaneous | Winter Morning | MW of Load | 1 | 2026 | 0.021191
ENS | Alternate Scenario | C&I Curtailment | C&I Curtailment-Turnkey-Standard Lighting Control | Small Industrial | Offices | Winter Morning | MW of Load | 1 | 2026 | 0.0001168
ENS | Alternate Scenario | C&I Curtailment | C&I Curtailment-Turnkey-Standard Lighting Control | Small Industrial | Retail Trade | Winter Morning | MW of Load | 1 | 2026 | 0.0012447
ENS | Alternate Scenario | C&I Curtailment | C&I Curtailment-Turnkey-Standard Lighting Control | Small Industrial | Services | Winter Morning | MW of Load | 1 | 2026 | 0.00039324
ENS | Alternate Scenario | C&I Curtailment | C&I Curtailment-Turnkey-Water Heating Control | Small Industrial | Miscellaneous | Winter Morning | MW of Load | 1 | 2026 | 0.0015897
ENS | Alternate Scenario | C&I Curtailment | C&I Curtailment-Turnkey-Water Heating Control | Small Industrial | Offices | Winter Morning | MW of Load | 1 | 2026 | 8.2747e-06
ENS | Alternate Scenario | C&I Curtailment | C&I Curtailment-Turnkey-Water Heating Control | Small Industrial | Retail Trade | Winter Morning | MW of Load | 1 | 2026 | 0.00015518
ENS | Alternate Scenario | C&I Curtailment | C&I Curtailment-Turnkey-Water Heating Control | Small Industrial | Services | Winter Morning | MW of Load | 1 | 2026 | 4.9025e-05
ENS | Alternate Scenario | C&I Curtailment | C&I Curtailment-Turnkey-Other | Small Industrial | Miscellaneous | Winter Morning | MW of Load | 1 | 2026 | 0.024789
ENS | Alternate Scenario | C&I Curtailment | C&I Curtailment-Turnkey-Other | Small Industrial | Offices | Winter Morning | MW of Load | 1 | 2026 | 0.00015605
ENS | Alternate Scenario | C&I Curtailment | C&I Curtailment-Turnkey-Other | Small Industrial | Retail Trade | Winter Morning | MW of Load | 1 | 2026 | 0.0017163
ENS | Alternate Scenario | C&I Curtailment | C&I Curtailment-Turnkey-Other | Small Industrial | Services | Winter Morning | MW of Load | 1 | 2026 | 0.00054223
ENS | Alternate Scenario | C&I Curtailment | C&I Curtailment-Turnkey-Industrial | Small Industrial | Manufacturing | Winter Morning | MW of Load | 1 | 2026 | 0.0060334
ENS | Alternate Scenario | C&I Curtailment | C&I Curtailment-Turnkey-Manual HVAC Control | Small Industrial | Miscellaneous | Winter Evening | MW of Load | 1 | 2026 | 0.091492
ENS | Alternate Scenario | C&I Curtailment | C&I Curtailment-Turnkey-Manual HVAC Control | Small Industrial | Offices | Winter Evening | MW of Load | 1 | 2026 | 0.0011459
ENS | Alternate Scenario | C&I Curtailment | C&I Curtailment-Turnkey-Manual HVAC Control | Small Industrial | Retail Trade | Winter Evening | MW of Load | 1 | 2026 | 0.0039502
ENS | Alternate Scenario | C&I Curtailment | C&I Curtailment-Turnkey-Manual HVAC Control | Small Industrial | Services | Winter Evening | MW of Load | 1 | 2026 | 0.001248
ENS | Alternate Scenario | C&I Curtailment | C&I Curtailment-Turnkey-Auto-DR HVAC Control | Small Industrial | Miscellaneous | Winter Evening | MW of Load | 1 | 2026 | 0.0028916
ENS | Alternate Scenario | C&I Curtailment | C&I Curtailment-Turnkey-Auto-DR HVAC Control | Small Industrial | Offices | Winter Evening | MW of Load | 1 | 2026 | 3.6217e-05
ENS | Alternate Scenario | C&I Curtailment | C&I Curtailment-Turnkey-Auto-DR HVAC Control | Small Industrial | Retail Trade | Winter Evening | MW of Load | 1 | 2026 | 0.00012484
ENS | Alternate Scenario | C&I Curtailment | C&I Curtailment-Turnkey-Auto-DR HVAC Control | Small Industrial | Services | Winter Evening | MW of Load | 1 | 2026 | 3.9442e-05
ENS | Alternate Scenario | C&I Curtailment | C&I Curtailment-Turnkey-Standard Lighting Control | Small Industrial | Miscellaneous | Winter Evening | MW of Load | 1 | 2026 | 0.029119
ENS | Alternate Scenario | C&I Curtailment | C&I Curtailment-Turnkey-Standard Lighting Control | Small Industrial | Offices | Winter Evening | MW of Load | 1 | 2026 | 0.00016049
ENS | Alternate Scenario | C&I Curtailment | C&I Curtailment-Turnkey-Standard Lighting Control | Small Industrial | Retail Trade | Winter Evening | MW of Load | 1 | 2026 | 0.0017104
ENS | Alternate Scenario | C&I Curtailment | C&I Curtailment-Turnkey-Standard Lighting Control | Small Industrial | Services | Winter Evening | MW of Load | 1 | 2026 | 0.00054037
ENS | Alternate Scenario | C&I Curtailment | C&I Curtailment-Turnkey-Water Heating Control | Small Industrial | Miscellaneous | Winter Evening | MW of Load | 1 | 2026 | 0.0021845
ENS | Alternate Scenario | C&I Curtailment | C&I Curtailment-Turnkey-Water Heating Control | Small Industrial | Offices | Winter Evening | MW of Load | 1 | 2026 | 1.137e-05
ENS | Alternate Scenario | C&I Curtailment | C&I Curtailment-Turnkey-Water Heating Control | Small Industrial | Retail Trade | Winter Evening | MW of Load | 1 | 2026 | 0.00021323
ENS | Alternate Scenario | C&I Curtailment | C&I Curtailment-Turnkey-Water Heating Control | Small Industrial | Services | Winter Evening | MW of Load | 1 | 2026 | 6.7366e-05
ENS | Alternate Scenario | C&I Curtailment | C&I Curtailment-Turnkey-Other | Small Industrial | Miscellaneous | Winter Evening | MW of Load | 1 | 2026 | 0.034063
ENS | Alternate Scenario | C&I Curtailment | C&I Curtailment-Turnkey-Other | Small Industrial | Offices | Winter Evening | MW of Load | 1 | 2026 | 0.00021443
ENS | Alternate Scenario | C&I Curtailment | C&I Curtailment-Turnkey-Other | Small Industrial | Retail Trade | Winter Evening | MW of Load | 1 | 2026 | 0.0023584
ENS | Alternate Scenario | C&I Curtailment | C&I Curtailment-Turnkey-Other | Small Industrial | Services | Winter Evening | MW of Load | 1 | 2026 | 0.00074509
ENS | Alternate Scenario | C&I Curtailment | C&I Curtailment-Turnkey-Industrial | Small Industrial | Manufacturing | Winter Evening | MW of Load | 1 | 2026 | 0.0082906
ENS | Alternate Scenario | C&I Curtailment | C&I Curtailment-Turnkey-Manual HVAC Control | Medium Industrial | Miscellaneous | Winter Morning | MW of Load | 1 | 2026 | 1.2753
ENS | Alternate Scenario | C&I Curtailment | C&I Curtailment-Turnkey-Manual HVAC Control | Medium Industrial | Offices | Winter Morning | MW of Load | 1 | 2026 | 0.020107
ENS | Alternate Scenario | C&I Curtailment | C&I Curtailment-Turnkey-Manual HVAC Control | Medium Industrial | Retail Trade | Winter Morning | MW of Load | 1 | 2026 | 0.28807
ENS | Alternate Scenario | C&I Curtailment | C&I Curtailment-Turnkey-Manual HVAC Control | Medium Industrial | Services | Winter Morning | MW of Load | 1 | 2026 | 0.013265
ENS | Alternate Scenario | C&I Curtailment | C&I Curtailment-Turnkey-Auto-DR HVAC Control | Medium Industrial | Miscellaneous | Winter Morning | MW of Load | 1 | 2026 | 0.040307
ENS | Alternate Scenario | C&I Curtailment | C&I Curtailment-Turnkey-Auto-DR HVAC Control | Medium Industrial | Offices | Winter Morning | MW of Load | 1 | 2026 | 0.00063549
ENS | Alternate Scenario | C&I Curtailment | C&I Curtailment-Turnkey-Auto-DR HVAC Control | Medium Industrial | Retail Trade | Winter Morning | MW of Load | 1 | 2026 | 0.0091044
ENS | Alternate Scenario | C&I Curtailment | C&I Curtailment-Turnkey-Auto-DR HVAC Control | Medium Industrial | Services | Winter Morning | MW of Load | 1 | 2026 | 0.00041923
ENS | Alternate Scenario | C&I Curtailment | C&I Curtailment-Turnkey-Standard Lighting Control | Medium Industrial | Miscellaneous | Winter Morning | MW of Load | 1 | 2026 | 0.4059
ENS | Alternate Scenario | C&I Curtailment | C&I Curtailment-Turnkey-Standard Lighting Control | Medium Industrial | Offices | Winter Morning | MW of Load | 1 | 2026 | 0.0028162
ENS | Alternate Scenario | C&I Curtailment | C&I Curtailment-Turnkey-Standard Lighting Control | Medium Industrial | Retail Trade | Winter Morning | MW of Load | 1 | 2026 | 0.12473
ENS | Alternate Scenario | C&I Curtailment | C&I Curtailment-Turnkey-Standard Lighting Control | Medium Industrial | Services | Winter Morning | MW of Load | 1 | 2026 | 0.0057436
ENS | Alternate Scenario | C&I Curtailment | C&I Curtailment-Turnkey-Water Heating Control | Medium Industrial | Miscellaneous | Winter Morning | MW of Load | 1 | 2026 | 0.030451
ENS | Alternate Scenario | C&I Curtailment | C&I Curtailment-Turnkey-Water Heating Control | Medium Industrial | Offices | Winter Morning | MW of Load | 1 | 2026 | 0.00019952
ENS | Alternate Scenario | C&I Curtailment | C&I Curtailment-Turnkey-Water Heating Control | Medium Industrial | Retail Trade | Winter Morning | MW of Load | 1 | 2026 | 0.01555
ENS | Alternate Scenario | C&I Curtailment | C&I Curtailment-Turnkey-Water Heating Control | Medium Industrial | Services | Winter Morning | MW of Load | 1 | 2026 | 0.00071604
ENS | Alternate Scenario | C&I Curtailment | C&I Curtailment-Turnkey-Other | Medium Industrial | Miscellaneous | Winter Morning | MW of Load | 1 | 2026 | 0.47482
ENS | Alternate Scenario | C&I Curtailment | C&I Curtailment-Turnkey-Other | Medium Industrial | Offices | Winter Morning | MW of Load | 1 | 2026 | 0.0037626
ENS | Alternate Scenario | C&I Curtailment | C&I Curtailment-Turnkey-Other | Medium Industrial | Retail Trade | Winter Morning | MW of Load | 1 | 2026 | 0.17199
ENS | Alternate Scenario | C&I Curtailment | C&I Curtailment-Turnkey-Other | Medium Industrial | Services | Winter Morning | MW of Load | 1 | 2026 | 0.0079196
ENS | Alternate Scenario | C&I Curtailment | C&I Curtailment-Turnkey-Manual HVAC Control | Medium Industrial | Miscellaneous | Winter Evening | MW of Load | 1 | 2026 | 1.2349
ENS | Alternate Scenario | C&I Curtailment | C&I Curtailment-Turnkey-Manual HVAC Control | Medium Industrial | Offices | Winter Evening | MW of Load | 1 | 2026 | 0.01947
ENS | Alternate Scenario | C&I Curtailment | C&I Curtailment-Turnkey-Manual HVAC Control | Medium Industrial | Retail Trade | Winter Evening | MW of Load | 1 | 2026 | 0.27894
ENS | Alternate Scenario | C&I Curtailment | C&I Curtailment-Turnkey-Manual HVAC Control | Medium Industrial | Services | Winter Evening | MW of Load | 1 | 2026 | 0.012844
ENS | Alternate Scenario | C&I Curtailment | C&I Curtailment-Turnkey-Auto-DR HVAC Control | Medium Industrial | Miscellaneous | Winter Evening | MW of Load | 1 | 2026 | 0.039029
ENS | Alternate Scenario | C&I Curtailment | C&I Curtailment-Turnkey-Auto-DR HVAC Control | Medium Industrial | Offices | Winter Evening | MW of Load | 1 | 2026 | 0.00061535
ENS | Alternate Scenario | C&I Curtailment | C&I Curtailment-Turnkey-Auto-DR HVAC Control | Medium Industrial | Retail Trade | Winter Evening | MW of Load | 1 | 2026 | 0.0088158
ENS | Alternate Scenario | C&I Curtailment | C&I Curtailment-Turnkey-Auto-DR HVAC Control | Medium Industrial | Services | Winter Evening | MW of Load | 1 | 2026 | 0.00040594
ENS | Alternate Scenario | C&I Curtailment | C&I Curtailment-Turnkey-Standard Lighting Control | Medium Industrial | Miscellaneous | Winter Evening | MW of Load | 1 | 2026 | 0.39303
ENS | Alternate Scenario | C&I Curtailment | C&I Curtailment-Turnkey-Standard Lighting Control | Medium Industrial | Offices | Winter Evening | MW of Load | 1 | 2026 | 0.0027269
ENS | Alternate Scenario | C&I Curtailment | C&I Curtailment-Turnkey-Standard Lighting Control | Medium Industrial | Retail Trade | Winter Evening | MW of Load | 1 | 2026 | 0.12078
ENS | Alternate Scenario | C&I Curtailment | C&I Curtailment-Turnkey-Standard Lighting Control | Medium Industrial | Services | Winter Evening | MW of Load | 1 | 2026 | 0.0055615
ENS | Alternate Scenario | C&I Curtailment | C&I Curtailment-Turnkey-Water Heating Control | Medium Industrial | Miscellaneous | Winter Evening | MW of Load | 1 | 2026 | 0.029485
ENS | Alternate Scenario | C&I Curtailment | C&I Curtailment-Turnkey-Water Heating Control | Medium Industrial | Offices | Winter Evening | MW of Load | 1 | 2026 | 0.00019319
ENS | Alternate Scenario | C&I Curtailment | C&I Curtailment-Turnkey-Water Heating Control | Medium Industrial | Retail Trade | Winter Evening | MW of Load | 1 | 2026 | 0.015057
ENS | Alternate Scenario | C&I Curtailment | C&I Curtailment-Turnkey-Water Heating Control | Medium Industrial | Services | Winter Evening | MW of Load | 1 | 2026 | 0.00069335
ENS | Alternate Scenario | C&I Curtailment | C&I Curtailment-Turnkey-Other | Medium Industrial | Miscellaneous | Winter Evening | MW of Load | 1 | 2026 | 0.45977
ENS | Alternate Scenario | C&I Curtailment | C&I Curtailment-Turnkey-Other | Medium Industrial | Offices | Winter Evening | MW of Load | 1 | 2026 | 0.0036434
ENS | Alternate Scenario | C&I Curtailment | C&I Curtailment-Turnkey-Other | Medium Industrial | Retail Trade | Winter Evening | MW of Load | 1 | 2026 | 0.16654
ENS | Alternate Scenario | C&I Curtailment | C&I Curtailment-Turnkey-Other | Medium Industrial | Services | Winter Evening | MW of Load | 1 | 2026 | 0.0076686
ENS | Alternate Scenario | C&I Curtailment | C&I Curtailment-Turnkey-Manual HVAC Control | Large Industrial | Miscellaneous | Winter Morning | MW of Load | 1 | 2026 | 0.02683
ENS | Alternate Scenario | C&I Curtailment | C&I Curtailment-Turnkey-Auto-DR HVAC Control | Large Industrial | Miscellaneous | Winter Morning | MW of Load | 1 | 2026 | 0.00084794
ENS | Alternate Scenario | C&I Curtailment | C&I Curtailment-Turnkey-Standard Lighting Control | Large Industrial | Miscellaneous | Winter Morning | MW of Load | 1 | 2026 | 0.011704
ENS | Alternate Scenario | C&I Curtailment | C&I Curtailment-Turnkey-Water Heating Control | Large Industrial | Miscellaneous | Winter Morning | MW of Load | 1 | 2026 | 0.00054042
ENS | Alternate Scenario | C&I Curtailment | C&I Curtailment-Turnkey-Other | Large Industrial | Miscellaneous | Winter Morning | MW of Load | 1 | 2026 | 0.011681
ENS | Alternate Scenario | C&I Curtailment | C&I Curtailment-Turnkey-Industrial | Large Industrial | Manufacturing | Winter Morning | MW of Load | 1 | 2026 | 0.0023316
ENS | Alternate Scenario | C&I Curtailment | C&I Curtailment-Turnkey-Manual HVAC Control | Large Industrial | Miscellaneous | Winter Evening | MW of Load | 1 | 2026 | 0.026696
ENS | Alternate Scenario | C&I Curtailment | C&I Curtailment-Turnkey-Auto-DR HVAC Control | Large Industrial | Miscellaneous | Winter Evening | MW of Load | 1 | 2026 | 0.00084373
ENS | Alternate Scenario | C&I Curtailment | C&I Curtailment-Turnkey-Standard Lighting Control | Large Industrial | Miscellaneous | Winter Evening | MW of Load | 1 | 2026 | 0.011645
ENS | Alternate Scenario | C&I Curtailment | C&I Curtailment-Turnkey-Water Heating Control | Large Industrial | Miscellaneous | Winter Evening | MW of Load | 1 | 2026 | 0.00053773
ENS | Alternate Scenario | C&I Curtailment | C&I Curtailment-Turnkey-Other | Large Industrial | Miscellaneous | Winter Evening | MW of Load | 1 | 2026 | 0.011623
ENS | Alternate Scenario | C&I Curtailment | C&I Curtailment-Turnkey-Industrial | Large Industrial | Manufacturing | Winter Evening | MW of Load | 1 | 2026 | 0.00232
ENS | Alternate Scenario | C&I Loadshift to BUGs | C&I Loadshift to BUGs | Large General | Miscellaneous | Winter Morning | MW of Load | 1 | 2026 | 2.6867
ENS | Alternate Scenario | C&I Loadshift to BUGs | C&I Loadshift to BUGs | Large General | Miscellaneous | Winter Evening | MW of Load | 1 | 2026 | 2.3133
ENS | Alternate Scenario | C&I Loadshift to BUGs | C&I Loadshift to BUGs | Small Industrial | Miscellaneous | Winter Morning | MW of Load | 1 | 2026 | 0.71605
ENS | Alternate Scenario | C&I Loadshift to BUGs | C&I Loadshift to BUGs | Small Industrial | Miscellaneous | Winter Evening | MW of Load | 1 | 2026 | 0.98395
ENS | Alternate Scenario | C&I Loadshift to BUGs | C&I Loadshift to BUGs | Medium Industrial | Manufacturing | Winter Morning | MW of Load | 1 | 2026 | 0.50805
ENS | Alternate Scenario | C&I Loadshift to BUGs | C&I Loadshift to BUGs | Medium Industrial | Miscellaneous | Winter Morning | MW of Load | 1 | 2026 | 2.2049
ENS | Alternate Scenario | C&I Loadshift to BUGs | C&I Loadshift to BUGs | Medium Industrial | Manufacturing | Winter Evening | MW of Load | 1 | 2026 | 0.49195
ENS | Alternate Scenario | C&I Loadshift to BUGs | C&I Loadshift to BUGs | Medium Industrial | Miscellaneous | Winter Evening | MW of Load | 1 | 2026 | 2.1351
ENS | Alternate Scenario | Dynamic Pricing | Dynamic Pricing with enabling tech. | Small General | Manufacturing | Winter Morning | MW of Load | 1 | 2026 | 0.0022365
ENS | Alternate Scenario | Dynamic Pricing | Dynamic Pricing with enabling tech. | Small General | Manufacturing | Winter Evening | MW of Load | 1 | 2026 | 0.0025985
ENS | Alternate Scenario | Dynamic Pricing | Dynamic Pricing with enabling tech. | Residential Charitable | Residential LI | Winter Morning | MW of Load | 1 | 2026 | 0.062426
ENS | Alternate Scenario | Dynamic Pricing | Dynamic Pricing with enabling tech. | Residential Charitable | Residential Market Rate | Winter Morning | MW of Load | 1 | 2026 | 0.35357
ENS | Alternate Scenario | Dynamic Pricing | Dynamic Pricing w/o enabling tech. | Residential Charitable | Residential LI | Winter Morning | MW of Load | 1 | 2026 | 1.0603
ENS | Alternate Scenario | Dynamic Pricing | Dynamic Pricing w/o enabling tech. | Residential Charitable | Residential Market Rate | Winter Morning | MW of Load | 1 | 2026 | 6.0051
ENS | Alternate Scenario | Dynamic Pricing | Dynamic Pricing with enabling tech. | Residential Charitable | Residential LI | Winter Evening | MW of Load | 1 | 2026 | 0.071136
ENS | Alternate Scenario | Dynamic Pricing | Dynamic Pricing with enabling tech. | Residential Charitable | Residential Market Rate | Winter Evening | MW of Load | 1 | 2026 | 0.4029
ENS | Alternate Scenario | Dynamic Pricing | Dynamic Pricing w/o enabling tech. | Residential Charitable | Residential LI | Winter Evening | MW of Load | 1 | 2026 | 1.2082
ENS | Alternate Scenario | Dynamic Pricing | Dynamic Pricing w/o enabling tech. | Residential Charitable | Residential Market Rate | Winter Evening | MW of Load | 1 | 2026 | 6.8429
ENS | Alternate Scenario | BTM Battery Control | BTM Battery Control-BYOB | Residential Charitable | Residential Market Rate | Winter Morning | MW of Load | 0 | 2026 | 0.09432
ENS | Alternate Scenario | BTM Battery Control | BTM Battery Control-BYOB | Residential Charitable | Residential Market Rate | Winter Evening | MW of Load | 0 | 2026 | 0.12168
ENS | Alternate Scenario | EV Charging Control | EV Charging Control | EV Res LDV | EV | Winter Morning | MW of Load | 0 | 2026 | 0.0026006
ENS | Alternate Scenario | EV Charging Control | EV Charging Control | EV Res LDV | EV | Winter Evening | MW of Load | 0 | 2026 | 0.031207
ENS | Alternate Scenario | EV Charging Control | EV Charging Control | EV Com LDV | EV | Winter Morning | MW of Load | 0 | 2026 | 0.00091046
ENS | Alternate Scenario | EV Charging Control | EV Charging Control | EV Com LDV | EV | Winter Evening | MW of Load | 0 | 2026 | 0.010926
ENS | Alternate Scenario | Behavioral DR | Behavioral DR | Residential Charitable | Residential LI | Winter Morning | MW of Load | 1 | 2026 | 0.034062
ENS | Alternate Scenario | Behavioral DR | Behavioral DR | Residential Charitable | Residential Market Rate | Winter Morning | MW of Load | 1 | 2026 | 0.19391
ENS | Alternate Scenario | Behavioral DR | Behavioral DR | Residential Charitable | Residential LI | Winter Evening | MW of Load | 1 | 2026 | 0.038815
ENS | Alternate Scenario | Behavioral DR | Behavioral DR | Residential Charitable | Residential Market Rate | Winter Evening | MW of Load | 1 | 2026 | 0.22096
ENS | Alternate Scenario | Time-of-Use Rates (TOU) | Time-of-Use Rates (TOU) | Residential Charitable | Residential LI | Winter Morning | MW of Load | 0 | 2026 | 0.29718
ENS | Alternate Scenario | Time-of-Use Rates (TOU) | Time-of-Use Rates (TOU) | Residential Charitable | Residential Market Rate | Winter Morning | MW of Load | 0 | 2026 | 1.6918
ENS | Alternate Scenario | Time-of-Use Rates (TOU) | Time-of-Use Rates (TOU) | Residential Charitable | Residential LI | Winter Evening | MW of Load | 0 | 2026 | 0.33865
ENS | Alternate Scenario | Time-of-Use Rates (TOU) | Time-of-Use Rates (TOU) | Residential Charitable | Residential Market Rate | Winter Evening | MW of Load | 0 | 2026 | 1.9278
ENS | Alternate Scenario | C&I Curtailment | C&I Curtailment-Turnkey-Manual HVAC Control | General | Miscellaneous | Winter Morning | MW of Load | 1 | 2027 | 0.89641
ENS | Alternate Scenario | C&I Curtailment | C&I Curtailment-Turnkey-Manual HVAC Control | General | Offices | Winter Morning | MW of Load | 1 | 2027 | 0.059789
ENS | Alternate Scenario | C&I Curtailment | C&I Curtailment-Turnkey-Manual HVAC Control | General | Retail Trade | Winter Morning | MW of Load | 1 | 2027 | 0.20957
ENS | Alternate Scenario | C&I Curtailment | C&I Curtailment-Turnkey-Manual HVAC Control | General | Services | Winter Morning | MW of Load | 1 | 2027 | 0.13548
ENS | Alternate Scenario | C&I Curtailment | C&I Curtailment-Turnkey-Auto-DR HVAC Control | General | Miscellaneous | Winter Morning | MW of Load | 1 | 2027 | 0.035582
ENS | Alternate Scenario | C&I Curtailment | C&I Curtailment-Turnkey-Auto-DR HVAC Control | General | Offices | Winter Morning | MW of Load | 1 | 2027 | 0.0023733
ENS | Alternate Scenario | C&I Curtailment | C&I Curtailment-Turnkey-Auto-DR HVAC Control | General | Retail Trade | Winter Morning | MW of Load | 1 | 2027 | 0.0083186
ENS | Alternate Scenario | C&I Curtailment | C&I Curtailment-Turnkey-Auto-DR HVAC Control | General | Services | Winter Morning | MW of Load | 1 | 2027 | 0.0053778
ENS | Alternate Scenario | C&I Curtailment | C&I Curtailment-Turnkey-Standard Lighting Control | General | Miscellaneous | Winter Morning | MW of Load | 1 | 2027 | 0.37383
ENS | Alternate Scenario | C&I Curtailment | C&I Curtailment-Turnkey-Standard Lighting Control | General | Offices | Winter Morning | MW of Load | 1 | 2027 | 0.0077134
ENS | Alternate Scenario | C&I Curtailment | C&I Curtailment-Turnkey-Standard Lighting Control | General | Retail Trade | Winter Morning | MW of Load | 1 | 2027 | 0.085196
ENS | Alternate Scenario | C&I Curtailment | C&I Curtailment-Turnkey-Standard Lighting Control | General | Services | Winter Morning | MW of Load | 1 | 2027 | 0.055128
ENS | Alternate Scenario | C&I Curtailment | C&I Curtailment-Turnkey-Water Heating Control | General | Miscellaneous | Winter Morning | MW of Load | 1 | 2027 | 0.022911
ENS | Alternate Scenario | C&I Curtailment | C&I Curtailment-Turnkey-Water Heating Control | General | Offices | Winter Morning | MW of Load | 1 | 2027 | 0.00061407
ENS | Alternate Scenario | C&I Curtailment | C&I Curtailment-Turnkey-Water Heating Control | General | Retail Trade | Winter Morning | MW of Load | 1 | 2027 | 0.012203
ENS | Alternate Scenario | C&I Curtailment | C&I Curtailment-Turnkey-Water Heating Control | General | Services | Winter Morning | MW of Load | 1 | 2027 | 0.0078826
ENS | Alternate Scenario | C&I Curtailment | C&I Curtailment-Turnkey-Other | General | Miscellaneous | Winter Morning | MW of Load | 1 | 2027 | 0.40865
ENS | Alternate Scenario | C&I Curtailment | C&I Curtailment-Turnkey-Other | General | Offices | Winter Morning | MW of Load | 1 | 2027 | 0.01121
ENS | Alternate Scenario | C&I Curtailment | C&I Curtailment-Turnkey-Other | General | Retail Trade | Winter Morning | MW of Load | 1 | 2027 | 0.12911
ENS | Alternate Scenario | C&I Curtailment | C&I Curtailment-Turnkey-Other | General | Services | Winter Morning | MW of Load | 1 | 2027 | 0.083455
ENS | Alternate Scenario | C&I Curtailment | C&I Curtailment-Turnkey-Manual HVAC Control | General | Miscellaneous | Winter Evening | MW of Load | 1 | 2027 | 1.0429
ENS | Alternate Scenario | C&I Curtailment | C&I Curtailment-Turnkey-Manual HVAC Control | General | Offices | Winter Evening | MW of Load | 1 | 2027 | 0.069561
ENS | Alternate Scenario | C&I Curtailment | C&I Curtailment-Turnkey-Manual HVAC Control | General | Retail Trade | Winter Evening | MW of Load | 1 | 2027 | 0.24382
ENS | Alternate Scenario | C&I Curtailment | C&I Curtailment-Turnkey-Manual HVAC Control | General | Services | Winter Evening | MW of Load | 1 | 2027 | 0.15762
ENS | Alternate Scenario | C&I Curtailment | C&I Curtailment-Turnkey-Auto-DR HVAC Control | General | Miscellaneous | Winter Evening | MW of Load | 1 | 2027 | 0.041398
ENS | Alternate Scenario | C&I Curtailment | C&I Curtailment-Turnkey-Auto-DR HVAC Control | General | Offices | Winter Evening | MW of Load | 1 | 2027 | 0.0027612
ENS | Alternate Scenario | C&I Curtailment | C&I Curtailment-Turnkey-Auto-DR HVAC Control | General | Retail Trade | Winter Evening | MW of Load | 1 | 2027 | 0.0096782
ENS | Alternate Scenario | C&I Curtailment | C&I Curtailment-Turnkey-Auto-DR HVAC Control | General | Services | Winter Evening | MW of Load | 1 | 2027 | 0.0062567
ENS | Alternate Scenario | C&I Curtailment | C&I Curtailment-Turnkey-Standard Lighting Control | General | Miscellaneous | Winter Evening | MW of Load | 1 | 2027 | 0.43493
ENS | Alternate Scenario | C&I Curtailment | C&I Curtailment-Turnkey-Standard Lighting Control | General | Offices | Winter Evening | MW of Load | 1 | 2027 | 0.0089741
ENS | Alternate Scenario | C&I Curtailment | C&I Curtailment-Turnkey-Standard Lighting Control | General | Retail Trade | Winter Evening | MW of Load | 1 | 2027 | 0.099121
ENS | Alternate Scenario | C&I Curtailment | C&I Curtailment-Turnkey-Standard Lighting Control | General | Services | Winter Evening | MW of Load | 1 | 2027 | 0.064138
ENS | Alternate Scenario | C&I Curtailment | C&I Curtailment-Turnkey-Water Heating Control | General | Miscellaneous | Winter Evening | MW of Load | 1 | 2027 | 0.026655
ENS | Alternate Scenario | C&I Curtailment | C&I Curtailment-Turnkey-Water Heating Control | General | Offices | Winter Evening | MW of Load | 1 | 2027 | 0.00071443
ENS | Alternate Scenario | C&I Curtailment | C&I Curtailment-Turnkey-Water Heating Control | General | Retail Trade | Winter Evening | MW of Load | 1 | 2027 | 0.014197
ENS | Alternate Scenario | C&I Curtailment | C&I Curtailment-Turnkey-Water Heating Control | General | Services | Winter Evening | MW of Load | 1 | 2027 | 0.0091709
ENS | Alternate Scenario | C&I Curtailment | C&I Curtailment-Turnkey-Other | General | Miscellaneous | Winter Evening | MW of Load | 1 | 2027 | 0.47544
ENS | Alternate Scenario | C&I Curtailment | C&I Curtailment-Turnkey-Other | General | Offices | Winter Evening | MW of Load | 1 | 2027 | 0.013042
ENS | Alternate Scenario | C&I Curtailment | C&I Curtailment-Turnkey-Other | General | Retail Trade | Winter Evening | MW of Load | 1 | 2027 | 0.15022
ENS | Alternate Scenario | C&I Curtailment | C&I Curtailment-Turnkey-Other | General | Services | Winter Evening | MW of Load | 1 | 2027 | 0.097094
ENS | Alternate Scenario | C&I Curtailment | C&I Curtailment-Turnkey-Manual HVAC Control | Large General | Miscellaneous | Winter Morning | MW of Load | 1 | 2027 | 0.72169
ENS | Alternate Scenario | C&I Curtailment | C&I Curtailment-Turnkey-Manual HVAC Control | Large General | Retail Trade | Winter Morning | MW of Load | 1 | 2027 | 0.030813
ENS | Alternate Scenario | C&I Curtailment | C&I Curtailment-Turnkey-Manual HVAC Control | Large General | Services | Winter Morning | MW of Load | 1 | 2027 | 0.049343
ENS | Alternate Scenario | C&I Curtailment | C&I Curtailment-Turnkey-Auto-DR HVAC Control | Large General | Miscellaneous | Winter Morning | MW of Load | 1 | 2027 | 0.028647
ENS | Alternate Scenario | C&I Curtailment | C&I Curtailment-Turnkey-Auto-DR HVAC Control | Large General | Retail Trade | Winter Morning | MW of Load | 1 | 2027 | 0.0012231
ENS | Alternate Scenario | C&I Curtailment | C&I Curtailment-Turnkey-Auto-DR HVAC Control | Large General | Services | Winter Morning | MW of Load | 1 | 2027 | 0.0019586
ENS | Alternate Scenario | C&I Curtailment | C&I Curtailment-Turnkey-Standard Lighting Control | Large General | Miscellaneous | Winter Morning | MW of Load | 1 | 2027 | 0.31251
ENS | Alternate Scenario | C&I Curtailment | C&I Curtailment-Turnkey-Standard Lighting Control | Large General | Retail Trade | Winter Morning | MW of Load | 1 | 2027 | 0.012469
ENS | Alternate Scenario | C&I Curtailment | C&I Curtailment-Turnkey-Standard Lighting Control | Large General | Services | Winter Morning | MW of Load | 1 | 2027 | 0.019968
ENS | Alternate Scenario | C&I Curtailment | C&I Curtailment-Turnkey-Water Heating Control | Large General | Miscellaneous | Winter Morning | MW of Load | 1 | 2027 | 0.014786
ENS | Alternate Scenario | C&I Curtailment | C&I Curtailment-Turnkey-Water Heating Control | Large General | Retail Trade | Winter Morning | MW of Load | 1 | 2027 | 0.0018015
ENS | Alternate Scenario | C&I Curtailment | C&I Curtailment-Turnkey-Water Heating Control | Large General | Services | Winter Morning | MW of Load | 1 | 2027 | 0.0028848
ENS | Alternate Scenario | C&I Curtailment | C&I Curtailment-Turnkey-Other | Large General | Miscellaneous | Winter Morning | MW of Load | 1 | 2027 | 0.31902
ENS | Alternate Scenario | C&I Curtailment | C&I Curtailment-Turnkey-Other | Large General | Retail Trade | Winter Morning | MW of Load | 1 | 2027 | 0.019
ENS | Alternate Scenario | C&I Curtailment | C&I Curtailment-Turnkey-Other | Large General | Services | Winter Morning | MW of Load | 1 | 2027 | 0.030427
ENS | Alternate Scenario | C&I Curtailment | C&I Curtailment-Turnkey-Manual HVAC Control | Large General | Miscellaneous | Winter Evening | MW of Load | 1 | 2027 | 0.61685
ENS | Alternate Scenario | C&I Curtailment | C&I Curtailment-Turnkey-Manual HVAC Control | Large General | Retail Trade | Winter Evening | MW of Load | 1 | 2027 | 0.026336
ENS | Alternate Scenario | C&I Curtailment | C&I Curtailment-Turnkey-Manual HVAC Control | Large General | Services | Winter Evening | MW of Load | 1 | 2027 | 0.042175
ENS | Alternate Scenario | C&I Curtailment | C&I Curtailment-Turnkey-Auto-DR HVAC Control | Large General | Miscellaneous | Winter Evening | MW of Load | 1 | 2027 | 0.024485
ENS | Alternate Scenario | C&I Curtailment | C&I Curtailment-Turnkey-Auto-DR HVAC Control | Large General | Retail Trade | Winter Evening | MW of Load | 1 | 2027 | 0.0010454
ENS | Alternate Scenario | C&I Curtailment | C&I Curtailment-Turnkey-Auto-DR HVAC Control | Large General | Services | Winter Evening | MW of Load | 1 | 2027 | 0.0016741
ENS | Alternate Scenario | C&I Curtailment | C&I Curtailment-Turnkey-Standard Lighting Control | Large General | Miscellaneous | Winter Evening | MW of Load | 1 | 2027 | 0.26711
ENS | Alternate Scenario | C&I Curtailment | C&I Curtailment-Turnkey-Standard Lighting Control | Large General | Retail Trade | Winter Evening | MW of Load | 1 | 2027 | 0.010658
ENS | Alternate Scenario | C&I Curtailment | C&I Curtailment-Turnkey-Standard Lighting Control | Large General | Services | Winter Evening | MW of Load | 1 | 2027 | 0.017067
ENS | Alternate Scenario | C&I Curtailment | C&I Curtailment-Turnkey-Water Heating Control | Large General | Miscellaneous | Winter Evening | MW of Load | 1 | 2027 | 0.012638
ENS | Alternate Scenario | C&I Curtailment | C&I Curtailment-Turnkey-Water Heating Control | Large General | Retail Trade | Winter Evening | MW of Load | 1 | 2027 | 0.0015398
ENS | Alternate Scenario | C&I Curtailment | C&I Curtailment-Turnkey-Water Heating Control | Large General | Services | Winter Evening | MW of Load | 1 | 2027 | 0.0024658
ENS | Alternate Scenario | C&I Curtailment | C&I Curtailment-Turnkey-Other | Large General | Miscellaneous | Winter Evening | MW of Load | 1 | 2027 | 0.27267
ENS | Alternate Scenario | C&I Curtailment | C&I Curtailment-Turnkey-Other | Large General | Retail Trade | Winter Evening | MW of Load | 1 | 2027 | 0.01624
ENS | Alternate Scenario | C&I Curtailment | C&I Curtailment-Turnkey-Other | Large General | Services | Winter Evening | MW of Load | 1 | 2027 | 0.026006
ENS | Alternate Scenario | C&I Curtailment | C&I Curtailment-Turnkey-Manual HVAC Control | Small Industrial | Miscellaneous | Winter Morning | MW of Load | 1 | 2027 | 0.12046
ENS | Alternate Scenario | C&I Curtailment | C&I Curtailment-Turnkey-Manual HVAC Control | Small Industrial | Offices | Winter Morning | MW of Load | 1 | 2027 | 0.0015164
ENS | Alternate Scenario | C&I Curtailment | C&I Curtailment-Turnkey-Manual HVAC Control | Small Industrial | Retail Trade | Winter Morning | MW of Load | 1 | 2027 | 0.0051742
ENS | Alternate Scenario | C&I Curtailment | C&I Curtailment-Turnkey-Manual HVAC Control | Small Industrial | Services | Winter Morning | MW of Load | 1 | 2027 | 0.0016347
ENS | Alternate Scenario | C&I Curtailment | C&I Curtailment-Turnkey-Auto-DR HVAC Control | Small Industrial | Miscellaneous | Winter Morning | MW of Load | 1 | 2027 | 0.0047814
ENS | Alternate Scenario | C&I Curtailment | C&I Curtailment-Turnkey-Auto-DR HVAC Control | Small Industrial | Offices | Winter Morning | MW of Load | 1 | 2027 | 6.0191e-05
ENS | Alternate Scenario | C&I Curtailment | C&I Curtailment-Turnkey-Auto-DR HVAC Control | Small Industrial | Retail Trade | Winter Morning | MW of Load | 1 | 2027 | 0.00020538
ENS | Alternate Scenario | C&I Curtailment | C&I Curtailment-Turnkey-Auto-DR HVAC Control | Small Industrial | Services | Winter Morning | MW of Load | 1 | 2027 | 6.4886e-05
ENS | Alternate Scenario | C&I Curtailment | C&I Curtailment-Turnkey-Standard Lighting Control | Small Industrial | Miscellaneous | Winter Morning | MW of Load | 1 | 2027 | 0.037878
ENS | Alternate Scenario | C&I Curtailment | C&I Curtailment-Turnkey-Standard Lighting Control | Small Industrial | Offices | Winter Morning | MW of Load | 1 | 2027 | 0.00020772
ENS | Alternate Scenario | C&I Curtailment | C&I Curtailment-Turnkey-Standard Lighting Control | Small Industrial | Retail Trade | Winter Morning | MW of Load | 1 | 2027 | 0.0022287
ENS | Alternate Scenario | C&I Curtailment | C&I Curtailment-Turnkey-Standard Lighting Control | Small Industrial | Services | Winter Morning | MW of Load | 1 | 2027 | 0.0007041
ENS | Alternate Scenario | C&I Curtailment | C&I Curtailment-Turnkey-Water Heating Control | Small Industrial | Miscellaneous | Winter Morning | MW of Load | 1 | 2027 | 0.002931
ENS | Alternate Scenario | C&I Curtailment | C&I Curtailment-Turnkey-Water Heating Control | Small Industrial | Offices | Winter Morning | MW of Load | 1 | 2027 | 1.5151e-05
ENS | Alternate Scenario | C&I Curtailment | C&I Curtailment-Turnkey-Water Heating Control | Small Industrial | Retail Trade | Winter Morning | MW of Load | 1 | 2027 | 0.00028538
ENS | Alternate Scenario | C&I Curtailment | C&I Curtailment-Turnkey-Water Heating Control | Small Industrial | Services | Winter Morning | MW of Load | 1 | 2027 | 9.0158e-05
ENS | Alternate Scenario | C&I Curtailment | C&I Curtailment-Turnkey-Other | Small Industrial | Miscellaneous | Winter Morning | MW of Load | 1 | 2027 | 0.045523
ENS | Alternate Scenario | C&I Curtailment | C&I Curtailment-Turnkey-Other | Small Industrial | Offices | Winter Morning | MW of Load | 1 | 2027 | 0.00028595
ENS | Alternate Scenario | C&I Curtailment | C&I Curtailment-Turnkey-Other | Small Industrial | Retail Trade | Winter Morning | MW of Load | 1 | 2027 | 0.0031513
ENS | Alternate Scenario | C&I Curtailment | C&I Curtailment-Turnkey-Other | Small Industrial | Services | Winter Morning | MW of Load | 1 | 2027 | 0.00099558
ENS | Alternate Scenario | C&I Curtailment | C&I Curtailment-Turnkey-Industrial | Small Industrial | Manufacturing | Winter Morning | MW of Load | 1 | 2027 | 0.011015
ENS | Alternate Scenario | C&I Curtailment | C&I Curtailment-Turnkey-Manual HVAC Control | Small Industrial | Miscellaneous | Winter Evening | MW of Load | 1 | 2027 | 0.16431
ENS | Alternate Scenario | C&I Curtailment | C&I Curtailment-Turnkey-Manual HVAC Control | Small Industrial | Offices | Winter Evening | MW of Load | 1 | 2027 | 0.0020685
ENS | Alternate Scenario | C&I Curtailment | C&I Curtailment-Turnkey-Manual HVAC Control | Small Industrial | Retail Trade | Winter Evening | MW of Load | 1 | 2027 | 0.007058
ENS | Alternate Scenario | C&I Curtailment | C&I Curtailment-Turnkey-Manual HVAC Control | Small Industrial | Services | Winter Evening | MW of Load | 1 | 2027 | 0.0022298
ENS | Alternate Scenario | C&I Curtailment | C&I Curtailment-Turnkey-Auto-DR HVAC Control | Small Industrial | Miscellaneous | Winter Evening | MW of Load | 1 | 2027 | 0.0065223
ENS | Alternate Scenario | C&I Curtailment | C&I Curtailment-Turnkey-Auto-DR HVAC Control | Small Industrial | Offices | Winter Evening | MW of Load | 1 | 2027 | 8.2105e-05
ENS | Alternate Scenario | C&I Curtailment | C&I Curtailment-Turnkey-Auto-DR HVAC Control | Small Industrial | Retail Trade | Winter Evening | MW of Load | 1 | 2027 | 0.00028016
ENS | Alternate Scenario | C&I Curtailment | C&I Curtailment-Turnkey-Auto-DR HVAC Control | Small Industrial | Services | Winter Evening | MW of Load | 1 | 2027 | 8.851e-05
ENS | Alternate Scenario | C&I Curtailment | C&I Curtailment-Turnkey-Standard Lighting Control | Small Industrial | Miscellaneous | Winter Evening | MW of Load | 1 | 2027 | 0.051668
ENS | Alternate Scenario | C&I Curtailment | C&I Curtailment-Turnkey-Standard Lighting Control | Small Industrial | Offices | Winter Evening | MW of Load | 1 | 2027 | 0.00028335
ENS | Alternate Scenario | C&I Curtailment | C&I Curtailment-Turnkey-Standard Lighting Control | Small Industrial | Retail Trade | Winter Evening | MW of Load | 1 | 2027 | 0.0030401
ENS | Alternate Scenario | C&I Curtailment | C&I Curtailment-Turnkey-Standard Lighting Control | Small Industrial | Services | Winter Evening | MW of Load | 1 | 2027 | 0.00096046
ENS | Alternate Scenario | C&I Curtailment | C&I Curtailment-Turnkey-Water Heating Control | Small Industrial | Miscellaneous | Winter Evening | MW of Load | 1 | 2027 | 0.0039981
ENS | Alternate Scenario | C&I Curtailment | C&I Curtailment-Turnkey-Water Heating Control | Small Industrial | Offices | Winter Evening | MW of Load | 1 | 2027 | 2.0668e-05
ENS | Alternate Scenario | C&I Curtailment | C&I Curtailment-Turnkey-Water Heating Control | Small Industrial | Retail Trade | Winter Evening | MW of Load | 1 | 2027 | 0.00038928
ENS | Alternate Scenario | C&I Curtailment | C&I Curtailment-Turnkey-Water Heating Control | Small Industrial | Services | Winter Evening | MW of Load | 1 | 2027 | 0.00012298
ENS | Alternate Scenario | C&I Curtailment | C&I Curtailment-Turnkey-Other | Small Industrial | Miscellaneous | Winter Evening | MW of Load | 1 | 2027 | 0.062097
ENS | Alternate Scenario | C&I Curtailment | C&I Curtailment-Turnkey-Other | Small Industrial | Offices | Winter Evening | MW of Load | 1 | 2027 | 0.00039006
ENS | Alternate Scenario | C&I Curtailment | C&I Curtailment-Turnkey-Other | Small Industrial | Retail Trade | Winter Evening | MW of Load | 1 | 2027 | 0.0042986
ENS | Alternate Scenario | C&I Curtailment | C&I Curtailment-Turnkey-Other | Small Industrial | Services | Winter Evening | MW of Load | 1 | 2027 | 0.0013581
ENS | Alternate Scenario | C&I Curtailment | C&I Curtailment-Turnkey-Industrial | Small Industrial | Manufacturing | Winter Evening | MW of Load | 1 | 2027 | 0.015025
ENS | Alternate Scenario | C&I Curtailment | C&I Curtailment-Turnkey-Manual HVAC Control | Medium Industrial | Miscellaneous | Winter Morning | MW of Load | 1 | 2027 | 2.3069
ENS | Alternate Scenario | C&I Curtailment | C&I Curtailment-Turnkey-Manual HVAC Control | Medium Industrial | Offices | Winter Morning | MW of Load | 1 | 2027 | 0.036556
ENS | Alternate Scenario | C&I Curtailment | C&I Curtailment-Turnkey-Manual HVAC Control | Medium Industrial | Retail Trade | Winter Morning | MW of Load | 1 | 2027 | 0.51841
ENS | Alternate Scenario | C&I Curtailment | C&I Curtailment-Turnkey-Manual HVAC Control | Medium Industrial | Services | Winter Morning | MW of Load | 1 | 2027 | 0.023871
ENS | Alternate Scenario | C&I Curtailment | C&I Curtailment-Turnkey-Auto-DR HVAC Control | Medium Industrial | Miscellaneous | Winter Morning | MW of Load | 1 | 2027 | 0.091571
ENS | Alternate Scenario | C&I Curtailment | C&I Curtailment-Turnkey-Auto-DR HVAC Control | Medium Industrial | Offices | Winter Morning | MW of Load | 1 | 2027 | 0.0014511
ENS | Alternate Scenario | C&I Curtailment | C&I Curtailment-Turnkey-Auto-DR HVAC Control | Medium Industrial | Retail Trade | Winter Morning | MW of Load | 1 | 2027 | 0.020578
ENS | Alternate Scenario | C&I Curtailment | C&I Curtailment-Turnkey-Auto-DR HVAC Control | Medium Industrial | Services | Winter Morning | MW of Load | 1 | 2027 | 0.00094755
ENS | Alternate Scenario | C&I Curtailment | C&I Curtailment-Turnkey-Standard Lighting Control | Medium Industrial | Miscellaneous | Winter Morning | MW of Load | 1 | 2027 | 0.72541
ENS | Alternate Scenario | C&I Curtailment | C&I Curtailment-Turnkey-Standard Lighting Control | Medium Industrial | Offices | Winter Morning | MW of Load | 1 | 2027 | 0.0050077
ENS | Alternate Scenario | C&I Curtailment | C&I Curtailment-Turnkey-Standard Lighting Control | Medium Industrial | Retail Trade | Winter Morning | MW of Load | 1 | 2027 | 0.2233
ENS | Alternate Scenario | C&I Curtailment | C&I Curtailment-Turnkey-Standard Lighting Control | Medium Industrial | Services | Winter Morning | MW of Load | 1 | 2027 | 0.010282
ENS | Alternate Scenario | C&I Curtailment | C&I Curtailment-Turnkey-Water Heating Control | Medium Industrial | Miscellaneous | Winter Morning | MW of Load | 1 | 2027 | 0.056132
ENS | Alternate Scenario | C&I Curtailment | C&I Curtailment-Turnkey-Water Heating Control | Medium Industrial | Offices | Winter Morning | MW of Load | 1 | 2027 | 0.00036526
ENS | Alternate Scenario | C&I Curtailment | C&I Curtailment-Turnkey-Water Heating Control | Medium Industrial | Retail Trade | Winter Morning | MW of Load | 1 | 2027 | 0.028593
ENS | Alternate Scenario | C&I Curtailment | C&I Curtailment-Turnkey-Water Heating Control | Medium Industrial | Services | Winter Morning | MW of Load | 1 | 2027 | 0.0013166
ENS | Alternate Scenario | C&I Curtailment | C&I Curtailment-Turnkey-Other | Medium Industrial | Miscellaneous | Winter Morning | MW of Load | 1 | 2027 | 0.87183
ENS | Alternate Scenario | C&I Curtailment | C&I Curtailment-Turnkey-Other | Medium Industrial | Offices | Winter Morning | MW of Load | 1 | 2027 | 0.0068935
ENS | Alternate Scenario | C&I Curtailment | C&I Curtailment-Turnkey-Other | Medium Industrial | Retail Trade | Winter Morning | MW of Load | 1 | 2027 | 0.31574
ENS | Alternate Scenario | C&I Curtailment | C&I Curtailment-Turnkey-Other | Medium Industrial | Services | Winter Morning | MW of Load | 1 | 2027 | 0.014539
ENS | Alternate Scenario | C&I Curtailment | C&I Curtailment-Turnkey-Manual HVAC Control | Medium Industrial | Miscellaneous | Winter Evening | MW of Load | 1 | 2027 | 2.2175
ENS | Alternate Scenario | C&I Curtailment | C&I Curtailment-Turnkey-Manual HVAC Control | Medium Industrial | Offices | Winter Evening | MW of Load | 1 | 2027 | 0.035139
ENS | Alternate Scenario | C&I Curtailment | C&I Curtailment-Turnkey-Manual HVAC Control | Medium Industrial | Retail Trade | Winter Evening | MW of Load | 1 | 2027 | 0.49832
ENS | Alternate Scenario | C&I Curtailment | C&I Curtailment-Turnkey-Manual HVAC Control | Medium Industrial | Services | Winter Evening | MW of Load | 1 | 2027 | 0.022946
ENS | Alternate Scenario | C&I Curtailment | C&I Curtailment-Turnkey-Auto-DR HVAC Control | Medium Industrial | Miscellaneous | Winter Evening | MW of Load | 1 | 2027 | 0.088021
ENS | Alternate Scenario | C&I Curtailment | C&I Curtailment-Turnkey-Auto-DR HVAC Control | Medium Industrial | Offices | Winter Evening | MW of Load | 1 | 2027 | 0.0013948
ENS | Alternate Scenario | C&I Curtailment | C&I Curtailment-Turnkey-Auto-DR HVAC Control | Medium Industrial | Retail Trade | Winter Evening | MW of Load | 1 | 2027 | 0.01978
ENS | Alternate Scenario | C&I Curtailment | C&I Curtailment-Turnkey-Auto-DR HVAC Control | Medium Industrial | Services | Winter Evening | MW of Load | 1 | 2027 | 0.00091082
ENS | Alternate Scenario | C&I Curtailment | C&I Curtailment-Turnkey-Standard Lighting Control | Medium Industrial | Miscellaneous | Winter Evening | MW of Load | 1 | 2027 | 0.69729
ENS | Alternate Scenario | C&I Curtailment | C&I Curtailment-Turnkey-Standard Lighting Control | Medium Industrial | Offices | Winter Evening | MW of Load | 1 | 2027 | 0.0048136
ENS | Alternate Scenario | C&I Curtailment | C&I Curtailment-Turnkey-Standard Lighting Control | Medium Industrial | Retail Trade | Winter Evening | MW of Load | 1 | 2027 | 0.21464
ENS | Alternate Scenario | C&I Curtailment | C&I Curtailment-Turnkey-Standard Lighting Control | Medium Industrial | Services | Winter Evening | MW of Load | 1 | 2027 | 0.0098836
ENS | Alternate Scenario | C&I Curtailment | C&I Curtailment-Turnkey-Water Heating Control | Medium Industrial | Miscellaneous | Winter Evening | MW of Load | 1 | 2027 | 0.053956
ENS | Alternate Scenario | C&I Curtailment | C&I Curtailment-Turnkey-Water Heating Control | Medium Industrial | Offices | Winter Evening | MW of Load | 1 | 2027 | 0.0003511
ENS | Alternate Scenario | C&I Curtailment | C&I Curtailment-Turnkey-Water Heating Control | Medium Industrial | Retail Trade | Winter Evening | MW of Load | 1 | 2027 | 0.027484
ENS | Alternate Scenario | C&I Curtailment | C&I Curtailment-Turnkey-Water Heating Control | Medium Industrial | Services | Winter Evening | MW of Load | 1 | 2027 | 0.0012656
ENS | Alternate Scenario | C&I Curtailment | C&I Curtailment-Turnkey-Other | Medium Industrial | Miscellaneous | Winter Evening | MW of Load | 1 | 2027 | 0.83803
ENS | Alternate Scenario | C&I Curtailment | C&I Curtailment-Turnkey-Other | Medium Industrial | Offices | Winter Evening | MW of Load | 1 | 2027 | 0.0066263
ENS | Alternate Scenario | C&I Curtailment | C&I Curtailment-Turnkey-Other | Medium Industrial | Retail Trade | Winter Evening | MW of Load | 1 | 2027 | 0.3035
ENS | Alternate Scenario | C&I Curtailment | C&I Curtailment-Turnkey-Other | Medium Industrial | Services | Winter Evening | MW of Load | 1 | 2027 | 0.013975
ENS | Alternate Scenario | C&I Curtailment | C&I Curtailment-Turnkey-Manual HVAC Control | Large Industrial | Miscellaneous | Winter Morning | MW of Load | 1 | 2027 | 0.048493
ENS | Alternate Scenario | C&I Curtailment | C&I Curtailment-Turnkey-Auto-DR HVAC Control | Large Industrial | Miscellaneous | Winter Morning | MW of Load | 1 | 2027 | 0.0019249
ENS | Alternate Scenario | C&I Curtailment | C&I Curtailment-Turnkey-Standard Lighting Control | Large Industrial | Miscellaneous | Winter Morning | MW of Load | 1 | 2027 | 0.020999
ENS | Alternate Scenario | C&I Curtailment | C&I Curtailment-Turnkey-Water Heating Control | Large Industrial | Miscellaneous | Winter Morning | MW of Load | 1 | 2027 | 0.00099349
ENS | Alternate Scenario | C&I Curtailment | C&I Curtailment-Turnkey-Other | Large Industrial | Miscellaneous | Winter Morning | MW of Load | 1 | 2027 | 0.021436
ENS | Alternate Scenario | C&I Curtailment | C&I Curtailment-Turnkey-Industrial | Large Industrial | Manufacturing | Winter Morning | MW of Load | 1 | 2027 | 0.0042548
ENS | Alternate Scenario | C&I Curtailment | C&I Curtailment-Turnkey-Manual HVAC Control | Large Industrial | Miscellaneous | Winter Evening | MW of Load | 1 | 2027 | 0.047899
ENS | Alternate Scenario | C&I Curtailment | C&I Curtailment-Turnkey-Auto-DR HVAC Control | Large Industrial | Miscellaneous | Winter Evening | MW of Load | 1 | 2027 | 0.0019013
ENS | Alternate Scenario | C&I Curtailment | C&I Curtailment-Turnkey-Standard Lighting Control | Large Industrial | Miscellaneous | Winter Evening | MW of Load | 1 | 2027 | 0.020741
ENS | Alternate Scenario | C&I Curtailment | C&I Curtailment-Turnkey-Water Heating Control | Large Industrial | Miscellaneous | Winter Evening | MW of Load | 1 | 2027 | 0.00098133
ENS | Alternate Scenario | C&I Curtailment | C&I Curtailment-Turnkey-Other | Large Industrial | Miscellaneous | Winter Evening | MW of Load | 1 | 2027 | 0.021173
ENS | Alternate Scenario | C&I Curtailment | C&I Curtailment-Turnkey-Industrial | Large Industrial | Manufacturing | Winter Evening | MW of Load | 1 | 2027 | 0.0042027
ENS | Alternate Scenario | C&I Loadshift to BUGs | C&I Loadshift to BUGs | Large General | Miscellaneous | Winter Morning | MW of Load | 1 | 2027 | 2.7972
ENS | Alternate Scenario | C&I Loadshift to BUGs | C&I Loadshift to BUGs | Large General | Miscellaneous | Winter Evening | MW of Load | 1 | 2027 | 2.3909
ENS | Alternate Scenario | C&I Loadshift to BUGs | C&I Loadshift to BUGs | Small Industrial | Miscellaneous | Winter Morning | MW of Load | 1 | 2027 | 0.7497
ENS | Alternate Scenario | C&I Loadshift to BUGs | C&I Loadshift to BUGs | Small Industrial | Miscellaneous | Winter Evening | MW of Load | 1 | 2027 | 1.0227
ENS | Alternate Scenario | C&I Loadshift to BUGs | C&I Loadshift to BUGs | Medium Industrial | Manufacturing | Winter Morning | MW of Load | 1 | 2027 | 0.52947
ENS | Alternate Scenario | C&I Loadshift to BUGs | C&I Loadshift to BUGs | Medium Industrial | Miscellaneous | Winter Morning | MW of Load | 1 | 2027 | 2.2979
ENS | Alternate Scenario | C&I Loadshift to BUGs | C&I Loadshift to BUGs | Medium Industrial | Manufacturing | Winter Evening | MW of Load | 1 | 2027 | 0.50895
ENS | Alternate Scenario | C&I Loadshift to BUGs | C&I Loadshift to BUGs | Medium Industrial | Miscellaneous | Winter Evening | MW of Load | 1 | 2027 | 2.2088
ENS | Alternate Scenario | Dynamic Pricing | Dynamic Pricing with enabling tech. | Small General | Manufacturing | Winter Morning | MW of Load | 1 | 2027 | 0.0038771
ENS | Alternate Scenario | Dynamic Pricing | Dynamic Pricing with enabling tech. | Small General | Manufacturing | Winter Evening | MW of Load | 1 | 2027 | 0.0044718
ENS | Alternate Scenario | Dynamic Pricing | Dynamic Pricing with enabling tech. | Residential Charitable | Residential LI | Winter Morning | MW of Load | 1 | 2027 | 0.19226
ENS | Alternate Scenario | Dynamic Pricing | Dynamic Pricing with enabling tech. | Residential Charitable | Residential Market Rate | Winter Morning | MW of Load | 1 | 2027 | 1.0981
ENS | Alternate Scenario | Dynamic Pricing | Dynamic Pricing w/o enabling tech. | Residential Charitable | Residential LI | Winter Morning | MW of Load | 1 | 2027 | 1.2298
ENS | Alternate Scenario | Dynamic Pricing | Dynamic Pricing w/o enabling tech. | Residential Charitable | Residential Market Rate | Winter Morning | MW of Load | 1 | 2027 | 7.024
ENS | Alternate Scenario | Dynamic Pricing | Dynamic Pricing with enabling tech. | Residential Charitable | Residential LI | Winter Evening | MW of Load | 1 | 2027 | 0.21749
ENS | Alternate Scenario | Dynamic Pricing | Dynamic Pricing with enabling tech. | Residential Charitable | Residential Market Rate | Winter Evening | MW of Load | 1 | 2027 | 1.2422
ENS | Alternate Scenario | Dynamic Pricing | Dynamic Pricing w/o enabling tech. | Residential Charitable | Residential LI | Winter Evening | MW of Load | 1 | 2027 | 1.3912
ENS | Alternate Scenario | Dynamic Pricing | Dynamic Pricing w/o enabling tech. | Residential Charitable | Residential Market Rate | Winter Evening | MW of Load | 1 | 2027 | 7.9455
ENS | Alternate Scenario | Behavioral DR | Behavioral DR | Residential Charitable | Residential LI | Winter Morning | MW of Load | 1 | 2027 | 0.078663
ENS | Alternate Scenario | Behavioral DR | Behavioral DR | Residential Charitable | Residential Market Rate | Winter Morning | MW of Load | 1 | 2027 | 0.44927
ENS | Alternate Scenario | Behavioral DR | Behavioral DR | Residential Charitable | Residential LI | Winter Evening | MW of Load | 1 | 2027 | 0.088983
ENS | Alternate Scenario | Behavioral DR | Behavioral DR | Residential Charitable | Residential Market Rate | Winter Evening | MW of Load | 1 | 2027 | 0.50822
ENS | Alternate Scenario | Time-of-Use Rates (TOU) | Time-of-Use Rates (TOU) | Residential Charitable | Residential LI | Winter Morning | MW of Load | 0 | 2027 | 0.33499
ENS | Alternate Scenario | Time-of-Use Rates (TOU) | Time-of-Use Rates (TOU) | Residential Charitable | Residential Market Rate | Winter Morning | MW of Load | 0 | 2027 | 1.9132
ENS | Alternate Scenario | Time-of-Use Rates (TOU) | Time-of-Use Rates (TOU) | Residential Charitable | Residential LI | Winter Evening | MW of Load | 0 | 2027 | 0.37894
ENS | Alternate Scenario | Time-of-Use Rates (TOU) | Time-of-Use Rates (TOU) | Residential Charitable | Residential Market Rate | Winter Evening | MW of Load | 0 | 2027 | 2.1643
ENS | Alternate Scenario | C&I Curtailment | C&I Curtailment-Turnkey-Manual HVAC Control | General | Miscellaneous | Winter Morning | MW of Load | 1 | 2028 | 1.0709
ENS | Alternate Scenario | C&I Curtailment | C&I Curtailment-Turnkey-Manual HVAC Control | General | Offices | Winter Morning | MW of Load | 1 | 2028 | 0.072179
ENS | Alternate Scenario | C&I Curtailment | C&I Curtailment-Turnkey-Manual HVAC Control | General | Retail Trade | Winter Morning | MW of Load | 1 | 2028 | 0.24894
ENS | Alternate Scenario | C&I Curtailment | C&I Curtailment-Turnkey-Manual HVAC Control | General | Services | Winter Morning | MW of Load | 1 | 2028 | 0.16094
ENS | Alternate Scenario | C&I Curtailment | C&I Curtailment-Turnkey-Auto-DR HVAC Control | General | Miscellaneous | Winter Morning | MW of Load | 1 | 2028 | 0.053455
ENS | Alternate Scenario | C&I Curtailment | C&I Curtailment-Turnkey-Auto-DR HVAC Control | General | Offices | Winter Morning | MW of Load | 1 | 2028 | 0.0036028
ENS | Alternate Scenario | C&I Curtailment | C&I Curtailment-Turnkey-Auto-DR HVAC Control | General | Retail Trade | Winter Morning | MW of Load | 1 | 2028 | 0.012426
ENS | Alternate Scenario | C&I Curtailment | C&I Curtailment-Turnkey-Auto-DR HVAC Control | General | Services | Winter Morning | MW of Load | 1 | 2028 | 0.0080332
ENS | Alternate Scenario | C&I Curtailment | C&I Curtailment-Turnkey-Standard Lighting Control | General | Miscellaneous | Winter Morning | MW of Load | 1 | 2028 | 0.4442
ENS | Alternate Scenario | C&I Curtailment | C&I Curtailment-Turnkey-Standard Lighting Control | General | Offices | Winter Morning | MW of Load | 1 | 2028 | 0.0089957
ENS | Alternate Scenario | C&I Curtailment | C&I Curtailment-Turnkey-Standard Lighting Control | General | Retail Trade | Winter Morning | MW of Load | 1 | 2028 | 0.099993
ENS | Alternate Scenario | C&I Curtailment | C&I Curtailment-Turnkey-Standard Lighting Control | General | Services | Winter Morning | MW of Load | 1 | 2028 | 0.064714
ENS | Alternate Scenario | C&I Curtailment | C&I Curtailment-Turnkey-Water Heating Control | General | Miscellaneous | Winter Morning | MW of Load | 1 | 2028 | 0.028162
ENS | Alternate Scenario | C&I Curtailment | C&I Curtailment-Turnkey-Water Heating Control | General | Offices | Winter Morning | MW of Load | 1 | 2028 | 0.00075214
ENS | Alternate Scenario | C&I Curtailment | C&I Curtailment-Turnkey-Water Heating Control | General | Retail Trade | Winter Morning | MW of Load | 1 | 2028 | 0.015069
ENS | Alternate Scenario | C&I Curtailment | C&I Curtailment-Turnkey-Water Heating Control | General | Services | Winter Morning | MW of Load | 1 | 2028 | 0.0097327
ENS | Alternate Scenario | C&I Curtailment | C&I Curtailment-Turnkey-Other | General | Miscellaneous | Winter Morning | MW of Load | 1 | 2028 | 0.49894
ENS | Alternate Scenario | C&I Curtailment | C&I Curtailment-Turnkey-Other | General | Offices | Winter Morning | MW of Load | 1 | 2028 | 0.013646
ENS | Alternate Scenario | C&I Curtailment | C&I Curtailment-Turnkey-Other | General | Retail Trade | Winter Morning | MW of Load | 1 | 2028 | 0.15783
ENS | Alternate Scenario | C&I Curtailment | C&I Curtailment-Turnkey-Other | General | Services | Winter Morning | MW of Load | 1 | 2028 | 0.10201
ENS | Alternate Scenario | C&I Curtailment | C&I Curtailment-Turnkey-Manual HVAC Control | General | Miscellaneous | Winter Evening | MW of Load | 1 | 2028 | 1.2416
ENS | Alternate Scenario | C&I Curtailment | C&I Curtailment-Turnkey-Manual HVAC Control | General | Offices | Winter Evening | MW of Load | 1 | 2028 | 0.083684
ENS | Alternate Scenario | C&I Curtailment | C&I Curtailment-Turnkey-Manual HVAC Control | General | Retail Trade | Winter Evening | MW of Load | 1 | 2028 | 0.28862
ENS | Alternate Scenario | C&I Curtailment | C&I Curtailment-Turnkey-Manual HVAC Control | General | Services | Winter Evening | MW of Load | 1 | 2028 | 0.18659
ENS | Alternate Scenario | C&I Curtailment | C&I Curtailment-Turnkey-Auto-DR HVAC Control | General | Miscellaneous | Winter Evening | MW of Load | 1 | 2028 | 0.061976
ENS | Alternate Scenario | C&I Curtailment | C&I Curtailment-Turnkey-Auto-DR HVAC Control | General | Offices | Winter Evening | MW of Load | 1 | 2028 | 0.0041771
ENS | Alternate Scenario | C&I Curtailment | C&I Curtailment-Turnkey-Auto-DR HVAC Control | General | Retail Trade | Winter Evening | MW of Load | 1 | 2028 | 0.014406
ENS | Alternate Scenario | C&I Curtailment | C&I Curtailment-Turnkey-Auto-DR HVAC Control | General | Services | Winter Evening | MW of Load | 1 | 2028 | 0.0093137
ENS | Alternate Scenario | C&I Curtailment | C&I Curtailment-Turnkey-Standard Lighting Control | General | Miscellaneous | Winter Evening | MW of Load | 1 | 2028 | 0.51501
ENS | Alternate Scenario | C&I Curtailment | C&I Curtailment-Turnkey-Standard Lighting Control | General | Offices | Winter Evening | MW of Load | 1 | 2028 | 0.01043
ENS | Alternate Scenario | C&I Curtailment | C&I Curtailment-Turnkey-Standard Lighting Control | General | Retail Trade | Winter Evening | MW of Load | 1 | 2028 | 0.11593
ENS | Alternate Scenario | C&I Curtailment | C&I Curtailment-Turnkey-Standard Lighting Control | General | Services | Winter Evening | MW of Load | 1 | 2028 | 0.07503
ENS | Alternate Scenario | C&I Curtailment | C&I Curtailment-Turnkey-Water Heating Control | General | Miscellaneous | Winter Evening | MW of Load | 1 | 2028 | 0.032651
ENS | Alternate Scenario | C&I Curtailment | C&I Curtailment-Turnkey-Water Heating Control | General | Offices | Winter Evening | MW of Load | 1 | 2028 | 0.00087202
ENS | Alternate Scenario | C&I Curtailment | C&I Curtailment-Turnkey-Water Heating Control | General | Retail Trade | Winter Evening | MW of Load | 1 | 2028 | 0.017471
ENS | Alternate Scenario | C&I Curtailment | C&I Curtailment-Turnkey-Water Heating Control | General | Services | Winter Evening | MW of Load | 1 | 2028 | 0.011284
ENS | Alternate Scenario | C&I Curtailment | C&I Curtailment-Turnkey-Other | General | Miscellaneous | Winter Evening | MW of Load | 1 | 2028 | 0.57847
ENS | Alternate Scenario | C&I Curtailment | C&I Curtailment-Turnkey-Other | General | Offices | Winter Evening | MW of Load | 1 | 2028 | 0.015822
ENS | Alternate Scenario | C&I Curtailment | C&I Curtailment-Turnkey-Other | General | Retail Trade | Winter Evening | MW of Load | 1 | 2028 | 0.18299
ENS | Alternate Scenario | C&I Curtailment | C&I Curtailment-Turnkey-Other | General | Services | Winter Evening | MW of Load | 1 | 2028 | 0.11827
ENS | Alternate Scenario | C&I Curtailment | C&I Curtailment-Turnkey-Manual HVAC Control | Large General | Miscellaneous | Winter Morning | MW of Load | 1 | 2028 | 0.86248
ENS | Alternate Scenario | C&I Curtailment | C&I Curtailment-Turnkey-Manual HVAC Control | Large General | Retail Trade | Winter Morning | MW of Load | 1 | 2028 | 0.036542
ENS | Alternate Scenario | C&I Curtailment | C&I Curtailment-Turnkey-Manual HVAC Control | Large General | Services | Winter Morning | MW of Load | 1 | 2028 | 0.058518
ENS | Alternate Scenario | C&I Curtailment | C&I Curtailment-Turnkey-Auto-DR HVAC Control | Large General | Miscellaneous | Winter Morning | MW of Load | 1 | 2028 | 0.043051
ENS | Alternate Scenario | C&I Curtailment | C&I Curtailment-Turnkey-Auto-DR HVAC Control | Large General | Retail Trade | Winter Morning | MW of Load | 1 | 2028 | 0.001824
ENS | Alternate Scenario | C&I Curtailment | C&I Curtailment-Turnkey-Auto-DR HVAC Control | Large General | Services | Winter Morning | MW of Load | 1 | 2028 | 0.0029209
ENS | Alternate Scenario | C&I Curtailment | C&I Curtailment-Turnkey-Standard Lighting Control | Large General | Miscellaneous | Winter Morning | MW of Load | 1 | 2028 | 0.37147
ENS | Alternate Scenario | C&I Curtailment | C&I Curtailment-Turnkey-Standard Lighting Control | Large General | Retail Trade | Winter Morning | MW of Load | 1 | 2028 | 0.0146
ENS | Alternate Scenario | C&I Curtailment | C&I Curtailment-Turnkey-Standard Lighting Control | Large General | Services | Winter Morning | MW of Load | 1 | 2028 | 0.023381
ENS | Alternate Scenario | C&I Curtailment | C&I Curtailment-Turnkey-Water Heating Control | Large General | Miscellaneous | Winter Morning | MW of Load | 1 | 2028 | 0.018065
ENS | Alternate Scenario | C&I Curtailment | C&I Curtailment-Turnkey-Water Heating Control | Large General | Retail Trade | Winter Morning | MW of Load | 1 | 2028 | 0.002223
ENS | Alternate Scenario | C&I Curtailment | C&I Curtailment-Turnkey-Water Heating Control | Large General | Services | Winter Morning | MW of Load | 1 | 2028 | 0.0035599
ENS | Alternate Scenario | C&I Curtailment | C&I Curtailment-Turnkey-Other | Large General | Miscellaneous | Winter Morning | MW of Load | 1 | 2028 | 0.38871
ENS | Alternate Scenario | C&I Curtailment | C&I Curtailment-Turnkey-Other | Large General | Retail Trade | Winter Morning | MW of Load | 1 | 2028 | 0.023195
ENS | Alternate Scenario | C&I Curtailment | C&I Curtailment-Turnkey-Other | Large General | Services | Winter Morning | MW of Load | 1 | 2028 | 0.037145
ENS | Alternate Scenario | C&I Curtailment | C&I Curtailment-Turnkey-Manual HVAC Control | Large General | Miscellaneous | Winter Evening | MW of Load | 1 | 2028 | 0.73463
ENS | Alternate Scenario | C&I Curtailment | C&I Curtailment-Turnkey-Manual HVAC Control | Large General | Retail Trade | Winter Evening | MW of Load | 1 | 2028 | 0.031125
ENS | Alternate Scenario | C&I Curtailment | C&I Curtailment-Turnkey-Manual HVAC Control | Large General | Services | Winter Evening | MW of Load | 1 | 2028 | 0.049843
ENS | Alternate Scenario | C&I Curtailment | C&I Curtailment-Turnkey-Auto-DR HVAC Control | Large General | Miscellaneous | Winter Evening | MW of Load | 1 | 2028 | 0.036669
ENS | Alternate Scenario | C&I Curtailment | C&I Curtailment-Turnkey-Auto-DR HVAC Control | Large General | Retail Trade | Winter Evening | MW of Load | 1 | 2028 | 0.0015536
ENS | Alternate Scenario | C&I Curtailment | C&I Curtailment-Turnkey-Auto-DR HVAC Control | Large General | Services | Winter Evening | MW of Load | 1 | 2028 | 0.0024879
ENS | Alternate Scenario | C&I Curtailment | C&I Curtailment-Turnkey-Standard Lighting Control | Large General | Miscellaneous | Winter Evening | MW of Load | 1 | 2028 | 0.3164
ENS | Alternate Scenario | C&I Curtailment | C&I Curtailment-Turnkey-Standard Lighting Control | Large General | Retail Trade | Winter Evening | MW of Load | 1 | 2028 | 0.012436
ENS | Alternate Scenario | C&I Curtailment | C&I Curtailment-Turnkey-Standard Lighting Control | Large General | Services | Winter Evening | MW of Load | 1 | 2028 | 0.019915
ENS | Alternate Scenario | C&I Curtailment | C&I Curtailment-Turnkey-Water Heating Control | Large General | Miscellaneous | Winter Evening | MW of Load | 1 | 2028 | 0.015387
ENS | Alternate Scenario | C&I Curtailment | C&I Curtailment-Turnkey-Water Heating Control | Large General | Retail Trade | Winter Evening | MW of Load | 1 | 2028 | 0.0018935
ENS | Alternate Scenario | C&I Curtailment | C&I Curtailment-Turnkey-Water Heating Control | Large General | Services | Winter Evening | MW of Load | 1 | 2028 | 0.0030322
ENS | Alternate Scenario | C&I Curtailment | C&I Curtailment-Turnkey-Other | Large General | Miscellaneous | Winter Evening | MW of Load | 1 | 2028 | 0.33109
ENS | Alternate Scenario | C&I Curtailment | C&I Curtailment-Turnkey-Other | Large General | Retail Trade | Winter Evening | MW of Load | 1 | 2028 | 0.019757
ENS | Alternate Scenario | C&I Curtailment | C&I Curtailment-Turnkey-Other | Large General | Services | Winter Evening | MW of Load | 1 | 2028 | 0.031638
ENS | Alternate Scenario | C&I Curtailment | C&I Curtailment-Turnkey-Manual HVAC Control | Small Industrial | Miscellaneous | Winter Morning | MW of Load | 1 | 2028 | 0.144
ENS | Alternate Scenario | C&I Curtailment | C&I Curtailment-Turnkey-Manual HVAC Control | Small Industrial | Offices | Winter Morning | MW of Load | 1 | 2028 | 0.0018241
ENS | Alternate Scenario | C&I Curtailment | C&I Curtailment-Turnkey-Manual HVAC Control | Small Industrial | Retail Trade | Winter Morning | MW of Load | 1 | 2028 | 0.0061482
ENS | Alternate Scenario | C&I Curtailment | C&I Curtailment-Turnkey-Manual HVAC Control | Small Industrial | Services | Winter Morning | MW of Load | 1 | 2028 | 0.0019424
ENS | Alternate Scenario | C&I Curtailment | C&I Curtailment-Turnkey-Auto-DR HVAC Control | Small Industrial | Miscellaneous | Winter Morning | MW of Load | 1 | 2028 | 0.0071879
ENS | Alternate Scenario | C&I Curtailment | C&I Curtailment-Turnkey-Auto-DR HVAC Control | Small Industrial | Offices | Winter Morning | MW of Load | 1 | 2028 | 9.1047e-05
ENS | Alternate Scenario | C&I Curtailment | C&I Curtailment-Turnkey-Auto-DR HVAC Control | Small Industrial | Retail Trade | Winter Morning | MW of Load | 1 | 2028 | 0.00030689
ENS | Alternate Scenario | C&I Curtailment | C&I Curtailment-Turnkey-Auto-DR HVAC Control | Small Industrial | Services | Winter Morning | MW of Load | 1 | 2028 | 9.6953e-05
ENS | Alternate Scenario | C&I Curtailment | C&I Curtailment-Turnkey-Standard Lighting Control | Small Industrial | Miscellaneous | Winter Morning | MW of Load | 1 | 2028 | 0.044804
ENS | Alternate Scenario | C&I Curtailment | C&I Curtailment-Turnkey-Standard Lighting Control | Small Industrial | Offices | Winter Morning | MW of Load | 1 | 2028 | 0.00024434
ENS | Alternate Scenario | C&I Curtailment | C&I Curtailment-Turnkey-Standard Lighting Control | Small Industrial | Retail Trade | Winter Morning | MW of Load | 1 | 2028 | 0.0026414
ENS | Alternate Scenario | C&I Curtailment | C&I Curtailment-Turnkey-Standard Lighting Control | Small Industrial | Services | Winter Morning | MW of Load | 1 | 2028 | 0.00083449
ENS | Alternate Scenario | C&I Curtailment | C&I Curtailment-Turnkey-Water Heating Control | Small Industrial | Miscellaneous | Winter Morning | MW of Load | 1 | 2028 | 0.0035843
ENS | Alternate Scenario | C&I Curtailment | C&I Curtailment-Turnkey-Water Heating Control | Small Industrial | Offices | Winter Morning | MW of Load | 1 | 2028 | 1.8388e-05
ENS | Alternate Scenario | C&I Curtailment | C&I Curtailment-Turnkey-Water Heating Control | Small Industrial | Retail Trade | Winter Morning | MW of Load | 1 | 2028 | 0.000348
ENS | Alternate Scenario | C&I Curtailment | C&I Curtailment-Turnkey-Water Heating Control | Small Industrial | Services | Winter Morning | MW of Load | 1 | 2028 | 0.00010994
ENS | Alternate Scenario | C&I Curtailment | C&I Curtailment-Turnkey-Other | Small Industrial | Miscellaneous | Winter Morning | MW of Load | 1 | 2028 | 0.05545
ENS | Alternate Scenario | C&I Curtailment | C&I Curtailment-Turnkey-Other | Small Industrial | Offices | Winter Morning | MW of Load | 1 | 2028 | 0.00034746
ENS | Alternate Scenario | C&I Curtailment | C&I Curtailment-Turnkey-Other | Small Industrial | Retail Trade | Winter Morning | MW of Load | 1 | 2028 | 0.0038374
ENS | Alternate Scenario | C&I Curtailment | C&I Curtailment-Turnkey-Other | Small Industrial | Services | Winter Morning | MW of Load | 1 | 2028 | 0.0012123
ENS | Alternate Scenario | C&I Curtailment | C&I Curtailment-Turnkey-Industrial | Small Industrial | Manufacturing | Winter Morning | MW of Load | 1 | 2028 | 0.013326
ENS | Alternate Scenario | C&I Curtailment | C&I Curtailment-Turnkey-Manual HVAC Control | Small Industrial | Miscellaneous | Winter Evening | MW of Load | 1 | 2028 | 0.19575
ENS | Alternate Scenario | C&I Curtailment | C&I Curtailment-Turnkey-Manual HVAC Control | Small Industrial | Offices | Winter Evening | MW of Load | 1 | 2028 | 0.0024795
ENS | Alternate Scenario | C&I Curtailment | C&I Curtailment-Turnkey-Manual HVAC Control | Small Industrial | Retail Trade | Winter Evening | MW of Load | 1 | 2028 | 0.0083575
ENS | Alternate Scenario | C&I Curtailment | C&I Curtailment-Turnkey-Manual HVAC Control | Small Industrial | Services | Winter Evening | MW of Load | 1 | 2028 | 0.0026404
ENS | Alternate Scenario | C&I Curtailment | C&I Curtailment-Turnkey-Auto-DR HVAC Control | Small Industrial | Miscellaneous | Winter Evening | MW of Load | 1 | 2028 | 0.0097709
ENS | Alternate Scenario | C&I Curtailment | C&I Curtailment-Turnkey-Auto-DR HVAC Control | Small Industrial | Offices | Winter Evening | MW of Load | 1 | 2028 | 0.00012376
ENS | Alternate Scenario | C&I Curtailment | C&I Curtailment-Turnkey-Auto-DR HVAC Control | Small Industrial | Retail Trade | Winter Evening | MW of Load | 1 | 2028 | 0.00041716
ENS | Alternate Scenario | C&I Curtailment | C&I Curtailment-Turnkey-Auto-DR HVAC Control | Small Industrial | Services | Winter Evening | MW of Load | 1 | 2028 | 0.00013179
ENS | Alternate Scenario | C&I Curtailment | C&I Curtailment-Turnkey-Standard Lighting Control | Small Industrial | Miscellaneous | Winter Evening | MW of Load | 1 | 2028 | 0.060904
ENS | Alternate Scenario | C&I Curtailment | C&I Curtailment-Turnkey-Standard Lighting Control | Small Industrial | Offices | Winter Evening | MW of Load | 1 | 2028 | 0.00033214
ENS | Alternate Scenario | C&I Curtailment | C&I Curtailment-Turnkey-Standard Lighting Control | Small Industrial | Retail Trade | Winter Evening | MW of Load | 1 | 2028 | 0.0035906
ENS | Alternate Scenario | C&I Curtailment | C&I Curtailment-Turnkey-Standard Lighting Control | Small Industrial | Services | Winter Evening | MW of Load | 1 | 2028 | 0.0011344
ENS | Alternate Scenario | C&I Curtailment | C&I Curtailment-Turnkey-Water Heating Control | Small Industrial | Miscellaneous | Winter Evening | MW of Load | 1 | 2028 | 0.0048723
ENS | Alternate Scenario | C&I Curtailment | C&I Curtailment-Turnkey-Water Heating Control | Small Industrial | Offices | Winter Evening | MW of Load | 1 | 2028 | 2.4995e-05
ENS | Alternate Scenario | C&I Curtailment | C&I Curtailment-Turnkey-Water Heating Control | Small Industrial | Retail Trade | Winter Evening | MW of Load | 1 | 2028 | 0.00047305
ENS | Alternate Scenario | C&I Curtailment | C&I Curtailment-Turnkey-Water Heating Control | Small Industrial | Services | Winter Evening | MW of Load | 1 | 2028 | 0.00014945
ENS | Alternate Scenario | C&I Curtailment | C&I Curtailment-Turnkey-Other | Small Industrial | Miscellaneous | Winter Evening | MW of Load | 1 | 2028 | 0.075375
ENS | Alternate Scenario | C&I Curtailment | C&I Curtailment-Turnkey-Other | Small Industrial | Offices | Winter Evening | MW of Load | 1 | 2028 | 0.00047232
ENS | Alternate Scenario | C&I Curtailment | C&I Curtailment-Turnkey-Other | Small Industrial | Retail Trade | Winter Evening | MW of Load | 1 | 2028 | 0.0052163
ENS | Alternate Scenario | C&I Curtailment | C&I Curtailment-Turnkey-Other | Small Industrial | Services | Winter Evening | MW of Load | 1 | 2028 | 0.001648
ENS | Alternate Scenario | C&I Curtailment | C&I Curtailment-Turnkey-Industrial | Small Industrial | Manufacturing | Winter Evening | MW of Load | 1 | 2028 | 0.018115
ENS | Alternate Scenario | C&I Curtailment | C&I Curtailment-Turnkey-Manual HVAC Control | Medium Industrial | Miscellaneous | Winter Morning | MW of Load | 1 | 2028 | 2.7585
ENS | Alternate Scenario | C&I Curtailment | C&I Curtailment-Turnkey-Manual HVAC Control | Medium Industrial | Offices | Winter Morning | MW of Load | 1 | 2028 | 0.043985
ENS | Alternate Scenario | C&I Curtailment | C&I Curtailment-Turnkey-Manual HVAC Control | Medium Industrial | Retail Trade | Winter Morning | MW of Load | 1 | 2028 | 0.61615
ENS | Alternate Scenario | C&I Curtailment | C&I Curtailment-Turnkey-Manual HVAC Control | Medium Industrial | Services | Winter Morning | MW of Load | 1 | 2028 | 0.028372
ENS | Alternate Scenario | C&I Curtailment | C&I Curtailment-Turnkey-Auto-DR HVAC Control | Medium Industrial | Miscellaneous | Winter Morning | MW of Load | 1 | 2028 | 0.13769
ENS | Alternate Scenario | C&I Curtailment | C&I Curtailment-Turnkey-Auto-DR HVAC Control | Medium Industrial | Offices | Winter Morning | MW of Load | 1 | 2028 | 0.0021955
ENS | Alternate Scenario | C&I Curtailment | C&I Curtailment-Turnkey-Auto-DR HVAC Control | Medium Industrial | Retail Trade | Winter Morning | MW of Load | 1 | 2028 | 0.030755
ENS | Alternate Scenario | C&I Curtailment | C&I Curtailment-Turnkey-Auto-DR HVAC Control | Medium Industrial | Services | Winter Morning | MW of Load | 1 | 2028 | 0.0014162
ENS | Alternate Scenario | C&I Curtailment | C&I Curtailment-Turnkey-Standard Lighting Control | Medium Industrial | Miscellaneous | Winter Morning | MW of Load | 1 | 2028 | 0.85827
ENS | Alternate Scenario | C&I Curtailment | C&I Curtailment-Turnkey-Standard Lighting Control | Medium Industrial | Offices | Winter Morning | MW of Load | 1 | 2028 | 0.0058918
ENS | Alternate Scenario | C&I Curtailment | C&I Curtailment-Turnkey-Standard Lighting Control | Medium Industrial | Retail Trade | Winter Morning | MW of Load | 1 | 2028 | 0.26471
ENS | Alternate Scenario | C&I Curtailment | C&I Curtailment-Turnkey-Standard Lighting Control | Medium Industrial | Services | Winter Morning | MW of Load | 1 | 2028 | 0.012189
ENS | Alternate Scenario | C&I Curtailment | C&I Curtailment-Turnkey-Water Heating Control | Medium Industrial | Miscellaneous | Winter Morning | MW of Load | 1 | 2028 | 0.068662
ENS | Alternate Scenario | C&I Curtailment | C&I Curtailment-Turnkey-Water Heating Control | Medium Industrial | Offices | Winter Morning | MW of Load | 1 | 2028 | 0.00044339
ENS | Alternate Scenario | C&I Curtailment | C&I Curtailment-Turnkey-Water Heating Control | Medium Industrial | Retail Trade | Winter Morning | MW of Load | 1 | 2028 | 0.034875
ENS | Alternate Scenario | C&I Curtailment | C&I Curtailment-Turnkey-Water Heating Control | Medium Industrial | Services | Winter Morning | MW of Load | 1 | 2028 | 0.0016059
ENS | Alternate Scenario | C&I Curtailment | C&I Curtailment-Turnkey-Other | Medium Industrial | Miscellaneous | Winter Morning | MW of Load | 1 | 2028 | 1.0622
ENS | Alternate Scenario | C&I Curtailment | C&I Curtailment-Turnkey-Other | Medium Industrial | Offices | Winter Morning | MW of Load | 1 | 2028 | 0.0083786
ENS | Alternate Scenario | C&I Curtailment | C&I Curtailment-Turnkey-Other | Medium Industrial | Retail Trade | Winter Morning | MW of Load | 1 | 2028 | 0.38457
ENS | Alternate Scenario | C&I Curtailment | C&I Curtailment-Turnkey-Other | Medium Industrial | Services | Winter Morning | MW of Load | 1 | 2028 | 0.017708
ENS | Alternate Scenario | C&I Curtailment | C&I Curtailment-Turnkey-Manual HVAC Control | Medium Industrial | Miscellaneous | Winter Evening | MW of Load | 1 | 2028 | 2.6424
ENS | Alternate Scenario | C&I Curtailment | C&I Curtailment-Turnkey-Manual HVAC Control | Medium Industrial | Offices | Winter Evening | MW of Load | 1 | 2028 | 0.042132
ENS | Alternate Scenario | C&I Curtailment | C&I Curtailment-Turnkey-Manual HVAC Control | Medium Industrial | Retail Trade | Winter Evening | MW of Load | 1 | 2028 | 0.59021
ENS | Alternate Scenario | C&I Curtailment | C&I Curtailment-Turnkey-Manual HVAC Control | Medium Industrial | Services | Winter Evening | MW of Load | 1 | 2028 | 0.027177
ENS | Alternate Scenario | C&I Curtailment | C&I Curtailment-Turnkey-Auto-DR HVAC Control | Medium Industrial | Miscellaneous | Winter Evening | MW of Load | 1 | 2028 | 0.13189
ENS | Alternate Scenario | C&I Curtailment | C&I Curtailment-Turnkey-Auto-DR HVAC Control | Medium Industrial | Offices | Winter Evening | MW of Load | 1 | 2028 | 0.002103
ENS | Alternate Scenario | C&I Curtailment | C&I Curtailment-Turnkey-Auto-DR HVAC Control | Medium Industrial | Retail Trade | Winter Evening | MW of Load | 1 | 2028 | 0.02946
ENS | Alternate Scenario | C&I Curtailment | C&I Curtailment-Turnkey-Auto-DR HVAC Control | Medium Industrial | Services | Winter Evening | MW of Load | 1 | 2028 | 0.0013565
ENS | Alternate Scenario | C&I Curtailment | C&I Curtailment-Turnkey-Standard Lighting Control | Medium Industrial | Miscellaneous | Winter Evening | MW of Load | 1 | 2028 | 0.82213
ENS | Alternate Scenario | C&I Curtailment | C&I Curtailment-Turnkey-Standard Lighting Control | Medium Industrial | Offices | Winter Evening | MW of Load | 1 | 2028 | 0.0056437
ENS | Alternate Scenario | C&I Curtailment | C&I Curtailment-Turnkey-Standard Lighting Control | Medium Industrial | Retail Trade | Winter Evening | MW of Load | 1 | 2028 | 0.25357
ENS | Alternate Scenario | C&I Curtailment | C&I Curtailment-Turnkey-Standard Lighting Control | Medium Industrial | Services | Winter Evening | MW of Load | 1 | 2028 | 0.011676
ENS | Alternate Scenario | C&I Curtailment | C&I Curtailment-Turnkey-Water Heating Control | Medium Industrial | Miscellaneous | Winter Evening | MW of Load | 1 | 2028 | 0.06577
ENS | Alternate Scenario | C&I Curtailment | C&I Curtailment-Turnkey-Water Heating Control | Medium Industrial | Offices | Winter Evening | MW of Load | 1 | 2028 | 0.00042472
ENS | Alternate Scenario | C&I Curtailment | C&I Curtailment-Turnkey-Water Heating Control | Medium Industrial | Retail Trade | Winter Evening | MW of Load | 1 | 2028 | 0.033407
ENS | Alternate Scenario | C&I Curtailment | C&I Curtailment-Turnkey-Water Heating Control | Medium Industrial | Services | Winter Evening | MW of Load | 1 | 2028 | 0.0015383
ENS | Alternate Scenario | C&I Curtailment | C&I Curtailment-Turnkey-Other | Medium Industrial | Miscellaneous | Winter Evening | MW of Load | 1 | 2028 | 1.0175
ENS | Alternate Scenario | C&I Curtailment | C&I Curtailment-Turnkey-Other | Medium Industrial | Offices | Winter Evening | MW of Load | 1 | 2028 | 0.0080258
ENS | Alternate Scenario | C&I Curtailment | C&I Curtailment-Turnkey-Other | Medium Industrial | Retail Trade | Winter Evening | MW of Load | 1 | 2028 | 0.36838
ENS | Alternate Scenario | C&I Curtailment | C&I Curtailment-Turnkey-Other | Medium Industrial | Services | Winter Evening | MW of Load | 1 | 2028 | 0.016963
ENS | Alternate Scenario | C&I Curtailment | C&I Curtailment-Turnkey-Manual HVAC Control | Large Industrial | Miscellaneous | Winter Morning | MW of Load | 1 | 2028 | 0.057923
ENS | Alternate Scenario | C&I Curtailment | C&I Curtailment-Turnkey-Auto-DR HVAC Control | Large Industrial | Miscellaneous | Winter Morning | MW of Load | 1 | 2028 | 0.0028912
ENS | Alternate Scenario | C&I Curtailment | C&I Curtailment-Turnkey-Standard Lighting Control | Large Industrial | Miscellaneous | Winter Morning | MW of Load | 1 | 2028 | 0.024947
ENS | Alternate Scenario | C&I Curtailment | C&I Curtailment-Turnkey-Water Heating Control | Large Industrial | Miscellaneous | Winter Morning | MW of Load | 1 | 2028 | 0.0012132
ENS | Alternate Scenario | C&I Curtailment | C&I Curtailment-Turnkey-Other | Large Industrial | Miscellaneous | Winter Morning | MW of Load | 1 | 2028 | 0.026105
ENS | Alternate Scenario | C&I Curtailment | C&I Curtailment-Turnkey-Industrial | Large Industrial | Manufacturing | Winter Morning | MW of Load | 1 | 2028 | 0.0051478
ENS | Alternate Scenario | C&I Curtailment | C&I Curtailment-Turnkey-Manual HVAC Control | Large Industrial | Miscellaneous | Winter Evening | MW of Load | 1 | 2028 | 0.057015
ENS | Alternate Scenario | C&I Curtailment | C&I Curtailment-Turnkey-Auto-DR HVAC Control | Large Industrial | Miscellaneous | Winter Evening | MW of Load | 1 | 2028 | 0.0028459
ENS | Alternate Scenario | C&I Curtailment | C&I Curtailment-Turnkey-Standard Lighting Control | Large Industrial | Miscellaneous | Winter Evening | MW of Load | 1 | 2028 | 0.024556
ENS | Alternate Scenario | C&I Curtailment | C&I Curtailment-Turnkey-Water Heating Control | Large Industrial | Miscellaneous | Winter Evening | MW of Load | 1 | 2028 | 0.0011942
ENS | Alternate Scenario | C&I Curtailment | C&I Curtailment-Turnkey-Other | Large Industrial | Miscellaneous | Winter Evening | MW of Load | 1 | 2028 | 0.025696
ENS | Alternate Scenario | C&I Curtailment | C&I Curtailment-Turnkey-Industrial | Large Industrial | Manufacturing | Winter Evening | MW of Load | 1 | 2028 | 0.0050671
ENS | Alternate Scenario | C&I Loadshift to BUGs | C&I Loadshift to BUGs | Large General | Miscellaneous | Winter Morning | MW of Load | 1 | 2028 | 2.7972
ENS | Alternate Scenario | C&I Loadshift to BUGs | C&I Loadshift to BUGs | Large General | Miscellaneous | Winter Evening | MW of Load | 1 | 2028 | 2.3825
ENS | Alternate Scenario | C&I Loadshift to BUGs | C&I Loadshift to BUGs | Small Industrial | Miscellaneous | Winter Morning | MW of Load | 1 | 2028 | 0.75687
ENS | Alternate Scenario | C&I Loadshift to BUGs | C&I Loadshift to BUGs | Small Industrial | Miscellaneous | Winter Evening | MW of Load | 1 | 2028 | 1.0289
ENS | Alternate Scenario | C&I Loadshift to BUGs | C&I Loadshift to BUGs | Medium Industrial | Manufacturing | Winter Morning | MW of Load | 1 | 2028 | 0.53225
ENS | Alternate Scenario | C&I Loadshift to BUGs | C&I Loadshift to BUGs | Medium Industrial | Miscellaneous | Winter Morning | MW of Load | 1 | 2028 | 2.3099
ENS | Alternate Scenario | C&I Loadshift to BUGs | C&I Loadshift to BUGs | Medium Industrial | Manufacturing | Winter Evening | MW of Load | 1 | 2028 | 0.50983
ENS | Alternate Scenario | C&I Loadshift to BUGs | C&I Loadshift to BUGs | Medium Industrial | Miscellaneous | Winter Evening | MW of Load | 1 | 2028 | 2.2127
ENS | Alternate Scenario | Dynamic Pricing | Dynamic Pricing with enabling tech. | Small General | Manufacturing | Winter Morning | MW of Load | 1 | 2028 | 0.0049053
ENS | Alternate Scenario | Dynamic Pricing | Dynamic Pricing with enabling tech. | Small General | Manufacturing | Winter Evening | MW of Load | 1 | 2028 | 0.0056381
ENS | Alternate Scenario | Dynamic Pricing | Dynamic Pricing with enabling tech. | Residential Charitable | Residential LI | Winter Morning | MW of Load | 1 | 2028 | 0.4276
ENS | Alternate Scenario | Dynamic Pricing | Dynamic Pricing with enabling tech. | Residential Charitable | Residential Market Rate | Winter Morning | MW of Load | 1 | 2028 | 2.4422
ENS | Alternate Scenario | Dynamic Pricing | Dynamic Pricing w/o enabling tech. | Residential Charitable | Residential LI | Winter Morning | MW of Load | 1 | 2028 | 1.2576
ENS | Alternate Scenario | Dynamic Pricing | Dynamic Pricing w/o enabling tech. | Residential Charitable | Residential Market Rate | Winter Morning | MW of Load | 1 | 2028 | 7.1827
ENS | Alternate Scenario | Dynamic Pricing | Dynamic Pricing with enabling tech. | Residential Charitable | Residential LI | Winter Evening | MW of Load | 1 | 2028 | 0.48203
ENS | Alternate Scenario | Dynamic Pricing | Dynamic Pricing with enabling tech. | Residential Charitable | Residential Market Rate | Winter Evening | MW of Load | 1 | 2028 | 2.753
ENS | Alternate Scenario | Dynamic Pricing | Dynamic Pricing w/o enabling tech. | Residential Charitable | Residential LI | Winter Evening | MW of Load | 1 | 2028 | 1.4177
ENS | Alternate Scenario | Dynamic Pricing | Dynamic Pricing w/o enabling tech. | Residential Charitable | Residential Market Rate | Winter Evening | MW of Load | 1 | 2028 | 8.0969
ENS | Alternate Scenario | Behavioral DR | Behavioral DR | Residential Charitable | Residential LI | Winter Morning | MW of Load | 1 | 2028 | 0.17587
ENS | Alternate Scenario | Behavioral DR | Behavioral DR | Residential Charitable | Residential Market Rate | Winter Morning | MW of Load | 1 | 2028 | 1.0045
ENS | Alternate Scenario | Behavioral DR | Behavioral DR | Residential Charitable | Residential LI | Winter Evening | MW of Load | 1 | 2028 | 0.19825
ENS | Alternate Scenario | Behavioral DR | Behavioral DR | Residential Charitable | Residential Market Rate | Winter Evening | MW of Load | 1 | 2028 | 1.1323
ENS | Alternate Scenario | Time-of-Use Rates (TOU) | Time-of-Use Rates (TOU) | Residential Charitable | Residential LI | Winter Morning | MW of Load | 0 | 2028 | 0.34625
ENS | Alternate Scenario | Time-of-Use Rates (TOU) | Time-of-Use Rates (TOU) | Residential Charitable | Residential Market Rate | Winter Morning | MW of Load | 0 | 2028 | 1.9775
ENS | Alternate Scenario | Time-of-Use Rates (TOU) | Time-of-Use Rates (TOU) | Residential Charitable | Residential LI | Winter Evening | MW of Load | 0 | 2028 | 0.39031
ENS | Alternate Scenario | Time-of-Use Rates (TOU) | Time-of-Use Rates (TOU) | Residential Charitable | Residential Market Rate | Winter Evening | MW of Load | 0 | 2028 | 2.2292
ENS | Alternate Scenario | C&I Curtailment | C&I Curtailment-Turnkey-Manual HVAC Control | General | Miscellaneous | Winter Morning | MW of Load | 1 | 2029 | 1.2305
ENS | Alternate Scenario | C&I Curtailment | C&I Curtailment-Turnkey-Manual HVAC Control | General | Offices | Winter Morning | MW of Load | 1 | 2029 | 0.083738
ENS | Alternate Scenario | C&I Curtailment | C&I Curtailment-Turnkey-Manual HVAC Control | General | Retail Trade | Winter Morning | MW of Load | 1 | 2029 | 0.28437
ENS | Alternate Scenario | C&I Curtailment | C&I Curtailment-Turnkey-Manual HVAC Control | General | Services | Winter Morning | MW of Load | 1 | 2029 | 0.18385
ENS | Alternate Scenario | C&I Curtailment | C&I Curtailment-Turnkey-Auto-DR HVAC Control | General | Miscellaneous | Winter Morning | MW of Load | 1 | 2029 | 0.077357
ENS | Alternate Scenario | C&I Curtailment | C&I Curtailment-Turnkey-Auto-DR HVAC Control | General | Offices | Winter Morning | MW of Load | 1 | 2029 | 0.0052641
ENS | Alternate Scenario | C&I Curtailment | C&I Curtailment-Turnkey-Auto-DR HVAC Control | General | Retail Trade | Winter Morning | MW of Load | 1 | 2029 | 0.017876
ENS | Alternate Scenario | C&I Curtailment | C&I Curtailment-Turnkey-Auto-DR HVAC Control | General | Services | Winter Morning | MW of Load | 1 | 2029 | 0.011558
ENS | Alternate Scenario | C&I Curtailment | C&I Curtailment-Turnkey-Standard Lighting Control | General | Miscellaneous | Winter Morning | MW of Load | 1 | 2029 | 0.51083
ENS | Alternate Scenario | C&I Curtailment | C&I Curtailment-Turnkey-Standard Lighting Control | General | Offices | Winter Morning | MW of Load | 1 | 2029 | 0.010189
ENS | Alternate Scenario | C&I Curtailment | C&I Curtailment-Turnkey-Standard Lighting Control | General | Retail Trade | Winter Morning | MW of Load | 1 | 2029 | 0.11367
ENS | Alternate Scenario | C&I Curtailment | C&I Curtailment-Turnkey-Standard Lighting Control | General | Services | Winter Morning | MW of Load | 1 | 2029 | 0.073581
ENS | Alternate Scenario | C&I Curtailment | C&I Curtailment-Turnkey-Water Heating Control | General | Miscellaneous | Winter Morning | MW of Load | 1 | 2029 | 0.033299
ENS | Alternate Scenario | C&I Curtailment | C&I Curtailment-Turnkey-Water Heating Control | General | Offices | Winter Morning | MW of Load | 1 | 2029 | 0.00088686
ENS | Alternate Scenario | C&I Curtailment | C&I Curtailment-Turnkey-Water Heating Control | General | Retail Trade | Winter Morning | MW of Load | 1 | 2029 | 0.017887
ENS | Alternate Scenario | C&I Curtailment | C&I Curtailment-Turnkey-Water Heating Control | General | Services | Winter Morning | MW of Load | 1 | 2029 | 0.011551
ENS | Alternate Scenario | C&I Curtailment | C&I Curtailment-Turnkey-Other | General | Miscellaneous | Winter Morning | MW of Load | 1 | 2029 | 0.5858
ENS | Alternate Scenario | C&I Curtailment | C&I Curtailment-Turnkey-Other | General | Offices | Winter Morning | MW of Load | 1 | 2029 | 0.015978
ENS | Alternate Scenario | C&I Curtailment | C&I Curtailment-Turnkey-Other | General | Retail Trade | Winter Morning | MW of Load | 1 | 2029 | 0.18556
ENS | Alternate Scenario | C&I Curtailment | C&I Curtailment-Turnkey-Other | General | Services | Winter Morning | MW of Load | 1 | 2029 | 0.11993
ENS | Alternate Scenario | C&I Curtailment | C&I Curtailment-Turnkey-Manual HVAC Control | General | Miscellaneous | Winter Evening | MW of Load | 1 | 2029 | 1.4434
ENS | Alternate Scenario | C&I Curtailment | C&I Curtailment-Turnkey-Manual HVAC Control | General | Offices | Winter Evening | MW of Load | 1 | 2029 | 0.09822
ENS | Alternate Scenario | C&I Curtailment | C&I Curtailment-Turnkey-Manual HVAC Control | General | Retail Trade | Winter Evening | MW of Load | 1 | 2029 | 0.33355
ENS | Alternate Scenario | C&I Curtailment | C&I Curtailment-Turnkey-Manual HVAC Control | General | Services | Winter Evening | MW of Load | 1 | 2029 | 0.21565
ENS | Alternate Scenario | C&I Curtailment | C&I Curtailment-Turnkey-Auto-DR HVAC Control | General | Miscellaneous | Winter Evening | MW of Load | 1 | 2029 | 0.090736
ENS | Alternate Scenario | C&I Curtailment | C&I Curtailment-Turnkey-Auto-DR HVAC Control | General | Offices | Winter Evening | MW of Load | 1 | 2029 | 0.0061745
ENS | Alternate Scenario | C&I Curtailment | C&I Curtailment-Turnkey-Auto-DR HVAC Control | General | Retail Trade | Winter Evening | MW of Load | 1 | 2029 | 0.020968
ENS | Alternate Scenario | C&I Curtailment | C&I Curtailment-Turnkey-Auto-DR HVAC Control | General | Services | Winter Evening | MW of Load | 1 | 2029 | 0.013557
ENS | Alternate Scenario | C&I Curtailment | C&I Curtailment-Turnkey-Standard Lighting Control | General | Miscellaneous | Winter Evening | MW of Load | 1 | 2029 | 0.59918
ENS | Alternate Scenario | C&I Curtailment | C&I Curtailment-Turnkey-Standard Lighting Control | General | Offices | Winter Evening | MW of Load | 1 | 2029 | 0.011951
ENS | Alternate Scenario | C&I Curtailment | C&I Curtailment-Turnkey-Standard Lighting Control | General | Retail Trade | Winter Evening | MW of Load | 1 | 2029 | 0.13333
ENS | Alternate Scenario | C&I Curtailment | C&I Curtailment-Turnkey-Standard Lighting Control | General | Services | Winter Evening | MW of Load | 1 | 2029 | 0.086307
ENS | Alternate Scenario | C&I Curtailment | C&I Curtailment-Turnkey-Water Heating Control | General | Miscellaneous | Winter Evening | MW of Load | 1 | 2029 | 0.039058
ENS | Alternate Scenario | C&I Curtailment | C&I Curtailment-Turnkey-Water Heating Control | General | Offices | Winter Evening | MW of Load | 1 | 2029 | 0.0010402
ENS | Alternate Scenario | C&I Curtailment | C&I Curtailment-Turnkey-Water Heating Control | General | Retail Trade | Winter Evening | MW of Load | 1 | 2029 | 0.020981
ENS | Alternate Scenario | C&I Curtailment | C&I Curtailment-Turnkey-Water Heating Control | General | Services | Winter Evening | MW of Load | 1 | 2029 | 0.013549
ENS | Alternate Scenario | C&I Curtailment | C&I Curtailment-Turnkey-Other | General | Miscellaneous | Winter Evening | MW of Load | 1 | 2029 | 0.68712
ENS | Alternate Scenario | C&I Curtailment | C&I Curtailment-Turnkey-Other | General | Offices | Winter Evening | MW of Load | 1 | 2029 | 0.018741
ENS | Alternate Scenario | C&I Curtailment | C&I Curtailment-Turnkey-Other | General | Retail Trade | Winter Evening | MW of Load | 1 | 2029 | 0.21765
ENS | Alternate Scenario | C&I Curtailment | C&I Curtailment-Turnkey-Other | General | Services | Winter Evening | MW of Load | 1 | 2029 | 0.14067
ENS | Alternate Scenario | C&I Curtailment | C&I Curtailment-Turnkey-Manual HVAC Control | Large General | Miscellaneous | Winter Morning | MW of Load | 1 | 2029 | 0.99244
ENS | Alternate Scenario | C&I Curtailment | C&I Curtailment-Turnkey-Manual HVAC Control | Large General | Retail Trade | Winter Morning | MW of Load | 1 | 2029 | 0.041721
ENS | Alternate Scenario | C&I Curtailment | C&I Curtailment-Turnkey-Manual HVAC Control | Large General | Services | Winter Morning | MW of Load | 1 | 2029 | 0.066811
ENS | Alternate Scenario | C&I Curtailment | C&I Curtailment-Turnkey-Auto-DR HVAC Control | Large General | Miscellaneous | Winter Morning | MW of Load | 1 | 2029 | 0.062389
ENS | Alternate Scenario | C&I Curtailment | C&I Curtailment-Turnkey-Auto-DR HVAC Control | Large General | Retail Trade | Winter Morning | MW of Load | 1 | 2029 | 0.0026227
ENS | Alternate Scenario | C&I Curtailment | C&I Curtailment-Turnkey-Auto-DR HVAC Control | Large General | Services | Winter Morning | MW of Load | 1 | 2029 | 0.0042
ENS | Alternate Scenario | C&I Curtailment | C&I Curtailment-Turnkey-Standard Lighting Control | Large General | Miscellaneous | Winter Morning | MW of Load | 1 | 2029 | 0.42782
ENS | Alternate Scenario | C&I Curtailment | C&I Curtailment-Turnkey-Standard Lighting Control | Large General | Retail Trade | Winter Morning | MW of Load | 1 | 2029 | 0.016579
ENS | Alternate Scenario | C&I Curtailment | C&I Curtailment-Turnkey-Standard Lighting Control | Large General | Services | Winter Morning | MW of Load | 1 | 2029 | 0.02655
ENS | Alternate Scenario | C&I Curtailment | C&I Curtailment-Turnkey-Water Heating Control | Large General | Miscellaneous | Winter Morning | MW of Load | 1 | 2029 | 0.021262
ENS | Alternate Scenario | C&I Curtailment | C&I Curtailment-Turnkey-Water Heating Control | Large General | Retail Trade | Winter Morning | MW of Load | 1 | 2029 | 0.0026396
ENS | Alternate Scenario | C&I Curtailment | C&I Curtailment-Turnkey-Water Heating Control | Large General | Services | Winter Morning | MW of Load | 1 | 2029 | 0.004227
ENS | Alternate Scenario | C&I Curtailment | C&I Curtailment-Turnkey-Other | Large General | Miscellaneous | Winter Morning | MW of Load | 1 | 2029 | 0.45595
ENS | Alternate Scenario | C&I Curtailment | C&I Curtailment-Turnkey-Other | Large General | Retail Trade | Winter Morning | MW of Load | 1 | 2029 | 0.027265
ENS | Alternate Scenario | C&I Curtailment | C&I Curtailment-Turnkey-Other | Large General | Services | Winter Morning | MW of Load | 1 | 2029 | 0.043663
ENS | Alternate Scenario | C&I Curtailment | C&I Curtailment-Turnkey-Manual HVAC Control | Large General | Miscellaneous | Winter Evening | MW of Load | 1 | 2029 | 0.8552
ENS | Alternate Scenario | C&I Curtailment | C&I Curtailment-Turnkey-Manual HVAC Control | Large General | Retail Trade | Winter Evening | MW of Load | 1 | 2029 | 0.035951
ENS | Alternate Scenario | C&I Curtailment | C&I Curtailment-Turnkey-Manual HVAC Control | Large General | Services | Winter Evening | MW of Load | 1 | 2029 | 0.057572
ENS | Alternate Scenario | C&I Curtailment | C&I Curtailment-Turnkey-Auto-DR HVAC Control | Large General | Miscellaneous | Winter Evening | MW of Load | 1 | 2029 | 0.053761
ENS | Alternate Scenario | C&I Curtailment | C&I Curtailment-Turnkey-Auto-DR HVAC Control | Large General | Retail Trade | Winter Evening | MW of Load | 1 | 2029 | 0.00226
ENS | Alternate Scenario | C&I Curtailment | C&I Curtailment-Turnkey-Auto-DR HVAC Control | Large General | Services | Winter Evening | MW of Load | 1 | 2029 | 0.0036192
ENS | Alternate Scenario | C&I Curtailment | C&I Curtailment-Turnkey-Standard Lighting Control | Large General | Miscellaneous | Winter Evening | MW of Load | 1 | 2029 | 0.36866
ENS | Alternate Scenario | C&I Curtailment | C&I Curtailment-Turnkey-Standard Lighting Control | Large General | Retail Trade | Winter Evening | MW of Load | 1 | 2029 | 0.014286
ENS | Alternate Scenario | C&I Curtailment | C&I Curtailment-Turnkey-Standard Lighting Control | Large General | Services | Winter Evening | MW of Load | 1 | 2029 | 0.022878
ENS | Alternate Scenario | C&I Curtailment | C&I Curtailment-Turnkey-Water Heating Control | Large General | Miscellaneous | Winter Evening | MW of Load | 1 | 2029 | 0.018322
ENS | Alternate Scenario | C&I Curtailment | C&I Curtailment-Turnkey-Water Heating Control | Large General | Retail Trade | Winter Evening | MW of Load | 1 | 2029 | 0.0022746
ENS | Alternate Scenario | C&I Curtailment | C&I Curtailment-Turnkey-Water Heating Control | Large General | Services | Winter Evening | MW of Load | 1 | 2029 | 0.0036425
ENS | Alternate Scenario | C&I Curtailment | C&I Curtailment-Turnkey-Other | Large General | Miscellaneous | Winter Evening | MW of Load | 1 | 2029 | 0.3929
ENS | Alternate Scenario | C&I Curtailment | C&I Curtailment-Turnkey-Other | Large General | Retail Trade | Winter Evening | MW of Load | 1 | 2029 | 0.023495
ENS | Alternate Scenario | C&I Curtailment | C&I Curtailment-Turnkey-Other | Large General | Services | Winter Evening | MW of Load | 1 | 2029 | 0.037625
ENS | Alternate Scenario | C&I Curtailment | C&I Curtailment-Turnkey-Manual HVAC Control | Small Industrial | Miscellaneous | Winter Morning | MW of Load | 1 | 2029 | 0.16547
ENS | Alternate Scenario | C&I Curtailment | C&I Curtailment-Turnkey-Manual HVAC Control | Small Industrial | Offices | Winter Morning | MW of Load | 1 | 2029 | 0.002108
ENS | Alternate Scenario | C&I Curtailment | C&I Curtailment-Turnkey-Manual HVAC Control | Small Industrial | Retail Trade | Winter Morning | MW of Load | 1 | 2029 | 0.0070266
ENS | Alternate Scenario | C&I Curtailment | C&I Curtailment-Turnkey-Manual HVAC Control | Small Industrial | Services | Winter Morning | MW of Load | 1 | 2029 | 0.0022199
ENS | Alternate Scenario | C&I Curtailment | C&I Curtailment-Turnkey-Auto-DR HVAC Control | Small Industrial | Miscellaneous | Winter Morning | MW of Load | 1 | 2029 | 0.010402
ENS | Alternate Scenario | C&I Curtailment | C&I Curtailment-Turnkey-Auto-DR HVAC Control | Small Industrial | Offices | Winter Morning | MW of Load | 1 | 2029 | 0.00013252
ENS | Alternate Scenario | C&I Curtailment | C&I Curtailment-Turnkey-Auto-DR HVAC Control | Small Industrial | Retail Trade | Winter Morning | MW of Load | 1 | 2029 | 0.00044172
ENS | Alternate Scenario | C&I Curtailment | C&I Curtailment-Turnkey-Auto-DR HVAC Control | Small Industrial | Services | Winter Morning | MW of Load | 1 | 2029 | 0.00013955
ENS | Alternate Scenario | C&I Curtailment | C&I Curtailment-Turnkey-Standard Lighting Control | Small Industrial | Miscellaneous | Winter Morning | MW of Load | 1 | 2029 | 0.051292
ENS | Alternate Scenario | C&I Curtailment | C&I Curtailment-Turnkey-Standard Lighting Control | Small Industrial | Offices | Winter Morning | MW of Load | 1 | 2029 | 0.00027834
ENS | Alternate Scenario | C&I Curtailment | C&I Curtailment-Turnkey-Standard Lighting Control | Small Industrial | Retail Trade | Winter Morning | MW of Load | 1 | 2029 | 0.003027
ENS | Alternate Scenario | C&I Curtailment | C&I Curtailment-Turnkey-Standard Lighting Control | Small Industrial | Services | Winter Morning | MW of Load | 1 | 2029 | 0.0009563
ENS | Alternate Scenario | C&I Curtailment | C&I Curtailment-Turnkey-Water Heating Control | Small Industrial | Miscellaneous | Winter Morning | MW of Load | 1 | 2029 | 0.0042152
ENS | Alternate Scenario | C&I Curtailment | C&I Curtailment-Turnkey-Water Heating Control | Small Industrial | Offices | Winter Morning | MW of Load | 1 | 2029 | 2.1496e-05
ENS | Alternate Scenario | C&I Curtailment | C&I Curtailment-Turnkey-Water Heating Control | Small Industrial | Retail Trade | Winter Morning | MW of Load | 1 | 2029 | 0.00040821
ENS | Alternate Scenario | C&I Curtailment | C&I Curtailment-Turnkey-Water Heating Control | Small Industrial | Services | Winter Morning | MW of Load | 1 | 2029 | 0.00012896
ENS | Alternate Scenario | C&I Curtailment | C&I Curtailment-Turnkey-Other | Small Industrial | Miscellaneous | Winter Morning | MW of Load | 1 | 2029 | 0.064923
ENS | Alternate Scenario | C&I Curtailment | C&I Curtailment-Turnkey-Other | Small Industrial | Offices | Winter Morning | MW of Load | 1 | 2029 | 0.00040598
ENS | Alternate Scenario | C&I Curtailment | C&I Curtailment-Turnkey-Other | Small Industrial | Retail Trade | Winter Morning | MW of Load | 1 | 2029 | 0.0044924
ENS | Alternate Scenario | C&I Curtailment | C&I Curtailment-Turnkey-Other | Small Industrial | Services | Winter Morning | MW of Load | 1 | 2029 | 0.0014193
ENS | Alternate Scenario | C&I Curtailment | C&I Curtailment-Turnkey-Industrial | Small Industrial | Manufacturing | Winter Morning | MW of Load | 1 | 2029 | 0.015517
ENS | Alternate Scenario | C&I Curtailment | C&I Curtailment-Turnkey-Manual HVAC Control | Small Industrial | Miscellaneous | Winter Evening | MW of Load | 1 | 2029 | 0.22756
ENS | Alternate Scenario | C&I Curtailment | C&I Curtailment-Turnkey-Manual HVAC Control | Small Industrial | Offices | Winter Evening | MW of Load | 1 | 2029 | 0.002899
ENS | Alternate Scenario | C&I Curtailment | C&I Curtailment-Turnkey-Manual HVAC Control | Small Industrial | Retail Trade | Winter Evening | MW of Load | 1 | 2029 | 0.0096633
ENS | Alternate Scenario | C&I Curtailment | C&I Curtailment-Turnkey-Manual HVAC Control | Small Industrial | Services | Winter Evening | MW of Load | 1 | 2029 | 0.0030529
ENS | Alternate Scenario | C&I Curtailment | C&I Curtailment-Turnkey-Auto-DR HVAC Control | Small Industrial | Miscellaneous | Winter Evening | MW of Load | 1 | 2029 | 0.014305
ENS | Alternate Scenario | C&I Curtailment | C&I Curtailment-Turnkey-Auto-DR HVAC Control | Small Industrial | Offices | Winter Evening | MW of Load | 1 | 2029 | 0.00018225
ENS | Alternate Scenario | C&I Curtailment | C&I Curtailment-Turnkey-Auto-DR HVAC Control | Small Industrial | Retail Trade | Winter Evening | MW of Load | 1 | 2029 | 0.00060747
ENS | Alternate Scenario | C&I Curtailment | C&I Curtailment-Turnkey-Auto-DR HVAC Control | Small Industrial | Services | Winter Evening | MW of Load | 1 | 2029 | 0.00019192
ENS | Alternate Scenario | C&I Curtailment | C&I Curtailment-Turnkey-Standard Lighting Control | Small Industrial | Miscellaneous | Winter Evening | MW of Load | 1 | 2029 | 0.070539
ENS | Alternate Scenario | C&I Curtailment | C&I Curtailment-Turnkey-Standard Lighting Control | Small Industrial | Offices | Winter Evening | MW of Load | 1 | 2029 | 0.00038278
ENS | Alternate Scenario | C&I Curtailment | C&I Curtailment-Turnkey-Standard Lighting Control | Small Industrial | Retail Trade | Winter Evening | MW of Load | 1 | 2029 | 0.0041628
ENS | Alternate Scenario | C&I Curtailment | C&I Curtailment-Turnkey-Standard Lighting Control | Small Industrial | Services | Winter Evening | MW of Load | 1 | 2029 | 0.0013151
ENS | Alternate Scenario | C&I Curtailment | C&I Curtailment-Turnkey-Water Heating Control | Small Industrial | Miscellaneous | Winter Evening | MW of Load | 1 | 2029 | 0.0057969
ENS | Alternate Scenario | C&I Curtailment | C&I Curtailment-Turnkey-Water Heating Control | Small Industrial | Offices | Winter Evening | MW of Load | 1 | 2029 | 2.9562e-05
ENS | Alternate Scenario | C&I Curtailment | C&I Curtailment-Turnkey-Water Heating Control | Small Industrial | Retail Trade | Winter Evening | MW of Load | 1 | 2029 | 0.00056138
ENS | Alternate Scenario | C&I Curtailment | C&I Curtailment-Turnkey-Water Heating Control | Small Industrial | Services | Winter Evening | MW of Load | 1 | 2029 | 0.00017735
ENS | Alternate Scenario | C&I Curtailment | C&I Curtailment-Turnkey-Other | Small Industrial | Miscellaneous | Winter Evening | MW of Load | 1 | 2029 | 0.089285
ENS | Alternate Scenario | C&I Curtailment | C&I Curtailment-Turnkey-Other | Small Industrial | Offices | Winter Evening | MW of Load | 1 | 2029 | 0.00055832
ENS | Alternate Scenario | C&I Curtailment | C&I Curtailment-Turnkey-Other | Small Industrial | Retail Trade | Winter Evening | MW of Load | 1 | 2029 | 0.0061781
ENS | Alternate Scenario | C&I Curtailment | C&I Curtailment-Turnkey-Other | Small Industrial | Services | Winter Evening | MW of Load | 1 | 2029 | 0.0019518
ENS | Alternate Scenario | C&I Curtailment | C&I Curtailment-Turnkey-Industrial | Small Industrial | Manufacturing | Winter Evening | MW of Load | 1 | 2029 | 0.02134
ENS | Alternate Scenario | C&I Curtailment | C&I Curtailment-Turnkey-Manual HVAC Control | Medium Industrial | Miscellaneous | Winter Morning | MW of Load | 1 | 2029 | 3.1744
ENS | Alternate Scenario | C&I Curtailment | C&I Curtailment-Turnkey-Manual HVAC Control | Medium Industrial | Offices | Winter Morning | MW of Load | 1 | 2029 | 0.050907
ENS | Alternate Scenario | C&I Curtailment | C&I Curtailment-Turnkey-Manual HVAC Control | Medium Industrial | Retail Trade | Winter Morning | MW of Load | 1 | 2029 | 0.70523
ENS | Alternate Scenario | C&I Curtailment | C&I Curtailment-Turnkey-Manual HVAC Control | Medium Industrial | Services | Winter Morning | MW of Load | 1 | 2029 | 0.032473
ENS | Alternate Scenario | C&I Curtailment | C&I Curtailment-Turnkey-Auto-DR HVAC Control | Medium Industrial | Miscellaneous | Winter Morning | MW of Load | 1 | 2029 | 0.19955
ENS | Alternate Scenario | C&I Curtailment | C&I Curtailment-Turnkey-Auto-DR HVAC Control | Medium Industrial | Offices | Winter Morning | MW of Load | 1 | 2029 | 0.0032002
ENS | Alternate Scenario | C&I Curtailment | C&I Curtailment-Turnkey-Auto-DR HVAC Control | Medium Industrial | Retail Trade | Winter Morning | MW of Load | 1 | 2029 | 0.044333
ENS | Alternate Scenario | C&I Curtailment | C&I Curtailment-Turnkey-Auto-DR HVAC Control | Medium Industrial | Services | Winter Morning | MW of Load | 1 | 2029 | 0.0020414
ENS | Alternate Scenario | C&I Curtailment | C&I Curtailment-Turnkey-Standard Lighting Control | Medium Industrial | Miscellaneous | Winter Morning | MW of Load | 1 | 2029 | 0.984
ENS | Alternate Scenario | C&I Curtailment | C&I Curtailment-Turnkey-Standard Lighting Control | Medium Industrial | Offices | Winter Morning | MW of Load | 1 | 2029 | 0.0067217
ENS | Alternate Scenario | C&I Curtailment | C&I Curtailment-Turnkey-Standard Lighting Control | Medium Industrial | Retail Trade | Winter Morning | MW of Load | 1 | 2029 | 0.3038
ENS | Alternate Scenario | C&I Curtailment | C&I Curtailment-Turnkey-Standard Lighting Control | Medium Industrial | Services | Winter Morning | MW of Load | 1 | 2029 | 0.013989
ENS | Alternate Scenario | C&I Curtailment | C&I Curtailment-Turnkey-Water Heating Control | Medium Industrial | Miscellaneous | Winter Morning | MW of Load | 1 | 2029 | 0.080865
ENS | Alternate Scenario | C&I Curtailment | C&I Curtailment-Turnkey-Water Heating Control | Medium Industrial | Offices | Winter Morning | MW of Load | 1 | 2029 | 0.00051911
ENS | Alternate Scenario | C&I Curtailment | C&I Curtailment-Turnkey-Water Heating Control | Medium Industrial | Retail Trade | Winter Morning | MW of Load | 1 | 2029 | 0.040969
ENS | Alternate Scenario | C&I Curtailment | C&I Curtailment-Turnkey-Water Heating Control | Medium Industrial | Services | Winter Morning | MW of Load | 1 | 2029 | 0.0018865
ENS | Alternate Scenario | C&I Curtailment | C&I Curtailment-Turnkey-Other | Medium Industrial | Miscellaneous | Winter Morning | MW of Load | 1 | 2029 | 1.2455
ENS | Alternate Scenario | C&I Curtailment | C&I Curtailment-Turnkey-Other | Medium Industrial | Offices | Winter Morning | MW of Load | 1 | 2029 | 0.009804
ENS | Alternate Scenario | C&I Curtailment | C&I Curtailment-Turnkey-Other | Medium Industrial | Retail Trade | Winter Morning | MW of Load | 1 | 2029 | 0.45088
ENS | Alternate Scenario | C&I Curtailment | C&I Curtailment-Turnkey-Other | Medium Industrial | Services | Winter Morning | MW of Load | 1 | 2029 | 0.020762
ENS | Alternate Scenario | C&I Curtailment | C&I Curtailment-Turnkey-Manual HVAC Control | Medium Industrial | Miscellaneous | Winter Evening | MW of Load | 1 | 2029 | 3.0762
ENS | Alternate Scenario | C&I Curtailment | C&I Curtailment-Turnkey-Manual HVAC Control | Medium Industrial | Offices | Winter Evening | MW of Load | 1 | 2029 | 0.049334
ENS | Alternate Scenario | C&I Curtailment | C&I Curtailment-Turnkey-Manual HVAC Control | Medium Industrial | Retail Trade | Winter Evening | MW of Load | 1 | 2029 | 0.68343
ENS | Alternate Scenario | C&I Curtailment | C&I Curtailment-Turnkey-Manual HVAC Control | Medium Industrial | Services | Winter Evening | MW of Load | 1 | 2029 | 0.03147
ENS | Alternate Scenario | C&I Curtailment | C&I Curtailment-Turnkey-Auto-DR HVAC Control | Medium Industrial | Miscellaneous | Winter Evening | MW of Load | 1 | 2029 | 0.19339
ENS | Alternate Scenario | C&I Curtailment | C&I Curtailment-Turnkey-Auto-DR HVAC Control | Medium Industrial | Offices | Winter Evening | MW of Load | 1 | 2029 | 0.0031013
ENS | Alternate Scenario | C&I Curtailment | C&I Curtailment-Turnkey-Auto-DR HVAC Control | Medium Industrial | Retail Trade | Winter Evening | MW of Load | 1 | 2029 | 0.042963
ENS | Alternate Scenario | C&I Curtailment | C&I Curtailment-Turnkey-Auto-DR HVAC Control | Medium Industrial | Services | Winter Evening | MW of Load | 1 | 2029 | 0.0019783
ENS | Alternate Scenario | C&I Curtailment | C&I Curtailment-Turnkey-Standard Lighting Control | Medium Industrial | Miscellaneous | Winter Evening | MW of Load | 1 | 2029 | 0.95359
ENS | Alternate Scenario | C&I Curtailment | C&I Curtailment-Turnkey-Standard Lighting Control | Medium Industrial | Offices | Winter Evening | MW of Load | 1 | 2029 | 0.0065139
ENS | Alternate Scenario | C&I Curtailment | C&I Curtailment-Turnkey-Standard Lighting Control | Medium Industrial | Retail Trade | Winter Evening | MW of Load | 1 | 2029 | 0.29441
ENS | Alternate Scenario | C&I Curtailment | C&I Curtailment-Turnkey-Standard Lighting Control | Medium Industrial | Services | Winter Evening | MW of Load | 1 | 2029 | 0.013557
ENS | Alternate Scenario | C&I Curtailment | C&I Curtailment-Turnkey-Water Heating Control | Medium Industrial | Miscellaneous | Winter Evening | MW of Load | 1 | 2029 | 0.078366
ENS | Alternate Scenario | C&I Curtailment | C&I Curtailment-Turnkey-Water Heating Control | Medium Industrial | Offices | Winter Evening | MW of Load | 1 | 2029 | 0.00050307
ENS | Alternate Scenario | C&I Curtailment | C&I Curtailment-Turnkey-Water Heating Control | Medium Industrial | Retail Trade | Winter Evening | MW of Load | 1 | 2029 | 0.039703
ENS | Alternate Scenario | C&I Curtailment | C&I Curtailment-Turnkey-Water Heating Control | Medium Industrial | Services | Winter Evening | MW of Load | 1 | 2029 | 0.0018282
ENS | Alternate Scenario | C&I Curtailment | C&I Curtailment-Turnkey-Other | Medium Industrial | Miscellaneous | Winter Evening | MW of Load | 1 | 2029 | 1.207
ENS | Alternate Scenario | C&I Curtailment | C&I Curtailment-Turnkey-Other | Medium Industrial | Offices | Winter Evening | MW of Load | 1 | 2029 | 0.009501
ENS | Alternate Scenario | C&I Curtailment | C&I Curtailment-Turnkey-Other | Medium Industrial | Retail Trade | Winter Evening | MW of Load | 1 | 2029 | 0.43694
ENS | Alternate Scenario | C&I Curtailment | C&I Curtailment-Turnkey-Other | Medium Industrial | Services | Winter Evening | MW of Load | 1 | 2029 | 0.02012
ENS | Alternate Scenario | C&I Curtailment | C&I Curtailment-Turnkey-Manual HVAC Control | Large Industrial | Miscellaneous | Winter Morning | MW of Load | 1 | 2029 | 0.066582
ENS | Alternate Scenario | C&I Curtailment | C&I Curtailment-Turnkey-Auto-DR HVAC Control | Large Industrial | Miscellaneous | Winter Morning | MW of Load | 1 | 2029 | 0.0041856
ENS | Alternate Scenario | C&I Curtailment | C&I Curtailment-Turnkey-Standard Lighting Control | Large Industrial | Miscellaneous | Winter Morning | MW of Load | 1 | 2029 | 0.028702
ENS | Alternate Scenario | C&I Curtailment | C&I Curtailment-Turnkey-Water Heating Control | Large Industrial | Miscellaneous | Winter Morning | MW of Load | 1 | 2029 | 0.0014265
ENS | Alternate Scenario | C&I Curtailment | C&I Curtailment-Turnkey-Other | Large Industrial | Miscellaneous | Winter Morning | MW of Load | 1 | 2029 | 0.030589
ENS | Alternate Scenario | C&I Curtailment | C&I Curtailment-Turnkey-Industrial | Large Industrial | Manufacturing | Winter Morning | MW of Load | 1 | 2029 | 0.0060008
ENS | Alternate Scenario | C&I Curtailment | C&I Curtailment-Turnkey-Manual HVAC Control | Large Industrial | Miscellaneous | Winter Evening | MW of Load | 1 | 2029 | 0.066305
ENS | Alternate Scenario | C&I Curtailment | C&I Curtailment-Turnkey-Auto-DR HVAC Control | Large Industrial | Miscellaneous | Winter Evening | MW of Load | 1 | 2029 | 0.0041682
ENS | Alternate Scenario | C&I Curtailment | C&I Curtailment-Turnkey-Standard Lighting Control | Large Industrial | Miscellaneous | Winter Evening | MW of Load | 1 | 2029 | 0.028582
ENS | Alternate Scenario | C&I Curtailment | C&I Curtailment-Turnkey-Water Heating Control | Large Industrial | Miscellaneous | Winter Evening | MW of Load | 1 | 2029 | 0.0014205
ENS | Alternate Scenario | C&I Curtailment | C&I Curtailment-Turnkey-Other | Large Industrial | Miscellaneous | Winter Evening | MW of Load | 1 | 2029 | 0.030462
ENS | Alternate Scenario | C&I Curtailment | C&I Curtailment-Turnkey-Industrial | Large Industrial | Manufacturing | Winter Evening | MW of Load | 1 | 2029 | 0.0059758
ENS | Alternate Scenario | C&I Loadshift to BUGs | C&I Loadshift to BUGs | Large General | Miscellaneous | Winter Morning | MW of Load | 1 | 2029 | 2.7771
ENS | Alternate Scenario | C&I Loadshift to BUGs | C&I Loadshift to BUGs | Large General | Miscellaneous | Winter Evening | MW of Load | 1 | 2029 | 2.393
ENS | Alternate Scenario | C&I Loadshift to BUGs | C&I Loadshift to BUGs | Small Industrial | Miscellaneous | Winter Morning | MW of Load | 1 | 2029 | 0.75899
ENS | Alternate Scenario | C&I Loadshift to BUGs | C&I Loadshift to BUGs | Small Industrial | Miscellaneous | Winter Evening | MW of Load | 1 | 2029 | 1.0438
ENS | Alternate Scenario | C&I Loadshift to BUGs | C&I Loadshift to BUGs | Medium Industrial | Manufacturing | Winter Morning | MW of Load | 1 | 2029 | 0.53162
ENS | Alternate Scenario | C&I Loadshift to BUGs | C&I Loadshift to BUGs | Medium Industrial | Miscellaneous | Winter Morning | MW of Load | 1 | 2029 | 2.3072
ENS | Alternate Scenario | C&I Loadshift to BUGs | C&I Loadshift to BUGs | Medium Industrial | Manufacturing | Winter Evening | MW of Load | 1 | 2029 | 0.51519
ENS | Alternate Scenario | C&I Loadshift to BUGs | C&I Loadshift to BUGs | Medium Industrial | Miscellaneous | Winter Evening | MW of Load | 1 | 2029 | 2.2359
ENS | Alternate Scenario | Dynamic Pricing | Dynamic Pricing with enabling tech. | Small General | Manufacturing | Winter Morning | MW of Load | 1 | 2029 | 0.0058759
ENS | Alternate Scenario | Dynamic Pricing | Dynamic Pricing with enabling tech. | Small General | Manufacturing | Winter Evening | MW of Load | 1 | 2029 | 0.0068326
ENS | Alternate Scenario | Dynamic Pricing | Dynamic Pricing with enabling tech. | Residential Charitable | Residential LI | Winter Morning | MW of Load | 1 | 2029 | 0.89731
ENS | Alternate Scenario | Dynamic Pricing | Dynamic Pricing with enabling tech. | Residential Charitable | Residential Market Rate | Winter Morning | MW of Load | 1 | 2029 | 5.1249
ENS | Alternate Scenario | Dynamic Pricing | Dynamic Pricing w/o enabling tech. | Residential Charitable | Residential LI | Winter Morning | MW of Load | 1 | 2029 | 1.0266
ENS | Alternate Scenario | Dynamic Pricing | Dynamic Pricing w/o enabling tech. | Residential Charitable | Residential Market Rate | Winter Morning | MW of Load | 1 | 2029 | 5.8632
ENS | Alternate Scenario | Dynamic Pricing | Dynamic Pricing with enabling tech. | Residential Charitable | Residential LI | Winter Evening | MW of Load | 1 | 2029 | 1.0233
ENS | Alternate Scenario | Dynamic Pricing | Dynamic Pricing with enabling tech. | Residential Charitable | Residential Market Rate | Winter Evening | MW of Load | 1 | 2029 | 5.8447
ENS | Alternate Scenario | Dynamic Pricing | Dynamic Pricing w/o enabling tech. | Residential Charitable | Residential LI | Winter Evening | MW of Load | 1 | 2029 | 1.1708
ENS | Alternate Scenario | Dynamic Pricing | Dynamic Pricing w/o enabling tech. | Residential Charitable | Residential Market Rate | Winter Evening | MW of Load | 1 | 2029 | 6.6867
ENS | Alternate Scenario | Behavioral DR | Behavioral DR | Residential Charitable | Residential LI | Winter Morning | MW of Load | 1 | 2029 | 0.27794
ENS | Alternate Scenario | Behavioral DR | Behavioral DR | Residential Charitable | Residential Market Rate | Winter Morning | MW of Load | 1 | 2029 | 1.5874
ENS | Alternate Scenario | Behavioral DR | Behavioral DR | Residential Charitable | Residential LI | Winter Evening | MW of Load | 1 | 2029 | 0.31697
ENS | Alternate Scenario | Behavioral DR | Behavioral DR | Residential Charitable | Residential Market Rate | Winter Evening | MW of Load | 1 | 2029 | 1.8104
ENS | Alternate Scenario | Time-of-Use Rates (TOU) | Time-of-Use Rates (TOU) | Residential Charitable | Residential LI | Winter Morning | MW of Load | 0 | 2029 | 0.33145
ENS | Alternate Scenario | Time-of-Use Rates (TOU) | Time-of-Use Rates (TOU) | Residential Charitable | Residential Market Rate | Winter Morning | MW of Load | 0 | 2029 | 1.893
ENS | Alternate Scenario | Time-of-Use Rates (TOU) | Time-of-Use Rates (TOU) | Residential Charitable | Residential LI | Winter Evening | MW of Load | 0 | 2029 | 0.378
ENS | Alternate Scenario | Time-of-Use Rates (TOU) | Time-of-Use Rates (TOU) | Residential Charitable | Residential Market Rate | Winter Evening | MW of Load | 0 | 2029 | 2.1589
ENS | Alternate Scenario | C&I Curtailment | C&I Curtailment-Turnkey-Manual HVAC Control | General | Miscellaneous | Winter Morning | MW of Load | 1 | 2030 | 1.3884
ENS | Alternate Scenario | C&I Curtailment | C&I Curtailment-Turnkey-Manual HVAC Control | General | Offices | Winter Morning | MW of Load | 1 | 2030 | 0.095413
ENS | Alternate Scenario | C&I Curtailment | C&I Curtailment-Turnkey-Manual HVAC Control | General | Retail Trade | Winter Morning | MW of Load | 1 | 2030 | 0.31889
ENS | Alternate Scenario | C&I Curtailment | C&I Curtailment-Turnkey-Manual HVAC Control | General | Services | Winter Morning | MW of Load | 1 | 2030 | 0.20618
ENS | Alternate Scenario | C&I Curtailment | C&I Curtailment-Turnkey-Auto-DR HVAC Control | General | Miscellaneous | Winter Morning | MW of Load | 1 | 2030 | 0.11014
ENS | Alternate Scenario | C&I Curtailment | C&I Curtailment-Turnkey-Auto-DR HVAC Control | General | Offices | Winter Morning | MW of Load | 1 | 2030 | 0.007569
ENS | Alternate Scenario | C&I Curtailment | C&I Curtailment-Turnkey-Auto-DR HVAC Control | General | Retail Trade | Winter Morning | MW of Load | 1 | 2030 | 0.025297
ENS | Alternate Scenario | C&I Curtailment | C&I Curtailment-Turnkey-Auto-DR HVAC Control | General | Services | Winter Morning | MW of Load | 1 | 2030 | 0.016356
ENS | Alternate Scenario | C&I Curtailment | C&I Curtailment-Turnkey-Standard Lighting Control | General | Miscellaneous | Winter Morning | MW of Load | 1 | 2030 | 0.57794
ENS | Alternate Scenario | C&I Curtailment | C&I Curtailment-Turnkey-Standard Lighting Control | General | Offices | Winter Morning | MW of Load | 1 | 2030 | 0.011346
ENS | Alternate Scenario | C&I Curtailment | C&I Curtailment-Turnkey-Standard Lighting Control | General | Retail Trade | Winter Morning | MW of Load | 1 | 2030 | 0.12705
ENS | Alternate Scenario | C&I Curtailment | C&I Curtailment-Turnkey-Standard Lighting Control | General | Services | Winter Morning | MW of Load | 1 | 2030 | 0.08225
ENS | Alternate Scenario | C&I Curtailment | C&I Curtailment-Turnkey-Water Heating Control | General | Miscellaneous | Winter Morning | MW of Load | 1 | 2030 | 0.038751
ENS | Alternate Scenario | C&I Curtailment | C&I Curtailment-Turnkey-Water Heating Control | General | Offices | Winter Morning | MW of Load | 1 | 2030 | 0.0010289
ENS | Alternate Scenario | C&I Curtailment | C&I Curtailment-Turnkey-Water Heating Control | General | Retail Trade | Winter Morning | MW of Load | 1 | 2030 | 0.020896
ENS | Alternate Scenario | C&I Curtailment | C&I Curtailment-Turnkey-Water Heating Control | General | Services | Winter Morning | MW of Load | 1 | 2030 | 0.013492
ENS | Alternate Scenario | C&I Curtailment | C&I Curtailment-Turnkey-Other | General | Miscellaneous | Winter Morning | MW of Load | 1 | 2030 | 0.67679
ENS | Alternate Scenario | C&I Curtailment | C&I Curtailment-Turnkey-Other | General | Offices | Winter Morning | MW of Load | 1 | 2030 | 0.018407
ENS | Alternate Scenario | C&I Curtailment | C&I Curtailment-Turnkey-Other | General | Retail Trade | Winter Morning | MW of Load | 1 | 2030 | 0.21467
ENS | Alternate Scenario | C&I Curtailment | C&I Curtailment-Turnkey-Other | General | Services | Winter Morning | MW of Load | 1 | 2030 | 0.13875
ENS | Alternate Scenario | C&I Curtailment | C&I Curtailment-Turnkey-Manual HVAC Control | General | Miscellaneous | Winter Evening | MW of Load | 1 | 2030 | 1.6246
ENS | Alternate Scenario | C&I Curtailment | C&I Curtailment-Turnkey-Manual HVAC Control | General | Offices | Winter Evening | MW of Load | 1 | 2030 | 0.11164
ENS | Alternate Scenario | C&I Curtailment | C&I Curtailment-Turnkey-Manual HVAC Control | General | Retail Trade | Winter Evening | MW of Load | 1 | 2030 | 0.37313
ENS | Alternate Scenario | C&I Curtailment | C&I Curtailment-Turnkey-Manual HVAC Control | General | Services | Winter Evening | MW of Load | 1 | 2030 | 0.24125
ENS | Alternate Scenario | C&I Curtailment | C&I Curtailment-Turnkey-Auto-DR HVAC Control | General | Miscellaneous | Winter Evening | MW of Load | 1 | 2030 | 0.12887
ENS | Alternate Scenario | C&I Curtailment | C&I Curtailment-Turnkey-Auto-DR HVAC Control | General | Offices | Winter Evening | MW of Load | 1 | 2030 | 0.0088564
ENS | Alternate Scenario | C&I Curtailment | C&I Curtailment-Turnkey-Auto-DR HVAC Control | General | Retail Trade | Winter Evening | MW of Load | 1 | 2030 | 0.0296
ENS | Alternate Scenario | C&I Curtailment | C&I Curtailment-Turnkey-Auto-DR HVAC Control | General | Services | Winter Evening | MW of Load | 1 | 2030 | 0.019138
ENS | Alternate Scenario | C&I Curtailment | C&I Curtailment-Turnkey-Standard Lighting Control | General | Miscellaneous | Winter Evening | MW of Load | 1 | 2030 | 0.67625
ENS | Alternate Scenario | C&I Curtailment | C&I Curtailment-Turnkey-Standard Lighting Control | General | Offices | Winter Evening | MW of Load | 1 | 2030 | 0.013275
ENS | Alternate Scenario | C&I Curtailment | C&I Curtailment-Turnkey-Standard Lighting Control | General | Retail Trade | Winter Evening | MW of Load | 1 | 2030 | 0.14866
ENS | Alternate Scenario | C&I Curtailment | C&I Curtailment-Turnkey-Standard Lighting Control | General | Services | Winter Evening | MW of Load | 1 | 2030 | 0.096241
ENS | Alternate Scenario | C&I Curtailment | C&I Curtailment-Turnkey-Water Heating Control | General | Miscellaneous | Winter Evening | MW of Load | 1 | 2030 | 0.045342
ENS | Alternate Scenario | C&I Curtailment | C&I Curtailment-Turnkey-Water Heating Control | General | Offices | Winter Evening | MW of Load | 1 | 2030 | 0.0012039
ENS | Alternate Scenario | C&I Curtailment | C&I Curtailment-Turnkey-Water Heating Control | General | Retail Trade | Winter Evening | MW of Load | 1 | 2030 | 0.02445
ENS | Alternate Scenario | C&I Curtailment | C&I Curtailment-Turnkey-Water Heating Control | General | Services | Winter Evening | MW of Load | 1 | 2030 | 0.015787
ENS | Alternate Scenario | C&I Curtailment | C&I Curtailment-Turnkey-Other | General | Miscellaneous | Winter Evening | MW of Load | 1 | 2030 | 0.79191
ENS | Alternate Scenario | C&I Curtailment | C&I Curtailment-Turnkey-Other | General | Offices | Winter Evening | MW of Load | 1 | 2030 | 0.021538
ENS | Alternate Scenario | C&I Curtailment | C&I Curtailment-Turnkey-Other | General | Retail Trade | Winter Evening | MW of Load | 1 | 2030 | 0.25119
ENS | Alternate Scenario | C&I Curtailment | C&I Curtailment-Turnkey-Other | General | Services | Winter Evening | MW of Load | 1 | 2030 | 0.16235
ENS | Alternate Scenario | C&I Curtailment | C&I Curtailment-Turnkey-Manual HVAC Control | Large General | Miscellaneous | Winter Morning | MW of Load | 1 | 2030 | 1.1202
ENS | Alternate Scenario | C&I Curtailment | C&I Curtailment-Turnkey-Manual HVAC Control | Large General | Retail Trade | Winter Morning | MW of Load | 1 | 2030 | 0.046705
ENS | Alternate Scenario | C&I Curtailment | C&I Curtailment-Turnkey-Manual HVAC Control | Large General | Services | Winter Morning | MW of Load | 1 | 2030 | 0.074793
ENS | Alternate Scenario | C&I Curtailment | C&I Curtailment-Turnkey-Auto-DR HVAC Control | Large General | Miscellaneous | Winter Morning | MW of Load | 1 | 2030 | 0.088863
ENS | Alternate Scenario | C&I Curtailment | C&I Curtailment-Turnkey-Auto-DR HVAC Control | Large General | Retail Trade | Winter Morning | MW of Load | 1 | 2030 | 0.003705
ENS | Alternate Scenario | C&I Curtailment | C&I Curtailment-Turnkey-Auto-DR HVAC Control | Large General | Services | Winter Morning | MW of Load | 1 | 2030 | 0.0059332
ENS | Alternate Scenario | C&I Curtailment | C&I Curtailment-Turnkey-Standard Lighting Control | Large General | Miscellaneous | Winter Morning | MW of Load | 1 | 2030 | 0.48425
ENS | Alternate Scenario | C&I Curtailment | C&I Curtailment-Turnkey-Standard Lighting Control | Large General | Retail Trade | Winter Morning | MW of Load | 1 | 2030 | 0.018486
ENS | Alternate Scenario | C&I Curtailment | C&I Curtailment-Turnkey-Standard Lighting Control | Large General | Services | Winter Morning | MW of Load | 1 | 2030 | 0.029603
ENS | Alternate Scenario | C&I Curtailment | C&I Curtailment-Turnkey-Water Heating Control | Large General | Miscellaneous | Winter Morning | MW of Load | 1 | 2030 | 0.024592
ENS | Alternate Scenario | C&I Curtailment | C&I Curtailment-Turnkey-Water Heating Control | Large General | Retail Trade | Winter Morning | MW of Load | 1 | 2030 | 0.0030809
ENS | Alternate Scenario | C&I Curtailment | C&I Curtailment-Turnkey-Water Heating Control | Large General | Services | Winter Morning | MW of Load | 1 | 2030 | 0.0049337
ENS | Alternate Scenario | C&I Curtailment | C&I Curtailment-Turnkey-Other | Large General | Miscellaneous | Winter Morning | MW of Load | 1 | 2030 | 0.52561
ENS | Alternate Scenario | C&I Curtailment | C&I Curtailment-Turnkey-Other | Large General | Retail Trade | Winter Morning | MW of Load | 1 | 2030 | 0.031501
ENS | Alternate Scenario | C&I Curtailment | C&I Curtailment-Turnkey-Other | Large General | Services | Winter Morning | MW of Load | 1 | 2030 | 0.050445
ENS | Alternate Scenario | C&I Curtailment | C&I Curtailment-Turnkey-Manual HVAC Control | Large General | Miscellaneous | Winter Evening | MW of Load | 1 | 2030 | 0.96294
ENS | Alternate Scenario | C&I Curtailment | C&I Curtailment-Turnkey-Manual HVAC Control | Large General | Retail Trade | Winter Evening | MW of Load | 1 | 2030 | 0.040148
ENS | Alternate Scenario | C&I Curtailment | C&I Curtailment-Turnkey-Manual HVAC Control | Large General | Services | Winter Evening | MW of Load | 1 | 2030 | 0.064293
ENS | Alternate Scenario | C&I Curtailment | C&I Curtailment-Turnkey-Auto-DR HVAC Control | Large General | Miscellaneous | Winter Evening | MW of Load | 1 | 2030 | 0.076388
ENS | Alternate Scenario | C&I Curtailment | C&I Curtailment-Turnkey-Auto-DR HVAC Control | Large General | Retail Trade | Winter Evening | MW of Load | 1 | 2030 | 0.0031849
ENS | Alternate Scenario | C&I Curtailment | C&I Curtailment-Turnkey-Auto-DR HVAC Control | Large General | Services | Winter Evening | MW of Load | 1 | 2030 | 0.0051003
ENS | Alternate Scenario | C&I Curtailment | C&I Curtailment-Turnkey-Standard Lighting Control | Large General | Miscellaneous | Winter Evening | MW of Load | 1 | 2030 | 0.41627
ENS | Alternate Scenario | C&I Curtailment | C&I Curtailment-Turnkey-Standard Lighting Control | Large General | Retail Trade | Winter Evening | MW of Load | 1 | 2030 | 0.015891
ENS | Alternate Scenario | C&I Curtailment | C&I Curtailment-Turnkey-Standard Lighting Control | Large General | Services | Winter Evening | MW of Load | 1 | 2030 | 0.025447
ENS | Alternate Scenario | C&I Curtailment | C&I Curtailment-Turnkey-Water Heating Control | Large General | Miscellaneous | Winter Evening | MW of Load | 1 | 2030 | 0.021139
ENS | Alternate Scenario | C&I Curtailment | C&I Curtailment-Turnkey-Water Heating Control | Large General | Retail Trade | Winter Evening | MW of Load | 1 | 2030 | 0.0026484
ENS | Alternate Scenario | C&I Curtailment | C&I Curtailment-Turnkey-Water Heating Control | Large General | Services | Winter Evening | MW of Load | 1 | 2030 | 0.0042411
ENS | Alternate Scenario | C&I Curtailment | C&I Curtailment-Turnkey-Other | Large General | Miscellaneous | Winter Evening | MW of Load | 1 | 2030 | 0.45182
ENS | Alternate Scenario | C&I Curtailment | C&I Curtailment-Turnkey-Other | Large General | Retail Trade | Winter Evening | MW of Load | 1 | 2030 | 0.027079
ENS | Alternate Scenario | C&I Curtailment | C&I Curtailment-Turnkey-Other | Large General | Services | Winter Evening | MW of Load | 1 | 2030 | 0.043363
ENS | Alternate Scenario | C&I Curtailment | C&I Curtailment-Turnkey-Manual HVAC Control | Small Industrial | Miscellaneous | Winter Morning | MW of Load | 1 | 2030 | 0.18679
ENS | Alternate Scenario | C&I Curtailment | C&I Curtailment-Turnkey-Manual HVAC Control | Small Industrial | Offices | Winter Morning | MW of Load | 1 | 2030 | 0.0023937
ENS | Alternate Scenario | C&I Curtailment | C&I Curtailment-Turnkey-Manual HVAC Control | Small Industrial | Retail Trade | Winter Morning | MW of Load | 1 | 2030 | 0.0078896
ENS | Alternate Scenario | C&I Curtailment | C&I Curtailment-Turnkey-Manual HVAC Control | Small Industrial | Services | Winter Morning | MW of Load | 1 | 2030 | 0.0024925
ENS | Alternate Scenario | C&I Curtailment | C&I Curtailment-Turnkey-Auto-DR HVAC Control | Small Industrial | Miscellaneous | Winter Morning | MW of Load | 1 | 2030 | 0.014818
ENS | Alternate Scenario | C&I Curtailment | C&I Curtailment-Turnkey-Auto-DR HVAC Control | Small Industrial | Offices | Winter Morning | MW of Load | 1 | 2030 | 0.00018989
ENS | Alternate Scenario | C&I Curtailment | C&I Curtailment-Turnkey-Auto-DR HVAC Control | Small Industrial | Retail Trade | Winter Morning | MW of Load | 1 | 2030 | 0.00062587
ENS | Alternate Scenario | C&I Curtailment | C&I Curtailment-Turnkey-Auto-DR HVAC Control | Small Industrial | Services | Winter Morning | MW of Load | 1 | 2030 | 0.00019773
ENS | Alternate Scenario | C&I Curtailment | C&I Curtailment-Turnkey-Standard Lighting Control | Small Industrial | Miscellaneous | Winter Morning | MW of Load | 1 | 2030 | 0.057796
ENS | Alternate Scenario | C&I Curtailment | C&I Curtailment-Turnkey-Standard Lighting Control | Small Industrial | Offices | Winter Morning | MW of Load | 1 | 2030 | 0.00031205
ENS | Alternate Scenario | C&I Curtailment | C&I Curtailment-Turnkey-Standard Lighting Control | Small Industrial | Retail Trade | Winter Morning | MW of Load | 1 | 2030 | 0.0034144
ENS | Alternate Scenario | C&I Curtailment | C&I Curtailment-Turnkey-Standard Lighting Control | Small Industrial | Services | Winter Morning | MW of Load | 1 | 2030 | 0.0010787
ENS | Alternate Scenario | C&I Curtailment | C&I Curtailment-Turnkey-Water Heating Control | Small Industrial | Miscellaneous | Winter Morning | MW of Load | 1 | 2030 | 0.0048796
ENS | Alternate Scenario | C&I Curtailment | C&I Curtailment-Turnkey-Water Heating Control | Small Industrial | Offices | Winter Morning | MW of Load | 1 | 2030 | 2.4734e-05
ENS | Alternate Scenario | C&I Curtailment | C&I Curtailment-Turnkey-Water Heating Control | Small Industrial | Retail Trade | Winter Morning | MW of Load | 1 | 2030 | 0.00047132
ENS | Alternate Scenario | C&I Curtailment | C&I Curtailment-Turnkey-Water Heating Control | Small Industrial | Services | Winter Morning | MW of Load | 1 | 2030 | 0.0001489
ENS | Alternate Scenario | C&I Curtailment | C&I Curtailment-Turnkey-Other | Small Industrial | Miscellaneous | Winter Morning | MW of Load | 1 | 2030 | 0.074832
ENS | Alternate Scenario | C&I Curtailment | C&I Curtailment-Turnkey-Other | Small Industrial | Offices | Winter Morning | MW of Load | 1 | 2030 | 0.00046695
ENS | Alternate Scenario | C&I Curtailment | C&I Curtailment-Turnkey-Other | Small Industrial | Retail Trade | Winter Morning | MW of Load | 1 | 2030 | 0.0051772
ENS | Alternate Scenario | C&I Curtailment | C&I Curtailment-Turnkey-Other | Small Industrial | Services | Winter Morning | MW of Load | 1 | 2030 | 0.0016356
ENS | Alternate Scenario | C&I Curtailment | C&I Curtailment-Turnkey-Industrial | Small Industrial | Manufacturing | Winter Morning | MW of Load | 1 | 2030 | 0.017788
ENS | Alternate Scenario | C&I Curtailment | C&I Curtailment-Turnkey-Manual HVAC Control | Small Industrial | Miscellaneous | Winter Evening | MW of Load | 1 | 2030 | 0.25626
ENS | Alternate Scenario | C&I Curtailment | C&I Curtailment-Turnkey-Manual HVAC Control | Small Industrial | Offices | Winter Evening | MW of Load | 1 | 2030 | 0.0032839
ENS | Alternate Scenario | C&I Curtailment | C&I Curtailment-Turnkey-Manual HVAC Control | Small Industrial | Retail Trade | Winter Evening | MW of Load | 1 | 2030 | 0.010824
ENS | Alternate Scenario | C&I Curtailment | C&I Curtailment-Turnkey-Manual HVAC Control | Small Industrial | Services | Winter Evening | MW of Load | 1 | 2030 | 0.0034195
ENS | Alternate Scenario | C&I Curtailment | C&I Curtailment-Turnkey-Auto-DR HVAC Control | Small Industrial | Miscellaneous | Winter Evening | MW of Load | 1 | 2030 | 0.020328
ENS | Alternate Scenario | C&I Curtailment | C&I Curtailment-Turnkey-Auto-DR HVAC Control | Small Industrial | Offices | Winter Evening | MW of Load | 1 | 2030 | 0.0002605
ENS | Alternate Scenario | C&I Curtailment | C&I Curtailment-Turnkey-Auto-DR HVAC Control | Small Industrial | Retail Trade | Winter Evening | MW of Load | 1 | 2030 | 0.00085862
ENS | Alternate Scenario | C&I Curtailment | C&I Curtailment-Turnkey-Auto-DR HVAC Control | Small Industrial | Services | Winter Evening | MW of Load | 1 | 2030 | 0.00027126
ENS | Alternate Scenario | C&I Curtailment | C&I Curtailment-Turnkey-Standard Lighting Control | Small Industrial | Miscellaneous | Winter Evening | MW of Load | 1 | 2030 | 0.07929
ENS | Alternate Scenario | C&I Curtailment | C&I Curtailment-Turnkey-Standard Lighting Control | Small Industrial | Offices | Winter Evening | MW of Load | 1 | 2030 | 0.0004281
ENS | Alternate Scenario | C&I Curtailment | C&I Curtailment-Turnkey-Standard Lighting Control | Small Industrial | Retail Trade | Winter Evening | MW of Load | 1 | 2030 | 0.0046842
ENS | Alternate Scenario | C&I Curtailment | C&I Curtailment-Turnkey-Standard Lighting Control | Small Industrial | Services | Winter Evening | MW of Load | 1 | 2030 | 0.0014799
ENS | Alternate Scenario | C&I Curtailment | C&I Curtailment-Turnkey-Water Heating Control | Small Industrial | Miscellaneous | Winter Evening | MW of Load | 1 | 2030 | 0.0066943
ENS | Alternate Scenario | C&I Curtailment | C&I Curtailment-Turnkey-Water Heating Control | Small Industrial | Offices | Winter Evening | MW of Load | 1 | 2030 | 3.3932e-05
ENS | Alternate Scenario | C&I Curtailment | C&I Curtailment-Turnkey-Water Heating Control | Small Industrial | Retail Trade | Winter Evening | MW of Load | 1 | 2030 | 0.0006466
ENS | Alternate Scenario | C&I Curtailment | C&I Curtailment-Turnkey-Water Heating Control | Small Industrial | Services | Winter Evening | MW of Load | 1 | 2030 | 0.00020428
ENS | Alternate Scenario | C&I Curtailment | C&I Curtailment-Turnkey-Other | Small Industrial | Miscellaneous | Winter Evening | MW of Load | 1 | 2030 | 0.10266
ENS | Alternate Scenario | C&I Curtailment | C&I Curtailment-Turnkey-Other | Small Industrial | Offices | Winter Evening | MW of Load | 1 | 2030 | 0.0006406
ENS | Alternate Scenario | C&I Curtailment | C&I Curtailment-Turnkey-Other | Small Industrial | Retail Trade | Winter Evening | MW of Load | 1 | 2030 | 0.0071025
ENS | Alternate Scenario | C&I Curtailment | C&I Curtailment-Turnkey-Other | Small Industrial | Services | Winter Evening | MW of Load | 1 | 2030 | 0.0022439
ENS | Alternate Scenario | C&I Curtailment | C&I Curtailment-Turnkey-Industrial | Small Industrial | Manufacturing | Winter Evening | MW of Load | 1 | 2030 | 0.024403
ENS | Alternate Scenario | C&I Curtailment | C&I Curtailment-Turnkey-Manual HVAC Control | Medium Industrial | Miscellaneous | Winter Morning | MW of Load | 1 | 2030 | 3.5843
ENS | Alternate Scenario | C&I Curtailment | C&I Curtailment-Turnkey-Manual HVAC Control | Medium Industrial | Offices | Winter Morning | MW of Load | 1 | 2030 | 0.057819
ENS | Alternate Scenario | C&I Curtailment | C&I Curtailment-Turnkey-Manual HVAC Control | Medium Industrial | Retail Trade | Winter Morning | MW of Load | 1 | 2030 | 0.79203
ENS | Alternate Scenario | C&I Curtailment | C&I Curtailment-Turnkey-Manual HVAC Control | Medium Industrial | Services | Winter Morning | MW of Load | 1 | 2030 | 0.036471
ENS | Alternate Scenario | C&I Curtailment | C&I Curtailment-Turnkey-Auto-DR HVAC Control | Medium Industrial | Miscellaneous | Winter Morning | MW of Load | 1 | 2030 | 0.28434
ENS | Alternate Scenario | C&I Curtailment | C&I Curtailment-Turnkey-Auto-DR HVAC Control | Medium Industrial | Offices | Winter Morning | MW of Load | 1 | 2030 | 0.0045867
ENS | Alternate Scenario | C&I Curtailment | C&I Curtailment-Turnkey-Auto-DR HVAC Control | Medium Industrial | Retail Trade | Winter Morning | MW of Load | 1 | 2030 | 0.06283
ENS | Alternate Scenario | C&I Curtailment | C&I Curtailment-Turnkey-Auto-DR HVAC Control | Medium Industrial | Services | Winter Morning | MW of Load | 1 | 2030 | 0.0028931
ENS | Alternate Scenario | C&I Curtailment | C&I Curtailment-Turnkey-Standard Lighting Control | Medium Industrial | Miscellaneous | Winter Morning | MW of Load | 1 | 2030 | 1.109
ENS | Alternate Scenario | C&I Curtailment | C&I Curtailment-Turnkey-Standard Lighting Control | Medium Industrial | Offices | Winter Morning | MW of Load | 1 | 2030 | 0.0075376
ENS | Alternate Scenario | C&I Curtailment | C&I Curtailment-Turnkey-Standard Lighting Control | Medium Industrial | Retail Trade | Winter Morning | MW of Load | 1 | 2030 | 0.34277
ENS | Alternate Scenario | C&I Curtailment | C&I Curtailment-Turnkey-Standard Lighting Control | Medium Industrial | Services | Winter Morning | MW of Load | 1 | 2030 | 0.015784
ENS | Alternate Scenario | C&I Curtailment | C&I Curtailment-Turnkey-Water Heating Control | Medium Industrial | Miscellaneous | Winter Morning | MW of Load | 1 | 2030 | 0.093634
ENS | Alternate Scenario | C&I Curtailment | C&I Curtailment-Turnkey-Water Heating Control | Medium Industrial | Offices | Winter Morning | MW of Load | 1 | 2030 | 0.00059744
ENS | Alternate Scenario | C&I Curtailment | C&I Curtailment-Turnkey-Water Heating Control | Medium Industrial | Retail Trade | Winter Morning | MW of Load | 1 | 2030 | 0.047315
ENS | Alternate Scenario | C&I Curtailment | C&I Curtailment-Turnkey-Water Heating Control | Medium Industrial | Services | Winter Morning | MW of Load | 1 | 2030 | 0.0021787
ENS | Alternate Scenario | C&I Curtailment | C&I Curtailment-Turnkey-Other | Medium Industrial | Miscellaneous | Winter Morning | MW of Load | 1 | 2030 | 1.4359
ENS | Alternate Scenario | C&I Curtailment | C&I Curtailment-Turnkey-Other | Medium Industrial | Offices | Winter Morning | MW of Load | 1 | 2030 | 0.011279
ENS | Alternate Scenario | C&I Curtailment | C&I Curtailment-Turnkey-Other | Medium Industrial | Retail Trade | Winter Morning | MW of Load | 1 | 2030 | 0.51973
ENS | Alternate Scenario | C&I Curtailment | C&I Curtailment-Turnkey-Other | Medium Industrial | Services | Winter Morning | MW of Load | 1 | 2030 | 0.023932
ENS | Alternate Scenario | C&I Curtailment | C&I Curtailment-Turnkey-Manual HVAC Control | Medium Industrial | Miscellaneous | Winter Evening | MW of Load | 1 | 2030 | 3.4651
ENS | Alternate Scenario | C&I Curtailment | C&I Curtailment-Turnkey-Manual HVAC Control | Medium Industrial | Offices | Winter Evening | MW of Load | 1 | 2030 | 0.055896
ENS | Alternate Scenario | C&I Curtailment | C&I Curtailment-Turnkey-Manual HVAC Control | Medium Industrial | Retail Trade | Winter Evening | MW of Load | 1 | 2030 | 0.76568
ENS | Alternate Scenario | C&I Curtailment | C&I Curtailment-Turnkey-Manual HVAC Control | Medium Industrial | Services | Winter Evening | MW of Load | 1 | 2030 | 0.035257
ENS | Alternate Scenario | C&I Curtailment | C&I Curtailment-Turnkey-Auto-DR HVAC Control | Medium Industrial | Miscellaneous | Winter Evening | MW of Load | 1 | 2030 | 0.27488
ENS | Alternate Scenario | C&I Curtailment | C&I Curtailment-Turnkey-Auto-DR HVAC Control | Medium Industrial | Offices | Winter Evening | MW of Load | 1 | 2030 | 0.0044341
ENS | Alternate Scenario | C&I Curtailment | C&I Curtailment-Turnkey-Auto-DR HVAC Control | Medium Industrial | Retail Trade | Winter Evening | MW of Load | 1 | 2030 | 0.06074
ENS | Alternate Scenario | C&I Curtailment | C&I Curtailment-Turnkey-Auto-DR HVAC Control | Medium Industrial | Services | Winter Evening | MW of Load | 1 | 2030 | 0.0027969
ENS | Alternate Scenario | C&I Curtailment | C&I Curtailment-Turnkey-Standard Lighting Control | Medium Industrial | Miscellaneous | Winter Evening | MW of Load | 1 | 2030 | 1.0721
ENS | Alternate Scenario | C&I Curtailment | C&I Curtailment-Turnkey-Standard Lighting Control | Medium Industrial | Offices | Winter Evening | MW of Load | 1 | 2030 | 0.0072868
ENS | Alternate Scenario | C&I Curtailment | C&I Curtailment-Turnkey-Standard Lighting Control | Medium Industrial | Retail Trade | Winter Evening | MW of Load | 1 | 2030 | 0.33137
ENS | Alternate Scenario | C&I Curtailment | C&I Curtailment-Turnkey-Standard Lighting Control | Medium Industrial | Services | Winter Evening | MW of Load | 1 | 2030 | 0.015258
ENS | Alternate Scenario | C&I Curtailment | C&I Curtailment-Turnkey-Water Heating Control | Medium Industrial | Miscellaneous | Winter Evening | MW of Load | 1 | 2030 | 0.090519
ENS | Alternate Scenario | C&I Curtailment | C&I Curtailment-Turnkey-Water Heating Control | Medium Industrial | Offices | Winter Evening | MW of Load | 1 | 2030 | 0.00057756
ENS | Alternate Scenario | C&I Curtailment | C&I Curtailment-Turnkey-Water Heating Control | Medium Industrial | Retail Trade | Winter Evening | MW of Load | 1 | 2030 | 0.045741
ENS | Alternate Scenario | C&I Curtailment | C&I Curtailment-Turnkey-Water Heating Control | Medium Industrial | Services | Winter Evening | MW of Load | 1 | 2030 | 0.0021062
ENS | Alternate Scenario | C&I Curtailment | C&I Curtailment-Turnkey-Other | Medium Industrial | Miscellaneous | Winter Evening | MW of Load | 1 | 2030 | 1.3882
ENS | Alternate Scenario | C&I Curtailment | C&I Curtailment-Turnkey-Other | Medium Industrial | Offices | Winter Evening | MW of Load | 1 | 2030 | 0.010904
ENS | Alternate Scenario | C&I Curtailment | C&I Curtailment-Turnkey-Other | Medium Industrial | Retail Trade | Winter Evening | MW of Load | 1 | 2030 | 0.50244
ENS | Alternate Scenario | C&I Curtailment | C&I Curtailment-Turnkey-Other | Medium Industrial | Services | Winter Evening | MW of Load | 1 | 2030 | 0.023136
ENS | Alternate Scenario | C&I Curtailment | C&I Curtailment-Turnkey-Manual HVAC Control | Large Industrial | Miscellaneous | Winter Morning | MW of Load | 1 | 2030 | 0.075115
ENS | Alternate Scenario | C&I Curtailment | C&I Curtailment-Turnkey-Auto-DR HVAC Control | Large Industrial | Miscellaneous | Winter Morning | MW of Load | 1 | 2030 | 0.0059588
ENS | Alternate Scenario | C&I Curtailment | C&I Curtailment-Turnkey-Standard Lighting Control | Large Industrial | Miscellaneous | Winter Morning | MW of Load | 1 | 2030 | 0.032472
ENS | Alternate Scenario | C&I Curtailment | C&I Curtailment-Turnkey-Water Heating Control | Large Industrial | Miscellaneous | Winter Morning | MW of Load | 1 | 2030 | 0.001649
ENS | Alternate Scenario | C&I Curtailment | C&I Curtailment-Turnkey-Other | Large Industrial | Miscellaneous | Winter Morning | MW of Load | 1 | 2030 | 0.035245
ENS | Alternate Scenario | C&I Curtailment | C&I Curtailment-Turnkey-Industrial | Large Industrial | Manufacturing | Winter Morning | MW of Load | 1 | 2030 | 0.0068787
ENS | Alternate Scenario | C&I Curtailment | C&I Curtailment-Turnkey-Manual HVAC Control | Large Industrial | Miscellaneous | Winter Evening | MW of Load | 1 | 2030 | 0.07462
ENS | Alternate Scenario | C&I Curtailment | C&I Curtailment-Turnkey-Auto-DR HVAC Control | Large Industrial | Miscellaneous | Winter Evening | MW of Load | 1 | 2030 | 0.0059195
ENS | Alternate Scenario | C&I Curtailment | C&I Curtailment-Turnkey-Standard Lighting Control | Large Industrial | Miscellaneous | Winter Evening | MW of Load | 1 | 2030 | 0.032258
ENS | Alternate Scenario | C&I Curtailment | C&I Curtailment-Turnkey-Water Heating Control | Large Industrial | Miscellaneous | Winter Evening | MW of Load | 1 | 2030 | 0.0016381
ENS | Alternate Scenario | C&I Curtailment | C&I Curtailment-Turnkey-Other | Large Industrial | Miscellaneous | Winter Evening | MW of Load | 1 | 2030 | 0.035013
ENS | Alternate Scenario | C&I Curtailment | C&I Curtailment-Turnkey-Industrial | Large Industrial | Manufacturing | Winter Evening | MW of Load | 1 | 2030 | 0.0068334
ENS | Alternate Scenario | C&I Loadshift to BUGs | C&I Loadshift to BUGs | Large General | Miscellaneous | Winter Morning | MW of Load | 1 | 2030 | 2.786
ENS | Alternate Scenario | C&I Loadshift to BUGs | C&I Loadshift to BUGs | Large General | Miscellaneous | Winter Evening | MW of Load | 1 | 2030 | 2.3949
ENS | Alternate Scenario | C&I Loadshift to BUGs | C&I Loadshift to BUGs | Small Industrial | Miscellaneous | Winter Morning | MW of Load | 1 | 2030 | 0.76955
ENS | Alternate Scenario | C&I Loadshift to BUGs | C&I Loadshift to BUGs | Small Industrial | Miscellaneous | Winter Evening | MW of Load | 1 | 2030 | 1.0557
ENS | Alternate Scenario | C&I Loadshift to BUGs | C&I Loadshift to BUGs | Medium Industrial | Manufacturing | Winter Morning | MW of Load | 1 | 2030 | 0.53727
ENS | Alternate Scenario | C&I Loadshift to BUGs | C&I Loadshift to BUGs | Medium Industrial | Miscellaneous | Winter Morning | MW of Load | 1 | 2030 | 2.3317
ENS | Alternate Scenario | C&I Loadshift to BUGs | C&I Loadshift to BUGs | Medium Industrial | Manufacturing | Winter Evening | MW of Load | 1 | 2030 | 0.5194
ENS | Alternate Scenario | C&I Loadshift to BUGs | C&I Loadshift to BUGs | Medium Industrial | Miscellaneous | Winter Evening | MW of Load | 1 | 2030 | 2.2542
ENS | Alternate Scenario | Dynamic Pricing | Dynamic Pricing with enabling tech. | Small General | Manufacturing | Winter Morning | MW of Load | 1 | 2030 | 0.006439
ENS | Alternate Scenario | Dynamic Pricing | Dynamic Pricing with enabling tech. | Small General | Manufacturing | Winter Evening | MW of Load | 1 | 2030 | 0.0074692
ENS | Alternate Scenario | Dynamic Pricing | Dynamic Pricing with enabling tech. | Residential Charitable | Residential LI | Winter Morning | MW of Load | 1 | 2030 | 1.7208
ENS | Alternate Scenario | Dynamic Pricing | Dynamic Pricing with enabling tech. | Residential Charitable | Residential Market Rate | Winter Morning | MW of Load | 1 | 2030 | 9.8281
ENS | Alternate Scenario | Dynamic Pricing | Dynamic Pricing w/o enabling tech. | Residential Charitable | Residential LI | Winter Morning | MW of Load | 1 | 2030 | 0.60736
ENS | Alternate Scenario | Dynamic Pricing | Dynamic Pricing w/o enabling tech. | Residential Charitable | Residential Market Rate | Winter Morning | MW of Load | 1 | 2030 | 3.4689
ENS | Alternate Scenario | Dynamic Pricing | Dynamic Pricing with enabling tech. | Residential Charitable | Residential LI | Winter Evening | MW of Load | 1 | 2030 | 1.9577
ENS | Alternate Scenario | Dynamic Pricing | Dynamic Pricing with enabling tech. | Residential Charitable | Residential Market Rate | Winter Evening | MW of Load | 1 | 2030 | 11.1811
ENS | Alternate Scenario | Dynamic Pricing | Dynamic Pricing w/o enabling tech. | Residential Charitable | Residential LI | Winter Evening | MW of Load | 1 | 2030 | 0.69097
ENS | Alternate Scenario | Dynamic Pricing | Dynamic Pricing w/o enabling tech. | Residential Charitable | Residential Market Rate | Winter Evening | MW of Load | 1 | 2030 | 3.9464
ENS | Alternate Scenario | Behavioral DR | Behavioral DR | Residential Charitable | Residential LI | Winter Morning | MW of Load | 1 | 2030 | 0.33052
ENS | Alternate Scenario | Behavioral DR | Behavioral DR | Residential Charitable | Residential Market Rate | Winter Morning | MW of Load | 1 | 2030 | 1.8878
ENS | Alternate Scenario | Behavioral DR | Behavioral DR | Residential Charitable | Residential LI | Winter Evening | MW of Load | 1 | 2030 | 0.37603
ENS | Alternate Scenario | Behavioral DR | Behavioral DR | Residential Charitable | Residential Market Rate | Winter Evening | MW of Load | 1 | 2030 | 2.1476
ENS | Alternate Scenario | Time-of-Use Rates (TOU) | Time-of-Use Rates (TOU) | Residential Charitable | Residential LI | Winter Morning | MW of Load | 0 | 2030 | 0.32938
ENS | Alternate Scenario | Time-of-Use Rates (TOU) | Time-of-Use Rates (TOU) | Residential Charitable | Residential Market Rate | Winter Morning | MW of Load | 0 | 2030 | 1.8812
ENS | Alternate Scenario | Time-of-Use Rates (TOU) | Time-of-Use Rates (TOU) | Residential Charitable | Residential LI | Winter Evening | MW of Load | 0 | 2030 | 0.37472
ENS | Alternate Scenario | Time-of-Use Rates (TOU) | Time-of-Use Rates (TOU) | Residential Charitable | Residential Market Rate | Winter Evening | MW of Load | 0 | 2030 | 2.1402
ENS | Alternate Scenario | C&I Curtailment | C&I Curtailment-Turnkey-Manual HVAC Control | General | Miscellaneous | Winter Morning | MW of Load | 1 | 2031 | 1.5473
ENS | Alternate Scenario | C&I Curtailment | C&I Curtailment-Turnkey-Manual HVAC Control | General | Offices | Winter Morning | MW of Load | 1 | 2031 | 0.10633
ENS | Alternate Scenario | C&I Curtailment | C&I Curtailment-Turnkey-Manual HVAC Control | General | Retail Trade | Winter Morning | MW of Load | 1 | 2031 | 0.35538
ENS | Alternate Scenario | C&I Curtailment | C&I Curtailment-Turnkey-Manual HVAC Control | General | Services | Winter Morning | MW of Load | 1 | 2031 | 0.22977
ENS | Alternate Scenario | C&I Curtailment | C&I Curtailment-Turnkey-Auto-DR HVAC Control | General | Miscellaneous | Winter Morning | MW of Load | 1 | 2031 | 0.15343
ENS | Alternate Scenario | C&I Curtailment | C&I Curtailment-Turnkey-Auto-DR HVAC Control | General | Offices | Winter Morning | MW of Load | 1 | 2031 | 0.010544
ENS | Alternate Scenario | C&I Curtailment | C&I Curtailment-Turnkey-Auto-DR HVAC Control | General | Retail Trade | Winter Morning | MW of Load | 1 | 2031 | 0.035239
ENS | Alternate Scenario | C&I Curtailment | C&I Curtailment-Turnkey-Auto-DR HVAC Control | General | Services | Winter Morning | MW of Load | 1 | 2031 | 0.022784
ENS | Alternate Scenario | C&I Curtailment | C&I Curtailment-Turnkey-Standard Lighting Control | General | Miscellaneous | Winter Morning | MW of Load | 1 | 2031 | 0.64407
ENS | Alternate Scenario | C&I Curtailment | C&I Curtailment-Turnkey-Standard Lighting Control | General | Offices | Winter Morning | MW of Load | 1 | 2031 | 0.012644
ENS | Alternate Scenario | C&I Curtailment | C&I Curtailment-Turnkey-Standard Lighting Control | General | Retail Trade | Winter Morning | MW of Load | 1 | 2031 | 0.14158
ENS | Alternate Scenario | C&I Curtailment | C&I Curtailment-Turnkey-Standard Lighting Control | General | Services | Winter Morning | MW of Load | 1 | 2031 | 0.091661
ENS | Alternate Scenario | C&I Curtailment | C&I Curtailment-Turnkey-Water Heating Control | General | Miscellaneous | Winter Morning | MW of Load | 1 | 2031 | 0.043184
ENS | Alternate Scenario | C&I Curtailment | C&I Curtailment-Turnkey-Water Heating Control | General | Offices | Winter Morning | MW of Load | 1 | 2031 | 0.0011466
ENS | Alternate Scenario | C&I Curtailment | C&I Curtailment-Turnkey-Water Heating Control | General | Retail Trade | Winter Morning | MW of Load | 1 | 2031 | 0.023287
ENS | Alternate Scenario | C&I Curtailment | C&I Curtailment-Turnkey-Water Heating Control | General | Services | Winter Morning | MW of Load | 1 | 2031 | 0.015036
ENS | Alternate Scenario | C&I Curtailment | C&I Curtailment-Turnkey-Other | General | Miscellaneous | Winter Morning | MW of Load | 1 | 2031 | 0.75422
ENS | Alternate Scenario | C&I Curtailment | C&I Curtailment-Turnkey-Other | General | Offices | Winter Morning | MW of Load | 1 | 2031 | 0.020513
ENS | Alternate Scenario | C&I Curtailment | C&I Curtailment-Turnkey-Other | General | Retail Trade | Winter Morning | MW of Load | 1 | 2031 | 0.23923
ENS | Alternate Scenario | C&I Curtailment | C&I Curtailment-Turnkey-Other | General | Services | Winter Morning | MW of Load | 1 | 2031 | 0.15462
ENS | Alternate Scenario | C&I Curtailment | C&I Curtailment-Turnkey-Manual HVAC Control | General | Miscellaneous | Winter Evening | MW of Load | 1 | 2031 | 1.8096
ENS | Alternate Scenario | C&I Curtailment | C&I Curtailment-Turnkey-Manual HVAC Control | General | Offices | Winter Evening | MW of Load | 1 | 2031 | 0.12436
ENS | Alternate Scenario | C&I Curtailment | C&I Curtailment-Turnkey-Manual HVAC Control | General | Retail Trade | Winter Evening | MW of Load | 1 | 2031 | 0.41564
ENS | Alternate Scenario | C&I Curtailment | C&I Curtailment-Turnkey-Manual HVAC Control | General | Services | Winter Evening | MW of Load | 1 | 2031 | 0.26874
ENS | Alternate Scenario | C&I Curtailment | C&I Curtailment-Turnkey-Auto-DR HVAC Control | General | Miscellaneous | Winter Evening | MW of Load | 1 | 2031 | 0.17944
ENS | Alternate Scenario | C&I Curtailment | C&I Curtailment-Turnkey-Auto-DR HVAC Control | General | Offices | Winter Evening | MW of Load | 1 | 2031 | 0.012332
ENS | Alternate Scenario | C&I Curtailment | C&I Curtailment-Turnkey-Auto-DR HVAC Control | General | Retail Trade | Winter Evening | MW of Load | 1 | 2031 | 0.041215
ENS | Alternate Scenario | C&I Curtailment | C&I Curtailment-Turnkey-Auto-DR HVAC Control | General | Services | Winter Evening | MW of Load | 1 | 2031 | 0.026648
ENS | Alternate Scenario | C&I Curtailment | C&I Curtailment-Turnkey-Standard Lighting Control | General | Miscellaneous | Winter Evening | MW of Load | 1 | 2031 | 0.75329
ENS | Alternate Scenario | C&I Curtailment | C&I Curtailment-Turnkey-Standard Lighting Control | General | Offices | Winter Evening | MW of Load | 1 | 2031 | 0.014788
ENS | Alternate Scenario | C&I Curtailment | C&I Curtailment-Turnkey-Standard Lighting Control | General | Retail Trade | Winter Evening | MW of Load | 1 | 2031 | 0.16559
ENS | Alternate Scenario | C&I Curtailment | C&I Curtailment-Turnkey-Standard Lighting Control | General | Services | Winter Evening | MW of Load | 1 | 2031 | 0.1072
ENS | Alternate Scenario | C&I Curtailment | C&I Curtailment-Turnkey-Water Heating Control | General | Miscellaneous | Winter Evening | MW of Load | 1 | 2031 | 0.050507
ENS | Alternate Scenario | C&I Curtailment | C&I Curtailment-Turnkey-Water Heating Control | General | Offices | Winter Evening | MW of Load | 1 | 2031 | 0.0013411
ENS | Alternate Scenario | C&I Curtailment | C&I Curtailment-Turnkey-Water Heating Control | General | Retail Trade | Winter Evening | MW of Load | 1 | 2031 | 0.027236
ENS | Alternate Scenario | C&I Curtailment | C&I Curtailment-Turnkey-Water Heating Control | General | Services | Winter Evening | MW of Load | 1 | 2031 | 0.017586
ENS | Alternate Scenario | C&I Curtailment | C&I Curtailment-Turnkey-Other | General | Miscellaneous | Winter Evening | MW of Load | 1 | 2031 | 0.88212
ENS | Alternate Scenario | C&I Curtailment | C&I Curtailment-Turnkey-Other | General | Offices | Winter Evening | MW of Load | 1 | 2031 | 0.023991
ENS | Alternate Scenario | C&I Curtailment | C&I Curtailment-Turnkey-Other | General | Retail Trade | Winter Evening | MW of Load | 1 | 2031 | 0.2798
ENS | Alternate Scenario | C&I Curtailment | C&I Curtailment-Turnkey-Other | General | Services | Winter Evening | MW of Load | 1 | 2031 | 0.18084
ENS | Alternate Scenario | C&I Curtailment | C&I Curtailment-Turnkey-Manual HVAC Control | Large General | Miscellaneous | Winter Morning | MW of Load | 1 | 2031 | 1.2482
ENS | Alternate Scenario | C&I Curtailment | C&I Curtailment-Turnkey-Manual HVAC Control | Large General | Retail Trade | Winter Morning | MW of Load | 1 | 2031 | 0.052044
ENS | Alternate Scenario | C&I Curtailment | C&I Curtailment-Turnkey-Manual HVAC Control | Large General | Services | Winter Morning | MW of Load | 1 | 2031 | 0.083342
ENS | Alternate Scenario | C&I Curtailment | C&I Curtailment-Turnkey-Auto-DR HVAC Control | Large General | Miscellaneous | Winter Morning | MW of Load | 1 | 2031 | 0.12378
ENS | Alternate Scenario | C&I Curtailment | C&I Curtailment-Turnkey-Auto-DR HVAC Control | Large General | Retail Trade | Winter Morning | MW of Load | 1 | 2031 | 0.0051607
ENS | Alternate Scenario | C&I Curtailment | C&I Curtailment-Turnkey-Auto-DR HVAC Control | Large General | Services | Winter Morning | MW of Load | 1 | 2031 | 0.0082642
ENS | Alternate Scenario | C&I Curtailment | C&I Curtailment-Turnkey-Standard Lighting Control | Large General | Miscellaneous | Winter Morning | MW of Load | 1 | 2031 | 0.5396
ENS | Alternate Scenario | C&I Curtailment | C&I Curtailment-Turnkey-Standard Lighting Control | Large General | Retail Trade | Winter Morning | MW of Load | 1 | 2031 | 0.020599
ENS | Alternate Scenario | C&I Curtailment | C&I Curtailment-Turnkey-Standard Lighting Control | Large General | Services | Winter Morning | MW of Load | 1 | 2031 | 0.032987
ENS | Alternate Scenario | C&I Curtailment | C&I Curtailment-Turnkey-Water Heating Control | Large General | Miscellaneous | Winter Morning | MW of Load | 1 | 2031 | 0.027403
ENS | Alternate Scenario | C&I Curtailment | C&I Curtailment-Turnkey-Water Heating Control | Large General | Retail Trade | Winter Morning | MW of Load | 1 | 2031 | 0.0034331
ENS | Alternate Scenario | C&I Curtailment | C&I Curtailment-Turnkey-Water Heating Control | Large General | Services | Winter Morning | MW of Load | 1 | 2031 | 0.0054977
ENS | Alternate Scenario | C&I Curtailment | C&I Curtailment-Turnkey-Other | Large General | Miscellaneous | Winter Morning | MW of Load | 1 | 2031 | 0.58569
ENS | Alternate Scenario | C&I Curtailment | C&I Curtailment-Turnkey-Other | Large General | Retail Trade | Winter Morning | MW of Load | 1 | 2031 | 0.035102
ENS | Alternate Scenario | C&I Curtailment | C&I Curtailment-Turnkey-Other | Large General | Services | Winter Morning | MW of Load | 1 | 2031 | 0.056212
ENS | Alternate Scenario | C&I Curtailment | C&I Curtailment-Turnkey-Manual HVAC Control | Large General | Miscellaneous | Winter Evening | MW of Load | 1 | 2031 | 1.0725
ENS | Alternate Scenario | C&I Curtailment | C&I Curtailment-Turnkey-Manual HVAC Control | Large General | Retail Trade | Winter Evening | MW of Load | 1 | 2031 | 0.044718
ENS | Alternate Scenario | C&I Curtailment | C&I Curtailment-Turnkey-Manual HVAC Control | Large General | Services | Winter Evening | MW of Load | 1 | 2031 | 0.071611
ENS | Alternate Scenario | C&I Curtailment | C&I Curtailment-Turnkey-Auto-DR HVAC Control | Large General | Miscellaneous | Winter Evening | MW of Load | 1 | 2031 | 0.10635
ENS | Alternate Scenario | C&I Curtailment | C&I Curtailment-Turnkey-Auto-DR HVAC Control | Large General | Retail Trade | Winter Evening | MW of Load | 1 | 2031 | 0.0044342
ENS | Alternate Scenario | C&I Curtailment | C&I Curtailment-Turnkey-Auto-DR HVAC Control | Large General | Services | Winter Evening | MW of Load | 1 | 2031 | 0.0071009
ENS | Alternate Scenario | C&I Curtailment | C&I Curtailment-Turnkey-Standard Lighting Control | Large General | Miscellaneous | Winter Evening | MW of Load | 1 | 2031 | 0.46365
ENS | Alternate Scenario | C&I Curtailment | C&I Curtailment-Turnkey-Standard Lighting Control | Large General | Retail Trade | Winter Evening | MW of Load | 1 | 2031 | 0.017699
ENS | Alternate Scenario | C&I Curtailment | C&I Curtailment-Turnkey-Standard Lighting Control | Large General | Services | Winter Evening | MW of Load | 1 | 2031 | 0.028343
ENS | Alternate Scenario | C&I Curtailment | C&I Curtailment-Turnkey-Water Heating Control | Large General | Miscellaneous | Winter Evening | MW of Load | 1 | 2031 | 0.023545
ENS | Alternate Scenario | C&I Curtailment | C&I Curtailment-Turnkey-Water Heating Control | Large General | Retail Trade | Winter Evening | MW of Load | 1 | 2031 | 0.0029498
ENS | Alternate Scenario | C&I Curtailment | C&I Curtailment-Turnkey-Water Heating Control | Large General | Services | Winter Evening | MW of Load | 1 | 2031 | 0.0047238
ENS | Alternate Scenario | C&I Curtailment | C&I Curtailment-Turnkey-Other | Large General | Miscellaneous | Winter Evening | MW of Load | 1 | 2031 | 0.50325
ENS | Alternate Scenario | C&I Curtailment | C&I Curtailment-Turnkey-Other | Large General | Retail Trade | Winter Evening | MW of Load | 1 | 2031 | 0.030161
ENS | Alternate Scenario | C&I Curtailment | C&I Curtailment-Turnkey-Other | Large General | Services | Winter Evening | MW of Load | 1 | 2031 | 0.048299
ENS | Alternate Scenario | C&I Curtailment | C&I Curtailment-Turnkey-Manual HVAC Control | Small Industrial | Miscellaneous | Winter Morning | MW of Load | 1 | 2031 | 0.20805
ENS | Alternate Scenario | C&I Curtailment | C&I Curtailment-Turnkey-Manual HVAC Control | Small Industrial | Offices | Winter Morning | MW of Load | 1 | 2031 | 0.0026661
ENS | Alternate Scenario | C&I Curtailment | C&I Curtailment-Turnkey-Manual HVAC Control | Small Industrial | Retail Trade | Winter Morning | MW of Load | 1 | 2031 | 0.0087874
ENS | Alternate Scenario | C&I Curtailment | C&I Curtailment-Turnkey-Manual HVAC Control | Small Industrial | Services | Winter Morning | MW of Load | 1 | 2031 | 0.0027762
ENS | Alternate Scenario | C&I Curtailment | C&I Curtailment-Turnkey-Auto-DR HVAC Control | Small Industrial | Miscellaneous | Winter Morning | MW of Load | 1 | 2031 | 0.02063
ENS | Alternate Scenario | C&I Curtailment | C&I Curtailment-Turnkey-Auto-DR HVAC Control | Small Industrial | Offices | Winter Morning | MW of Load | 1 | 2031 | 0.00026437
ENS | Alternate Scenario | C&I Curtailment | C&I Curtailment-Turnkey-Auto-DR HVAC Control | Small Industrial | Retail Trade | Winter Morning | MW of Load | 1 | 2031 | 0.00087136
ENS | Alternate Scenario | C&I Curtailment | C&I Curtailment-Turnkey-Auto-DR HVAC Control | Small Industrial | Services | Winter Morning | MW of Load | 1 | 2031 | 0.00027528
ENS | Alternate Scenario | C&I Curtailment | C&I Curtailment-Turnkey-Standard Lighting Control | Small Industrial | Miscellaneous | Winter Morning | MW of Load | 1 | 2031 | 0.064373
ENS | Alternate Scenario | C&I Curtailment | C&I Curtailment-Turnkey-Standard Lighting Control | Small Industrial | Offices | Winter Morning | MW of Load | 1 | 2031 | 0.00034756
ENS | Alternate Scenario | C&I Curtailment | C&I Curtailment-Turnkey-Standard Lighting Control | Small Industrial | Retail Trade | Winter Morning | MW of Load | 1 | 2031 | 0.003803
ENS | Alternate Scenario | C&I Curtailment | C&I Curtailment-Turnkey-Standard Lighting Control | Small Industrial | Services | Winter Morning | MW of Load | 1 | 2031 | 0.0012015
ENS | Alternate Scenario | C&I Curtailment | C&I Curtailment-Turnkey-Water Heating Control | Small Industrial | Miscellaneous | Winter Morning | MW of Load | 1 | 2031 | 0.0054349
ENS | Alternate Scenario | C&I Curtailment | C&I Curtailment-Turnkey-Water Heating Control | Small Industrial | Offices | Winter Morning | MW of Load | 1 | 2031 | 2.7548e-05
ENS | Alternate Scenario | C&I Curtailment | C&I Curtailment-Turnkey-Water Heating Control | Small Industrial | Retail Trade | Winter Morning | MW of Load | 1 | 2031 | 0.00052495
ENS | Alternate Scenario | C&I Curtailment | C&I Curtailment-Turnkey-Water Heating Control | Small Industrial | Services | Winter Morning | MW of Load | 1 | 2031 | 0.00016584
ENS | Alternate Scenario | C&I Curtailment | C&I Curtailment-Turnkey-Other | Small Industrial | Miscellaneous | Winter Morning | MW of Load | 1 | 2031 | 0.083347
ENS | Alternate Scenario | C&I Curtailment | C&I Curtailment-Turnkey-Other | Small Industrial | Offices | Winter Morning | MW of Load | 1 | 2031 | 0.00052008
ENS | Alternate Scenario | C&I Curtailment | C&I Curtailment-Turnkey-Other | Small Industrial | Retail Trade | Winter Morning | MW of Load | 1 | 2031 | 0.0057663
ENS | Alternate Scenario | C&I Curtailment | C&I Curtailment-Turnkey-Other | Small Industrial | Services | Winter Morning | MW of Load | 1 | 2031 | 0.0018217
ENS | Alternate Scenario | C&I Curtailment | C&I Curtailment-Turnkey-Industrial | Small Industrial | Manufacturing | Winter Morning | MW of Load | 1 | 2031 | 0.019812
ENS | Alternate Scenario | C&I Curtailment | C&I Curtailment-Turnkey-Manual HVAC Control | Small Industrial | Miscellaneous | Winter Evening | MW of Load | 1 | 2031 | 0.28529
ENS | Alternate Scenario | C&I Curtailment | C&I Curtailment-Turnkey-Manual HVAC Control | Small Industrial | Offices | Winter Evening | MW of Load | 1 | 2031 | 0.0036559
ENS | Alternate Scenario | C&I Curtailment | C&I Curtailment-Turnkey-Manual HVAC Control | Small Industrial | Retail Trade | Winter Evening | MW of Load | 1 | 2031 | 0.01205
ENS | Alternate Scenario | C&I Curtailment | C&I Curtailment-Turnkey-Manual HVAC Control | Small Industrial | Services | Winter Evening | MW of Load | 1 | 2031 | 0.0038069
ENS | Alternate Scenario | C&I Curtailment | C&I Curtailment-Turnkey-Auto-DR HVAC Control | Small Industrial | Miscellaneous | Winter Evening | MW of Load | 1 | 2031 | 0.02829
ENS | Alternate Scenario | C&I Curtailment | C&I Curtailment-Turnkey-Auto-DR HVAC Control | Small Industrial | Offices | Winter Evening | MW of Load | 1 | 2031 | 0.00036252
ENS | Alternate Scenario | C&I Curtailment | C&I Curtailment-Turnkey-Auto-DR HVAC Control | Small Industrial | Retail Trade | Winter Evening | MW of Load | 1 | 2031 | 0.0011949
ENS | Alternate Scenario | C&I Curtailment | C&I Curtailment-Turnkey-Auto-DR HVAC Control | Small Industrial | Services | Winter Evening | MW of Load | 1 | 2031 | 0.00037749
ENS | Alternate Scenario | C&I Curtailment | C&I Curtailment-Turnkey-Standard Lighting Control | Small Industrial | Miscellaneous | Winter Evening | MW of Load | 1 | 2031 | 0.088273
ENS | Alternate Scenario | C&I Curtailment | C&I Curtailment-Turnkey-Standard Lighting Control | Small Industrial | Offices | Winter Evening | MW of Load | 1 | 2031 | 0.00047661
ENS | Alternate Scenario | C&I Curtailment | C&I Curtailment-Turnkey-Standard Lighting Control | Small Industrial | Retail Trade | Winter Evening | MW of Load | 1 | 2031 | 0.0052149
ENS | Alternate Scenario | C&I Curtailment | C&I Curtailment-Turnkey-Standard Lighting Control | Small Industrial | Services | Winter Evening | MW of Load | 1 | 2031 | 0.0016475
ENS | Alternate Scenario | C&I Curtailment | C&I Curtailment-Turnkey-Water Heating Control | Small Industrial | Miscellaneous | Winter Evening | MW of Load | 1 | 2031 | 0.0074528
ENS | Alternate Scenario | C&I Curtailment | C&I Curtailment-Turnkey-Water Heating Control | Small Industrial | Offices | Winter Evening | MW of Load | 1 | 2031 | 3.7776e-05
ENS | Alternate Scenario | C&I Curtailment | C&I Curtailment-Turnkey-Water Heating Control | Small Industrial | Retail Trade | Winter Evening | MW of Load | 1 | 2031 | 0.00071985
ENS | Alternate Scenario | C&I Curtailment | C&I Curtailment-Turnkey-Water Heating Control | Small Industrial | Services | Winter Evening | MW of Load | 1 | 2031 | 0.00022742
ENS | Alternate Scenario | C&I Curtailment | C&I Curtailment-Turnkey-Other | Small Industrial | Miscellaneous | Winter Evening | MW of Load | 1 | 2031 | 0.11429
ENS | Alternate Scenario | C&I Curtailment | C&I Curtailment-Turnkey-Other | Small Industrial | Offices | Winter Evening | MW of Load | 1 | 2031 | 0.00071318
ENS | Alternate Scenario | C&I Curtailment | C&I Curtailment-Turnkey-Other | Small Industrial | Retail Trade | Winter Evening | MW of Load | 1 | 2031 | 0.0079072
ENS | Alternate Scenario | C&I Curtailment | C&I Curtailment-Turnkey-Other | Small Industrial | Services | Winter Evening | MW of Load | 1 | 2031 | 0.0024981
ENS | Alternate Scenario | C&I Curtailment | C&I Curtailment-Turnkey-Industrial | Small Industrial | Manufacturing | Winter Evening | MW of Load | 1 | 2031 | 0.027168
ENS | Alternate Scenario | C&I Curtailment | C&I Curtailment-Turnkey-Manual HVAC Control | Medium Industrial | Miscellaneous | Winter Morning | MW of Load | 1 | 2031 | 3.9913
ENS | Alternate Scenario | C&I Curtailment | C&I Curtailment-Turnkey-Manual HVAC Control | Medium Industrial | Offices | Winter Morning | MW of Load | 1 | 2031 | 0.064384
ENS | Alternate Scenario | C&I Curtailment | C&I Curtailment-Turnkey-Manual HVAC Control | Medium Industrial | Retail Trade | Winter Morning | MW of Load | 1 | 2031 | 0.88196
ENS | Alternate Scenario | C&I Curtailment | C&I Curtailment-Turnkey-Manual HVAC Control | Medium Industrial | Services | Winter Morning | MW of Load | 1 | 2031 | 0.040611
ENS | Alternate Scenario | C&I Curtailment | C&I Curtailment-Turnkey-Auto-DR HVAC Control | Medium Industrial | Miscellaneous | Winter Morning | MW of Load | 1 | 2031 | 0.39578
ENS | Alternate Scenario | C&I Curtailment | C&I Curtailment-Turnkey-Auto-DR HVAC Control | Medium Industrial | Offices | Winter Morning | MW of Load | 1 | 2031 | 0.0063843
ENS | Alternate Scenario | C&I Curtailment | C&I Curtailment-Turnkey-Auto-DR HVAC Control | Medium Industrial | Retail Trade | Winter Morning | MW of Load | 1 | 2031 | 0.087455
ENS | Alternate Scenario | C&I Curtailment | C&I Curtailment-Turnkey-Auto-DR HVAC Control | Medium Industrial | Services | Winter Morning | MW of Load | 1 | 2031 | 0.004027
ENS | Alternate Scenario | C&I Curtailment | C&I Curtailment-Turnkey-Standard Lighting Control | Medium Industrial | Miscellaneous | Winter Morning | MW of Load | 1 | 2031 | 1.235
ENS | Alternate Scenario | C&I Curtailment | C&I Curtailment-Turnkey-Standard Lighting Control | Medium Industrial | Offices | Winter Morning | MW of Load | 1 | 2031 | 0.0083934
ENS | Alternate Scenario | C&I Curtailment | C&I Curtailment-Turnkey-Standard Lighting Control | Medium Industrial | Retail Trade | Winter Morning | MW of Load | 1 | 2031 | 0.38169
ENS | Alternate Scenario | C&I Curtailment | C&I Curtailment-Turnkey-Standard Lighting Control | Medium Industrial | Services | Winter Morning | MW of Load | 1 | 2031 | 0.017576
ENS | Alternate Scenario | C&I Curtailment | C&I Curtailment-Turnkey-Water Heating Control | Medium Industrial | Miscellaneous | Winter Morning | MW of Load | 1 | 2031 | 0.10427
ENS | Alternate Scenario | C&I Curtailment | C&I Curtailment-Turnkey-Water Heating Control | Medium Industrial | Offices | Winter Morning | MW of Load | 1 | 2031 | 0.00066527
ENS | Alternate Scenario | C&I Curtailment | C&I Curtailment-Turnkey-Water Heating Control | Medium Industrial | Retail Trade | Winter Morning | MW of Load | 1 | 2031 | 0.052687
ENS | Alternate Scenario | C&I Curtailment | C&I Curtailment-Turnkey-Water Heating Control | Medium Industrial | Services | Winter Morning | MW of Load | 1 | 2031 | 0.0024261
ENS | Alternate Scenario | C&I Curtailment | C&I Curtailment-Turnkey-Other | Medium Industrial | Miscellaneous | Winter Morning | MW of Load | 1 | 2031 | 1.599
ENS | Alternate Scenario | C&I Curtailment | C&I Curtailment-Turnkey-Other | Medium Industrial | Offices | Winter Morning | MW of Load | 1 | 2031 | 0.01256
ENS | Alternate Scenario | C&I Curtailment | C&I Curtailment-Turnkey-Other | Medium Industrial | Retail Trade | Winter Morning | MW of Load | 1 | 2031 | 0.57874
ENS | Alternate Scenario | C&I Curtailment | C&I Curtailment-Turnkey-Other | Medium Industrial | Services | Winter Morning | MW of Load | 1 | 2031 | 0.026649
ENS | Alternate Scenario | C&I Curtailment | C&I Curtailment-Turnkey-Manual HVAC Control | Medium Industrial | Miscellaneous | Winter Evening | MW of Load | 1 | 2031 | 3.8568
ENS | Alternate Scenario | C&I Curtailment | C&I Curtailment-Turnkey-Manual HVAC Control | Medium Industrial | Offices | Winter Evening | MW of Load | 1 | 2031 | 0.062215
ENS | Alternate Scenario | C&I Curtailment | C&I Curtailment-Turnkey-Manual HVAC Control | Medium Industrial | Retail Trade | Winter Evening | MW of Load | 1 | 2031 | 0.85224
ENS | Alternate Scenario | C&I Curtailment | C&I Curtailment-Turnkey-Manual HVAC Control | Medium Industrial | Services | Winter Evening | MW of Load | 1 | 2031 | 0.039243
ENS | Alternate Scenario | C&I Curtailment | C&I Curtailment-Turnkey-Auto-DR HVAC Control | Medium Industrial | Miscellaneous | Winter Evening | MW of Load | 1 | 2031 | 0.38244
ENS | Alternate Scenario | C&I Curtailment | C&I Curtailment-Turnkey-Auto-DR HVAC Control | Medium Industrial | Offices | Winter Evening | MW of Load | 1 | 2031 | 0.0061692
ENS | Alternate Scenario | C&I Curtailment | C&I Curtailment-Turnkey-Auto-DR HVAC Control | Medium Industrial | Retail Trade | Winter Evening | MW of Load | 1 | 2031 | 0.084508
ENS | Alternate Scenario | C&I Curtailment | C&I Curtailment-Turnkey-Auto-DR HVAC Control | Medium Industrial | Services | Winter Evening | MW of Load | 1 | 2031 | 0.0038913
ENS | Alternate Scenario | C&I Curtailment | C&I Curtailment-Turnkey-Standard Lighting Control | Medium Industrial | Miscellaneous | Winter Evening | MW of Load | 1 | 2031 | 1.1934
ENS | Alternate Scenario | C&I Curtailment | C&I Curtailment-Turnkey-Standard Lighting Control | Medium Industrial | Offices | Winter Evening | MW of Load | 1 | 2031 | 0.0081106
ENS | Alternate Scenario | C&I Curtailment | C&I Curtailment-Turnkey-Standard Lighting Control | Medium Industrial | Retail Trade | Winter Evening | MW of Load | 1 | 2031 | 0.36883
ENS | Alternate Scenario | C&I Curtailment | C&I Curtailment-Turnkey-Standard Lighting Control | Medium Industrial | Services | Winter Evening | MW of Load | 1 | 2031 | 0.016983
ENS | Alternate Scenario | C&I Curtailment | C&I Curtailment-Turnkey-Water Heating Control | Medium Industrial | Miscellaneous | Winter Evening | MW of Load | 1 | 2031 | 0.10075
ENS | Alternate Scenario | C&I Curtailment | C&I Curtailment-Turnkey-Water Heating Control | Medium Industrial | Offices | Winter Evening | MW of Load | 1 | 2031 | 0.00064285
ENS | Alternate Scenario | C&I Curtailment | C&I Curtailment-Turnkey-Water Heating Control | Medium Industrial | Retail Trade | Winter Evening | MW of Load | 1 | 2031 | 0.050912
ENS | Alternate Scenario | C&I Curtailment | C&I Curtailment-Turnkey-Water Heating Control | Medium Industrial | Services | Winter Evening | MW of Load | 1 | 2031 | 0.0023443
ENS | Alternate Scenario | C&I Curtailment | C&I Curtailment-Turnkey-Other | Medium Industrial | Miscellaneous | Winter Evening | MW of Load | 1 | 2031 | 1.5451
ENS | Alternate Scenario | C&I Curtailment | C&I Curtailment-Turnkey-Other | Medium Industrial | Offices | Winter Evening | MW of Load | 1 | 2031 | 0.012137
ENS | Alternate Scenario | C&I Curtailment | C&I Curtailment-Turnkey-Other | Medium Industrial | Retail Trade | Winter Evening | MW of Load | 1 | 2031 | 0.55924
ENS | Alternate Scenario | C&I Curtailment | C&I Curtailment-Turnkey-Other | Medium Industrial | Services | Winter Evening | MW of Load | 1 | 2031 | 0.025751
ENS | Alternate Scenario | C&I Curtailment | C&I Curtailment-Turnkey-Manual HVAC Control | Large Industrial | Miscellaneous | Winter Morning | MW of Load | 1 | 2031 | 0.083731
ENS | Alternate Scenario | C&I Curtailment | C&I Curtailment-Turnkey-Auto-DR HVAC Control | Large Industrial | Miscellaneous | Winter Morning | MW of Load | 1 | 2031 | 0.0083027
ENS | Alternate Scenario | C&I Curtailment | C&I Curtailment-Turnkey-Standard Lighting Control | Large Industrial | Miscellaneous | Winter Morning | MW of Load | 1 | 2031 | 0.036196
ENS | Alternate Scenario | C&I Curtailment | C&I Curtailment-Turnkey-Water Heating Control | Large Industrial | Miscellaneous | Winter Morning | MW of Load | 1 | 2031 | 0.0018381
ENS | Alternate Scenario | C&I Curtailment | C&I Curtailment-Turnkey-Other | Large Industrial | Miscellaneous | Winter Morning | MW of Load | 1 | 2031 | 0.039287
ENS | Alternate Scenario | C&I Curtailment | C&I Curtailment-Turnkey-Industrial | Large Industrial | Manufacturing | Winter Morning | MW of Load | 1 | 2031 | 0.0076677
ENS | Alternate Scenario | C&I Curtailment | C&I Curtailment-Turnkey-Manual HVAC Control | Large Industrial | Miscellaneous | Winter Evening | MW of Load | 1 | 2031 | 0.083142
ENS | Alternate Scenario | C&I Curtailment | C&I Curtailment-Turnkey-Auto-DR HVAC Control | Large Industrial | Miscellaneous | Winter Evening | MW of Load | 1 | 2031 | 0.0082444
ENS | Alternate Scenario | C&I Curtailment | C&I Curtailment-Turnkey-Standard Lighting Control | Large Industrial | Miscellaneous | Winter Evening | MW of Load | 1 | 2031 | 0.035941
ENS | Alternate Scenario | C&I Curtailment | C&I Curtailment-Turnkey-Water Heating Control | Large Industrial | Miscellaneous | Winter Evening | MW of Load | 1 | 2031 | 0.0018252
ENS | Alternate Scenario | C&I Curtailment | C&I Curtailment-Turnkey-Other | Large Industrial | Miscellaneous | Winter Evening | MW of Load | 1 | 2031 | 0.039011
ENS | Alternate Scenario | C&I Curtailment | C&I Curtailment-Turnkey-Industrial | Large Industrial | Manufacturing | Winter Evening | MW of Load | 1 | 2031 | 0.0076138
ENS | Alternate Scenario | C&I Loadshift to BUGs | C&I Loadshift to BUGs | Large General | Miscellaneous | Winter Morning | MW of Load | 1 | 2031 | 2.7889
ENS | Alternate Scenario | C&I Loadshift to BUGs | C&I Loadshift to BUGs | Large General | Miscellaneous | Winter Evening | MW of Load | 1 | 2031 | 2.3963
ENS | Alternate Scenario | C&I Loadshift to BUGs | C&I Loadshift to BUGs | Small Industrial | Miscellaneous | Winter Morning | MW of Load | 1 | 2031 | 0.77827
ENS | Alternate Scenario | C&I Loadshift to BUGs | C&I Loadshift to BUGs | Small Industrial | Miscellaneous | Winter Evening | MW of Load | 1 | 2031 | 1.0672
ENS | Alternate Scenario | C&I Loadshift to BUGs | C&I Loadshift to BUGs | Medium Industrial | Manufacturing | Winter Morning | MW of Load | 1 | 2031 | 0.54149
ENS | Alternate Scenario | C&I Loadshift to BUGs | C&I Loadshift to BUGs | Medium Industrial | Miscellaneous | Winter Morning | MW of Load | 1 | 2031 | 2.3501
ENS | Alternate Scenario | C&I Loadshift to BUGs | C&I Loadshift to BUGs | Medium Industrial | Manufacturing | Winter Evening | MW of Load | 1 | 2031 | 0.52324
ENS | Alternate Scenario | C&I Loadshift to BUGs | C&I Loadshift to BUGs | Medium Industrial | Miscellaneous | Winter Evening | MW of Load | 1 | 2031 | 2.2709
ENS | Alternate Scenario | Dynamic Pricing | Dynamic Pricing with enabling tech. | Small General | Manufacturing | Winter Morning | MW of Load | 1 | 2031 | 0.0066036
ENS | Alternate Scenario | Dynamic Pricing | Dynamic Pricing with enabling tech. | Small General | Manufacturing | Winter Evening | MW of Load | 1 | 2031 | 0.0076568
ENS | Alternate Scenario | Dynamic Pricing | Dynamic Pricing with enabling tech. | Residential Charitable | Residential LI | Winter Morning | MW of Load | 1 | 2031 | 2.8777
ENS | Alternate Scenario | Dynamic Pricing | Dynamic Pricing with enabling tech. | Residential Charitable | Residential Market Rate | Winter Morning | MW of Load | 1 | 2031 | 16.436
ENS | Alternate Scenario | Dynamic Pricing | Dynamic Pricing with enabling tech. | Residential Charitable | Residential LI | Winter Evening | MW of Load | 1 | 2031 | 3.2725
ENS | Alternate Scenario | Dynamic Pricing | Dynamic Pricing with enabling tech. | Residential Charitable | Residential Market Rate | Winter Evening | MW of Load | 1 | 2031 | 18.6905
ENS | Alternate Scenario | Behavioral DR | Behavioral DR | Residential Charitable | Residential LI | Winter Morning | MW of Load | 1 | 2031 | 0.34331
ENS | Alternate Scenario | Behavioral DR | Behavioral DR | Residential Charitable | Residential Market Rate | Winter Morning | MW of Load | 1 | 2031 | 1.9608
ENS | Alternate Scenario | Behavioral DR | Behavioral DR | Residential Charitable | Residential LI | Winter Evening | MW of Load | 1 | 2031 | 0.3904
ENS | Alternate Scenario | Behavioral DR | Behavioral DR | Residential Charitable | Residential Market Rate | Winter Evening | MW of Load | 1 | 2031 | 2.2297
ENS | Alternate Scenario | Time-of-Use Rates (TOU) | Time-of-Use Rates (TOU) | Residential Charitable | Residential LI | Winter Morning | MW of Load | 0 | 2031 | 0.3004
ENS | Alternate Scenario | Time-of-Use Rates (TOU) | Time-of-Use Rates (TOU) | Residential Charitable | Residential Market Rate | Winter Morning | MW of Load | 0 | 2031 | 1.7157
ENS | Alternate Scenario | Time-of-Use Rates (TOU) | Time-of-Use Rates (TOU) | Residential Charitable | Residential LI | Winter Evening | MW of Load | 0 | 2031 | 0.3416
ENS | Alternate Scenario | Time-of-Use Rates (TOU) | Time-of-Use Rates (TOU) | Residential Charitable | Residential Market Rate | Winter Evening | MW of Load | 0 | 2031 | 1.951
ENS | Alternate Scenario | C&I Curtailment | C&I Curtailment-Turnkey-Manual HVAC Control | General | Miscellaneous | Winter Morning | MW of Load | 1 | 2032 | 1.5573
ENS | Alternate Scenario | C&I Curtailment | C&I Curtailment-Turnkey-Manual HVAC Control | General | Offices | Winter Morning | MW of Load | 1 | 2032 | 0.10702
ENS | Alternate Scenario | C&I Curtailment | C&I Curtailment-Turnkey-Manual HVAC Control | General | Retail Trade | Winter Morning | MW of Load | 1 | 2032 | 0.35768
ENS | Alternate Scenario | C&I Curtailment | C&I Curtailment-Turnkey-Manual HVAC Control | General | Services | Winter Morning | MW of Load | 1 | 2032 | 0.23126
ENS | Alternate Scenario | C&I Curtailment | C&I Curtailment-Turnkey-Auto-DR HVAC Control | General | Miscellaneous | Winter Morning | MW of Load | 1 | 2032 | 0.19303
ENS | Alternate Scenario | C&I Curtailment | C&I Curtailment-Turnkey-Auto-DR HVAC Control | General | Offices | Winter Morning | MW of Load | 1 | 2032 | 0.013265
ENS | Alternate Scenario | C&I Curtailment | C&I Curtailment-Turnkey-Auto-DR HVAC Control | General | Retail Trade | Winter Morning | MW of Load | 1 | 2032 | 0.044335
ENS | Alternate Scenario | C&I Curtailment | C&I Curtailment-Turnkey-Auto-DR HVAC Control | General | Services | Winter Morning | MW of Load | 1 | 2032 | 0.028665
ENS | Alternate Scenario | C&I Curtailment | C&I Curtailment-Turnkey-Standard Lighting Control | General | Miscellaneous | Winter Morning | MW of Load | 1 | 2032 | 0.64824
ENS | Alternate Scenario | C&I Curtailment | C&I Curtailment-Turnkey-Standard Lighting Control | General | Offices | Winter Morning | MW of Load | 1 | 2032 | 0.012726
ENS | Alternate Scenario | C&I Curtailment | C&I Curtailment-Turnkey-Standard Lighting Control | General | Retail Trade | Winter Morning | MW of Load | 1 | 2032 | 0.1425
ENS | Alternate Scenario | C&I Curtailment | C&I Curtailment-Turnkey-Standard Lighting Control | General | Services | Winter Morning | MW of Load | 1 | 2032 | 0.092255
ENS | Alternate Scenario | C&I Curtailment | C&I Curtailment-Turnkey-Water Heating Control | General | Miscellaneous | Winter Morning | MW of Load | 1 | 2032 | 0.043464
ENS | Alternate Scenario | C&I Curtailment | C&I Curtailment-Turnkey-Water Heating Control | General | Offices | Winter Morning | MW of Load | 1 | 2032 | 0.0011541
ENS | Alternate Scenario | C&I Curtailment | C&I Curtailment-Turnkey-Water Heating Control | General | Retail Trade | Winter Morning | MW of Load | 1 | 2032 | 0.023438
ENS | Alternate Scenario | C&I Curtailment | C&I Curtailment-Turnkey-Water Heating Control | General | Services | Winter Morning | MW of Load | 1 | 2032 | 0.015134
ENS | Alternate Scenario | C&I Curtailment | C&I Curtailment-Turnkey-Other | General | Miscellaneous | Winter Morning | MW of Load | 1 | 2032 | 0.75911
ENS | Alternate Scenario | C&I Curtailment | C&I Curtailment-Turnkey-Other | General | Offices | Winter Morning | MW of Load | 1 | 2032 | 0.020646
ENS | Alternate Scenario | C&I Curtailment | C&I Curtailment-Turnkey-Other | General | Retail Trade | Winter Morning | MW of Load | 1 | 2032 | 0.24078
ENS | Alternate Scenario | C&I Curtailment | C&I Curtailment-Turnkey-Other | General | Services | Winter Morning | MW of Load | 1 | 2032 | 0.15562
ENS | Alternate Scenario | C&I Curtailment | C&I Curtailment-Turnkey-Manual HVAC Control | General | Miscellaneous | Winter Evening | MW of Load | 1 | 2032 | 1.8233
ENS | Alternate Scenario | C&I Curtailment | C&I Curtailment-Turnkey-Manual HVAC Control | General | Offices | Winter Evening | MW of Load | 1 | 2032 | 0.1253
ENS | Alternate Scenario | C&I Curtailment | C&I Curtailment-Turnkey-Manual HVAC Control | General | Retail Trade | Winter Evening | MW of Load | 1 | 2032 | 0.41878
ENS | Alternate Scenario | C&I Curtailment | C&I Curtailment-Turnkey-Manual HVAC Control | General | Services | Winter Evening | MW of Load | 1 | 2032 | 0.27077
ENS | Alternate Scenario | C&I Curtailment | C&I Curtailment-Turnkey-Auto-DR HVAC Control | General | Miscellaneous | Winter Evening | MW of Load | 1 | 2032 | 0.226
ENS | Alternate Scenario | C&I Curtailment | C&I Curtailment-Turnkey-Auto-DR HVAC Control | General | Offices | Winter Evening | MW of Load | 1 | 2032 | 0.015531
ENS | Alternate Scenario | C&I Curtailment | C&I Curtailment-Turnkey-Auto-DR HVAC Control | General | Retail Trade | Winter Evening | MW of Load | 1 | 2032 | 0.051908
ENS | Alternate Scenario | C&I Curtailment | C&I Curtailment-Turnkey-Auto-DR HVAC Control | General | Services | Winter Evening | MW of Load | 1 | 2032 | 0.033562
ENS | Alternate Scenario | C&I Curtailment | C&I Curtailment-Turnkey-Standard Lighting Control | General | Miscellaneous | Winter Evening | MW of Load | 1 | 2032 | 0.75899
ENS | Alternate Scenario | C&I Curtailment | C&I Curtailment-Turnkey-Standard Lighting Control | General | Offices | Winter Evening | MW of Load | 1 | 2032 | 0.0149
ENS | Alternate Scenario | C&I Curtailment | C&I Curtailment-Turnkey-Standard Lighting Control | General | Retail Trade | Winter Evening | MW of Load | 1 | 2032 | 0.16684
ENS | Alternate Scenario | C&I Curtailment | C&I Curtailment-Turnkey-Standard Lighting Control | General | Services | Winter Evening | MW of Load | 1 | 2032 | 0.10802
ENS | Alternate Scenario | C&I Curtailment | C&I Curtailment-Turnkey-Water Heating Control | General | Miscellaneous | Winter Evening | MW of Load | 1 | 2032 | 0.050889
ENS | Alternate Scenario | C&I Curtailment | C&I Curtailment-Turnkey-Water Heating Control | General | Offices | Winter Evening | MW of Load | 1 | 2032 | 0.0013512
ENS | Alternate Scenario | C&I Curtailment | C&I Curtailment-Turnkey-Water Heating Control | General | Retail Trade | Winter Evening | MW of Load | 1 | 2032 | 0.027442
ENS | Alternate Scenario | C&I Curtailment | C&I Curtailment-Turnkey-Water Heating Control | General | Services | Winter Evening | MW of Load | 1 | 2032 | 0.017719
ENS | Alternate Scenario | C&I Curtailment | C&I Curtailment-Turnkey-Other | General | Miscellaneous | Winter Evening | MW of Load | 1 | 2032 | 0.88879
ENS | Alternate Scenario | C&I Curtailment | C&I Curtailment-Turnkey-Other | General | Offices | Winter Evening | MW of Load | 1 | 2032 | 0.024173
ENS | Alternate Scenario | C&I Curtailment | C&I Curtailment-Turnkey-Other | General | Retail Trade | Winter Evening | MW of Load | 1 | 2032 | 0.28192
ENS | Alternate Scenario | C&I Curtailment | C&I Curtailment-Turnkey-Other | General | Services | Winter Evening | MW of Load | 1 | 2032 | 0.18221
ENS | Alternate Scenario | C&I Curtailment | C&I Curtailment-Turnkey-Manual HVAC Control | Large General | Miscellaneous | Winter Morning | MW of Load | 1 | 2032 | 1.2429
ENS | Alternate Scenario | C&I Curtailment | C&I Curtailment-Turnkey-Manual HVAC Control | Large General | Retail Trade | Winter Morning | MW of Load | 1 | 2032 | 0.051821
ENS | Alternate Scenario | C&I Curtailment | C&I Curtailment-Turnkey-Manual HVAC Control | Large General | Services | Winter Morning | MW of Load | 1 | 2032 | 0.082985
ENS | Alternate Scenario | C&I Curtailment | C&I Curtailment-Turnkey-Auto-DR HVAC Control | Large General | Miscellaneous | Winter Morning | MW of Load | 1 | 2032 | 0.15406
ENS | Alternate Scenario | C&I Curtailment | C&I Curtailment-Turnkey-Auto-DR HVAC Control | Large General | Retail Trade | Winter Morning | MW of Load | 1 | 2032 | 0.0064232
ENS | Alternate Scenario | C&I Curtailment | C&I Curtailment-Turnkey-Auto-DR HVAC Control | Large General | Services | Winter Morning | MW of Load | 1 | 2032 | 0.010286
ENS | Alternate Scenario | C&I Curtailment | C&I Curtailment-Turnkey-Standard Lighting Control | Large General | Miscellaneous | Winter Morning | MW of Load | 1 | 2032 | 0.53729
ENS | Alternate Scenario | C&I Curtailment | C&I Curtailment-Turnkey-Standard Lighting Control | Large General | Retail Trade | Winter Morning | MW of Load | 1 | 2032 | 0.020511
ENS | Alternate Scenario | C&I Curtailment | C&I Curtailment-Turnkey-Standard Lighting Control | Large General | Services | Winter Morning | MW of Load | 1 | 2032 | 0.032845
ENS | Alternate Scenario | C&I Curtailment | C&I Curtailment-Turnkey-Water Heating Control | Large General | Miscellaneous | Winter Morning | MW of Load | 1 | 2032 | 0.027285
ENS | Alternate Scenario | C&I Curtailment | C&I Curtailment-Turnkey-Water Heating Control | Large General | Retail Trade | Winter Morning | MW of Load | 1 | 2032 | 0.0034184
ENS | Alternate Scenario | C&I Curtailment | C&I Curtailment-Turnkey-Water Heating Control | Large General | Services | Winter Morning | MW of Load | 1 | 2032 | 0.0054741
ENS | Alternate Scenario | C&I Curtailment | C&I Curtailment-Turnkey-Other | Large General | Miscellaneous | Winter Morning | MW of Load | 1 | 2032 | 0.58318
ENS | Alternate Scenario | C&I Curtailment | C&I Curtailment-Turnkey-Other | Large General | Retail Trade | Winter Morning | MW of Load | 1 | 2032 | 0.034951
ENS | Alternate Scenario | C&I Curtailment | C&I Curtailment-Turnkey-Other | Large General | Services | Winter Morning | MW of Load | 1 | 2032 | 0.055971
ENS | Alternate Scenario | C&I Curtailment | C&I Curtailment-Turnkey-Manual HVAC Control | Large General | Miscellaneous | Winter Evening | MW of Load | 1 | 2032 | 1.0691
ENS | Alternate Scenario | C&I Curtailment | C&I Curtailment-Turnkey-Manual HVAC Control | Large General | Retail Trade | Winter Evening | MW of Load | 1 | 2032 | 0.044574
ENS | Alternate Scenario | C&I Curtailment | C&I Curtailment-Turnkey-Manual HVAC Control | Large General | Services | Winter Evening | MW of Load | 1 | 2032 | 0.071381
ENS | Alternate Scenario | C&I Curtailment | C&I Curtailment-Turnkey-Auto-DR HVAC Control | Large General | Miscellaneous | Winter Evening | MW of Load | 1 | 2032 | 0.13251
ENS | Alternate Scenario | C&I Curtailment | C&I Curtailment-Turnkey-Auto-DR HVAC Control | Large General | Retail Trade | Winter Evening | MW of Load | 1 | 2032 | 0.005525
ENS | Alternate Scenario | C&I Curtailment | C&I Curtailment-Turnkey-Auto-DR HVAC Control | Large General | Services | Winter Evening | MW of Load | 1 | 2032 | 0.0088477
ENS | Alternate Scenario | C&I Curtailment | C&I Curtailment-Turnkey-Standard Lighting Control | Large General | Miscellaneous | Winter Evening | MW of Load | 1 | 2032 | 0.46216
ENS | Alternate Scenario | C&I Curtailment | C&I Curtailment-Turnkey-Standard Lighting Control | Large General | Retail Trade | Winter Evening | MW of Load | 1 | 2032 | 0.017642
ENS | Alternate Scenario | C&I Curtailment | C&I Curtailment-Turnkey-Standard Lighting Control | Large General | Services | Winter Evening | MW of Load | 1 | 2032 | 0.028252
ENS | Alternate Scenario | C&I Curtailment | C&I Curtailment-Turnkey-Water Heating Control | Large General | Miscellaneous | Winter Evening | MW of Load | 1 | 2032 | 0.02347
ENS | Alternate Scenario | C&I Curtailment | C&I Curtailment-Turnkey-Water Heating Control | Large General | Retail Trade | Winter Evening | MW of Load | 1 | 2032 | 0.0029403
ENS | Alternate Scenario | C&I Curtailment | C&I Curtailment-Turnkey-Water Heating Control | Large General | Services | Winter Evening | MW of Load | 1 | 2032 | 0.0047086
ENS | Alternate Scenario | C&I Curtailment | C&I Curtailment-Turnkey-Other | Large General | Miscellaneous | Winter Evening | MW of Load | 1 | 2032 | 0.50163
ENS | Alternate Scenario | C&I Curtailment | C&I Curtailment-Turnkey-Other | Large General | Retail Trade | Winter Evening | MW of Load | 1 | 2032 | 0.030064
ENS | Alternate Scenario | C&I Curtailment | C&I Curtailment-Turnkey-Other | Large General | Services | Winter Evening | MW of Load | 1 | 2032 | 0.048144
ENS | Alternate Scenario | C&I Curtailment | C&I Curtailment-Turnkey-Manual HVAC Control | Small Industrial | Miscellaneous | Winter Morning | MW of Load | 1 | 2032 | 0.20923
ENS | Alternate Scenario | C&I Curtailment | C&I Curtailment-Turnkey-Manual HVAC Control | Small Industrial | Offices | Winter Morning | MW of Load | 1 | 2032 | 0.0026813
ENS | Alternate Scenario | C&I Curtailment | C&I Curtailment-Turnkey-Manual HVAC Control | Small Industrial | Retail Trade | Winter Morning | MW of Load | 1 | 2032 | 0.0088375
ENS | Alternate Scenario | C&I Curtailment | C&I Curtailment-Turnkey-Manual HVAC Control | Small Industrial | Services | Winter Morning | MW of Load | 1 | 2032 | 0.002792
ENS | Alternate Scenario | C&I Curtailment | C&I Curtailment-Turnkey-Auto-DR HVAC Control | Small Industrial | Miscellaneous | Winter Morning | MW of Load | 1 | 2032 | 0.025935
ENS | Alternate Scenario | C&I Curtailment | C&I Curtailment-Turnkey-Auto-DR HVAC Control | Small Industrial | Offices | Winter Morning | MW of Load | 1 | 2032 | 0.00033235
ENS | Alternate Scenario | C&I Curtailment | C&I Curtailment-Turnkey-Auto-DR HVAC Control | Small Industrial | Retail Trade | Winter Morning | MW of Load | 1 | 2032 | 0.0010954
ENS | Alternate Scenario | C&I Curtailment | C&I Curtailment-Turnkey-Auto-DR HVAC Control | Small Industrial | Services | Winter Morning | MW of Load | 1 | 2032 | 0.00034607
ENS | Alternate Scenario | C&I Curtailment | C&I Curtailment-Turnkey-Standard Lighting Control | Small Industrial | Miscellaneous | Winter Morning | MW of Load | 1 | 2032 | 0.06474
ENS | Alternate Scenario | C&I Curtailment | C&I Curtailment-Turnkey-Standard Lighting Control | Small Industrial | Offices | Winter Morning | MW of Load | 1 | 2032 | 0.00034954
ENS | Alternate Scenario | C&I Curtailment | C&I Curtailment-Turnkey-Standard Lighting Control | Small Industrial | Retail Trade | Winter Morning | MW of Load | 1 | 2032 | 0.0038247
ENS | Alternate Scenario | C&I Curtailment | C&I Curtailment-Turnkey-Standard Lighting Control | Small Industrial | Services | Winter Morning | MW of Load | 1 | 2032 | 0.0012083
ENS | Alternate Scenario | C&I Curtailment | C&I Curtailment-Turnkey-Water Heating Control | Small Industrial | Miscellaneous | Winter Morning | MW of Load | 1 | 2032 | 0.0054659
ENS | Alternate Scenario | C&I Curtailment | C&I Curtailment-Turnkey-Water Heating Control | Small Industrial | Offices | Winter Morning | MW of Load | 1 | 2032 | 2.7705e-05
ENS | Alternate Scenario | C&I Curtailment | C&I Curtailment-Turnkey-Water Heating Control | Small Industrial | Retail Trade | Winter Morning | MW of Load | 1 | 2032 | 0.00052794
ENS | Alternate Scenario | C&I Curtailment | C&I Curtailment-Turnkey-Water Heating Control | Small Industrial | Services | Winter Morning | MW of Load | 1 | 2032 | 0.00016679
ENS | Alternate Scenario | C&I Curtailment | C&I Curtailment-Turnkey-Other | Small Industrial | Miscellaneous | Winter Morning | MW of Load | 1 | 2032 | 0.083822
ENS | Alternate Scenario | C&I Curtailment | C&I Curtailment-Turnkey-Other | Small Industrial | Offices | Winter Morning | MW of Load | 1 | 2032 | 0.00052305
ENS | Alternate Scenario | C&I Curtailment | C&I Curtailment-Turnkey-Other | Small Industrial | Retail Trade | Winter Morning | MW of Load | 1 | 2032 | 0.0057992
ENS | Alternate Scenario | C&I Curtailment | C&I Curtailment-Turnkey-Other | Small Industrial | Services | Winter Morning | MW of Load | 1 | 2032 | 0.0018321
ENS | Alternate Scenario | C&I Curtailment | C&I Curtailment-Turnkey-Industrial | Small Industrial | Manufacturing | Winter Morning | MW of Load | 1 | 2032 | 0.019925
ENS | Alternate Scenario | C&I Curtailment | C&I Curtailment-Turnkey-Manual HVAC Control | Small Industrial | Miscellaneous | Winter Evening | MW of Load | 1 | 2032 | 0.28723
ENS | Alternate Scenario | C&I Curtailment | C&I Curtailment-Turnkey-Manual HVAC Control | Small Industrial | Offices | Winter Evening | MW of Load | 1 | 2032 | 0.0036807
ENS | Alternate Scenario | C&I Curtailment | C&I Curtailment-Turnkey-Manual HVAC Control | Small Industrial | Retail Trade | Winter Evening | MW of Load | 1 | 2032 | 0.012132
ENS | Alternate Scenario | C&I Curtailment | C&I Curtailment-Turnkey-Manual HVAC Control | Small Industrial | Services | Winter Evening | MW of Load | 1 | 2032 | 0.0038327
ENS | Alternate Scenario | C&I Curtailment | C&I Curtailment-Turnkey-Auto-DR HVAC Control | Small Industrial | Miscellaneous | Winter Evening | MW of Load | 1 | 2032 | 0.035602
ENS | Alternate Scenario | C&I Curtailment | C&I Curtailment-Turnkey-Auto-DR HVAC Control | Small Industrial | Offices | Winter Evening | MW of Load | 1 | 2032 | 0.00045623
ENS | Alternate Scenario | C&I Curtailment | C&I Curtailment-Turnkey-Auto-DR HVAC Control | Small Industrial | Retail Trade | Winter Evening | MW of Load | 1 | 2032 | 0.0015037
ENS | Alternate Scenario | C&I Curtailment | C&I Curtailment-Turnkey-Auto-DR HVAC Control | Small Industrial | Services | Winter Evening | MW of Load | 1 | 2032 | 0.00047507
ENS | Alternate Scenario | C&I Curtailment | C&I Curtailment-Turnkey-Standard Lighting Control | Small Industrial | Miscellaneous | Winter Evening | MW of Load | 1 | 2032 | 0.088872
ENS | Alternate Scenario | C&I Curtailment | C&I Curtailment-Turnkey-Standard Lighting Control | Small Industrial | Offices | Winter Evening | MW of Load | 1 | 2032 | 0.00047984
ENS | Alternate Scenario | C&I Curtailment | C&I Curtailment-Turnkey-Standard Lighting Control | Small Industrial | Retail Trade | Winter Evening | MW of Load | 1 | 2032 | 0.0052503
ENS | Alternate Scenario | C&I Curtailment | C&I Curtailment-Turnkey-Standard Lighting Control | Small Industrial | Services | Winter Evening | MW of Load | 1 | 2032 | 0.0016587
ENS | Alternate Scenario | C&I Curtailment | C&I Curtailment-Turnkey-Water Heating Control | Small Industrial | Miscellaneous | Winter Evening | MW of Load | 1 | 2032 | 0.0075033
ENS | Alternate Scenario | C&I Curtailment | C&I Curtailment-Turnkey-Water Heating Control | Small Industrial | Offices | Winter Evening | MW of Load | 1 | 2032 | 3.8032e-05
ENS | Alternate Scenario | C&I Curtailment | C&I Curtailment-Turnkey-Water Heating Control | Small Industrial | Retail Trade | Winter Evening | MW of Load | 1 | 2032 | 0.00072474
ENS | Alternate Scenario | C&I Curtailment | C&I Curtailment-Turnkey-Water Heating Control | Small Industrial | Services | Winter Evening | MW of Load | 1 | 2032 | 0.00022896
ENS | Alternate Scenario | C&I Curtailment | C&I Curtailment-Turnkey-Other | Small Industrial | Miscellaneous | Winter Evening | MW of Load | 1 | 2032 | 0.11507
ENS | Alternate Scenario | C&I Curtailment | C&I Curtailment-Turnkey-Other | Small Industrial | Offices | Winter Evening | MW of Load | 1 | 2032 | 0.00071802
ENS | Alternate Scenario | C&I Curtailment | C&I Curtailment-Turnkey-Other | Small Industrial | Retail Trade | Winter Evening | MW of Load | 1 | 2032 | 0.0079609
ENS | Alternate Scenario | C&I Curtailment | C&I Curtailment-Turnkey-Other | Small Industrial | Services | Winter Evening | MW of Load | 1 | 2032 | 0.002515
ENS | Alternate Scenario | C&I Curtailment | C&I Curtailment-Turnkey-Industrial | Small Industrial | Manufacturing | Winter Evening | MW of Load | 1 | 2032 | 0.027352
ENS | Alternate Scenario | C&I Curtailment | C&I Curtailment-Turnkey-Manual HVAC Control | Medium Industrial | Miscellaneous | Winter Morning | MW of Load | 1 | 2032 | 4.0017
ENS | Alternate Scenario | C&I Curtailment | C&I Curtailment-Turnkey-Manual HVAC Control | Medium Industrial | Offices | Winter Morning | MW of Load | 1 | 2032 | 0.064551
ENS | Alternate Scenario | C&I Curtailment | C&I Curtailment-Turnkey-Manual HVAC Control | Medium Industrial | Retail Trade | Winter Morning | MW of Load | 1 | 2032 | 0.88425
ENS | Alternate Scenario | C&I Curtailment | C&I Curtailment-Turnkey-Manual HVAC Control | Medium Industrial | Services | Winter Morning | MW of Load | 1 | 2032 | 0.040717
ENS | Alternate Scenario | C&I Curtailment | C&I Curtailment-Turnkey-Auto-DR HVAC Control | Medium Industrial | Miscellaneous | Winter Morning | MW of Load | 1 | 2032 | 0.49601
ENS | Alternate Scenario | C&I Curtailment | C&I Curtailment-Turnkey-Auto-DR HVAC Control | Medium Industrial | Offices | Winter Morning | MW of Load | 1 | 2032 | 0.0080012
ENS | Alternate Scenario | C&I Curtailment | C&I Curtailment-Turnkey-Auto-DR HVAC Control | Medium Industrial | Retail Trade | Winter Morning | MW of Load | 1 | 2032 | 0.1096
ENS | Alternate Scenario | C&I Curtailment | C&I Curtailment-Turnkey-Auto-DR HVAC Control | Medium Industrial | Services | Winter Morning | MW of Load | 1 | 2032 | 0.0050469
ENS | Alternate Scenario | C&I Curtailment | C&I Curtailment-Turnkey-Standard Lighting Control | Medium Industrial | Miscellaneous | Winter Morning | MW of Load | 1 | 2032 | 1.2382
ENS | Alternate Scenario | C&I Curtailment | C&I Curtailment-Turnkey-Standard Lighting Control | Medium Industrial | Offices | Winter Morning | MW of Load | 1 | 2032 | 0.0084152
ENS | Alternate Scenario | C&I Curtailment | C&I Curtailment-Turnkey-Standard Lighting Control | Medium Industrial | Retail Trade | Winter Morning | MW of Load | 1 | 2032 | 0.38268
ENS | Alternate Scenario | C&I Curtailment | C&I Curtailment-Turnkey-Standard Lighting Control | Medium Industrial | Services | Winter Morning | MW of Load | 1 | 2032 | 0.017621
ENS | Alternate Scenario | C&I Curtailment | C&I Curtailment-Turnkey-Water Heating Control | Medium Industrial | Miscellaneous | Winter Morning | MW of Load | 1 | 2032 | 0.10454
ENS | Alternate Scenario | C&I Curtailment | C&I Curtailment-Turnkey-Water Heating Control | Medium Industrial | Offices | Winter Morning | MW of Load | 1 | 2032 | 0.000667
ENS | Alternate Scenario | C&I Curtailment | C&I Curtailment-Turnkey-Water Heating Control | Medium Industrial | Retail Trade | Winter Morning | MW of Load | 1 | 2032 | 0.052824
ENS | Alternate Scenario | C&I Curtailment | C&I Curtailment-Turnkey-Water Heating Control | Medium Industrial | Services | Winter Morning | MW of Load | 1 | 2032 | 0.0024324
ENS | Alternate Scenario | C&I Curtailment | C&I Curtailment-Turnkey-Other | Medium Industrial | Miscellaneous | Winter Morning | MW of Load | 1 | 2032 | 1.6031
ENS | Alternate Scenario | C&I Curtailment | C&I Curtailment-Turnkey-Other | Medium Industrial | Offices | Winter Morning | MW of Load | 1 | 2032 | 0.012592
ENS | Alternate Scenario | C&I Curtailment | C&I Curtailment-Turnkey-Other | Medium Industrial | Retail Trade | Winter Morning | MW of Load | 1 | 2032 | 0.58024
ENS | Alternate Scenario | C&I Curtailment | C&I Curtailment-Turnkey-Other | Medium Industrial | Services | Winter Morning | MW of Load | 1 | 2032 | 0.026718
ENS | Alternate Scenario | C&I Curtailment | C&I Curtailment-Turnkey-Manual HVAC Control | Medium Industrial | Miscellaneous | Winter Evening | MW of Load | 1 | 2032 | 3.871
ENS | Alternate Scenario | C&I Curtailment | C&I Curtailment-Turnkey-Manual HVAC Control | Medium Industrial | Offices | Winter Evening | MW of Load | 1 | 2032 | 0.062443
ENS | Alternate Scenario | C&I Curtailment | C&I Curtailment-Turnkey-Manual HVAC Control | Medium Industrial | Retail Trade | Winter Evening | MW of Load | 1 | 2032 | 0.85537
ENS | Alternate Scenario | C&I Curtailment | C&I Curtailment-Turnkey-Manual HVAC Control | Medium Industrial | Services | Winter Evening | MW of Load | 1 | 2032 | 0.039387
ENS | Alternate Scenario | C&I Curtailment | C&I Curtailment-Turnkey-Auto-DR HVAC Control | Medium Industrial | Miscellaneous | Winter Evening | MW of Load | 1 | 2032 | 0.47981
ENS | Alternate Scenario | C&I Curtailment | C&I Curtailment-Turnkey-Auto-DR HVAC Control | Medium Industrial | Offices | Winter Evening | MW of Load | 1 | 2032 | 0.0077399
ENS | Alternate Scenario | C&I Curtailment | C&I Curtailment-Turnkey-Auto-DR HVAC Control | Medium Industrial | Retail Trade | Winter Evening | MW of Load | 1 | 2032 | 0.10602
ENS | Alternate Scenario | C&I Curtailment | C&I Curtailment-Turnkey-Auto-DR HVAC Control | Medium Industrial | Services | Winter Evening | MW of Load | 1 | 2032 | 0.0048821
ENS | Alternate Scenario | C&I Curtailment | C&I Curtailment-Turnkey-Standard Lighting Control | Medium Industrial | Miscellaneous | Winter Evening | MW of Load | 1 | 2032 | 1.1977
ENS | Alternate Scenario | C&I Curtailment | C&I Curtailment-Turnkey-Standard Lighting Control | Medium Industrial | Offices | Winter Evening | MW of Load | 1 | 2032 | 0.0081404
ENS | Alternate Scenario | C&I Curtailment | C&I Curtailment-Turnkey-Standard Lighting Control | Medium Industrial | Retail Trade | Winter Evening | MW of Load | 1 | 2032 | 0.37018
ENS | Alternate Scenario | C&I Curtailment | C&I Curtailment-Turnkey-Standard Lighting Control | Medium Industrial | Services | Winter Evening | MW of Load | 1 | 2032 | 0.017046
ENS | Alternate Scenario | C&I Curtailment | C&I Curtailment-Turnkey-Water Heating Control | Medium Industrial | Miscellaneous | Winter Evening | MW of Load | 1 | 2032 | 0.10112
ENS | Alternate Scenario | C&I Curtailment | C&I Curtailment-Turnkey-Water Heating Control | Medium Industrial | Offices | Winter Evening | MW of Load | 1 | 2032 | 0.00064521
ENS | Alternate Scenario | C&I Curtailment | C&I Curtailment-Turnkey-Water Heating Control | Medium Industrial | Retail Trade | Winter Evening | MW of Load | 1 | 2032 | 0.051099
ENS | Alternate Scenario | C&I Curtailment | C&I Curtailment-Turnkey-Water Heating Control | Medium Industrial | Services | Winter Evening | MW of Load | 1 | 2032 | 0.0023529
ENS | Alternate Scenario | C&I Curtailment | C&I Curtailment-Turnkey-Other | Medium Industrial | Miscellaneous | Winter Evening | MW of Load | 1 | 2032 | 1.5508
ENS | Alternate Scenario | C&I Curtailment | C&I Curtailment-Turnkey-Other | Medium Industrial | Offices | Winter Evening | MW of Load | 1 | 2032 | 0.012181
ENS | Alternate Scenario | C&I Curtailment | C&I Curtailment-Turnkey-Other | Medium Industrial | Retail Trade | Winter Evening | MW of Load | 1 | 2032 | 0.5613
ENS | Alternate Scenario | C&I Curtailment | C&I Curtailment-Turnkey-Other | Medium Industrial | Services | Winter Evening | MW of Load | 1 | 2032 | 0.025846
ENS | Alternate Scenario | C&I Curtailment | C&I Curtailment-Turnkey-Manual HVAC Control | Large Industrial | Miscellaneous | Winter Morning | MW of Load | 1 | 2032 | 0.083314
ENS | Alternate Scenario | C&I Curtailment | C&I Curtailment-Turnkey-Auto-DR HVAC Control | Large Industrial | Miscellaneous | Winter Morning | MW of Load | 1 | 2032 | 0.010327
ENS | Alternate Scenario | C&I Curtailment | C&I Curtailment-Turnkey-Standard Lighting Control | Large Industrial | Miscellaneous | Winter Morning | MW of Load | 1 | 2032 | 0.036016
ENS | Alternate Scenario | C&I Curtailment | C&I Curtailment-Turnkey-Water Heating Control | Large Industrial | Miscellaneous | Winter Morning | MW of Load | 1 | 2032 | 0.001829
ENS | Alternate Scenario | C&I Curtailment | C&I Curtailment-Turnkey-Other | Large Industrial | Miscellaneous | Winter Morning | MW of Load | 1 | 2032 | 0.039092
ENS | Alternate Scenario | C&I Curtailment | C&I Curtailment-Turnkey-Industrial | Large Industrial | Manufacturing | Winter Morning | MW of Load | 1 | 2032 | 0.0076296
ENS | Alternate Scenario | C&I Curtailment | C&I Curtailment-Turnkey-Manual HVAC Control | Large Industrial | Miscellaneous | Winter Evening | MW of Load | 1 | 2032 | 0.082818
ENS | Alternate Scenario | C&I Curtailment | C&I Curtailment-Turnkey-Auto-DR HVAC Control | Large Industrial | Miscellaneous | Winter Evening | MW of Load | 1 | 2032 | 0.010265
ENS | Alternate Scenario | C&I Curtailment | C&I Curtailment-Turnkey-Standard Lighting Control | Large Industrial | Miscellaneous | Winter Evening | MW of Load | 1 | 2032 | 0.035801
ENS | Alternate Scenario | C&I Curtailment | C&I Curtailment-Turnkey-Water Heating Control | Large Industrial | Miscellaneous | Winter Evening | MW of Load | 1 | 2032 | 0.0018181
ENS | Alternate Scenario | C&I Curtailment | C&I Curtailment-Turnkey-Other | Large Industrial | Miscellaneous | Winter Evening | MW of Load | 1 | 2032 | 0.038859
ENS | Alternate Scenario | C&I Curtailment | C&I Curtailment-Turnkey-Industrial | Large Industrial | Manufacturing | Winter Evening | MW of Load | 1 | 2032 | 0.0075841
ENS | Alternate Scenario | C&I Loadshift to BUGs | C&I Loadshift to BUGs | Large General | Miscellaneous | Winter Morning | MW of Load | 1 | 2032 | 2.777
ENS | Alternate Scenario | C&I Loadshift to BUGs | C&I Loadshift to BUGs | Large General | Miscellaneous | Winter Evening | MW of Load | 1 | 2032 | 2.3886
ENS | Alternate Scenario | C&I Loadshift to BUGs | C&I Loadshift to BUGs | Small Industrial | Miscellaneous | Winter Morning | MW of Load | 1 | 2032 | 0.78271
ENS | Alternate Scenario | C&I Loadshift to BUGs | C&I Loadshift to BUGs | Small Industrial | Miscellaneous | Winter Evening | MW of Load | 1 | 2032 | 1.0745
ENS | Alternate Scenario | C&I Loadshift to BUGs | C&I Loadshift to BUGs | Medium Industrial | Manufacturing | Winter Morning | MW of Load | 1 | 2032 | 0.5429
ENS | Alternate Scenario | C&I Loadshift to BUGs | C&I Loadshift to BUGs | Medium Industrial | Miscellaneous | Winter Morning | MW of Load | 1 | 2032 | 2.3562
ENS | Alternate Scenario | C&I Loadshift to BUGs | C&I Loadshift to BUGs | Medium Industrial | Manufacturing | Winter Evening | MW of Load | 1 | 2032 | 0.52517
ENS | Alternate Scenario | C&I Loadshift to BUGs | C&I Loadshift to BUGs | Medium Industrial | Miscellaneous | Winter Evening | MW of Load | 1 | 2032 | 2.2792
ENS | Alternate Scenario | Dynamic Pricing | Dynamic Pricing with enabling tech. | Small General | Manufacturing | Winter Morning | MW of Load | 1 | 2032 | 0.0067789
ENS | Alternate Scenario | Dynamic Pricing | Dynamic Pricing with enabling tech. | Small General | Manufacturing | Winter Evening | MW of Load | 1 | 2032 | 0.0078685
ENS | Alternate Scenario | Dynamic Pricing | Dynamic Pricing with enabling tech. | Residential Charitable | Residential LI | Winter Morning | MW of Load | 1 | 2032 | 2.8831
ENS | Alternate Scenario | Dynamic Pricing | Dynamic Pricing with enabling tech. | Residential Charitable | Residential Market Rate | Winter Morning | MW of Load | 1 | 2032 | 16.4666
ENS | Alternate Scenario | Dynamic Pricing | Dynamic Pricing with enabling tech. | Residential Charitable | Residential LI | Winter Evening | MW of Load | 1 | 2032 | 3.2821
ENS | Alternate Scenario | Dynamic Pricing | Dynamic Pricing with enabling tech. | Residential Charitable | Residential Market Rate | Winter Evening | MW of Load | 1 | 2032 | 18.7455
ENS | Alternate Scenario | Behavioral DR | Behavioral DR | Residential Charitable | Residential LI | Winter Morning | MW of Load | 1 | 2032 | 0.34395
ENS | Alternate Scenario | Behavioral DR | Behavioral DR | Residential Charitable | Residential Market Rate | Winter Morning | MW of Load | 1 | 2032 | 1.9644
ENS | Alternate Scenario | Behavioral DR | Behavioral DR | Residential Charitable | Residential LI | Winter Evening | MW of Load | 1 | 2032 | 0.39155
ENS | Alternate Scenario | Behavioral DR | Behavioral DR | Residential Charitable | Residential Market Rate | Winter Evening | MW of Load | 1 | 2032 | 2.2363
ENS | Alternate Scenario | Time-of-Use Rates (TOU) | Time-of-Use Rates (TOU) | Residential Charitable | Residential LI | Winter Morning | MW of Load | 0 | 2032 | 0.30096
ENS | Alternate Scenario | Time-of-Use Rates (TOU) | Time-of-Use Rates (TOU) | Residential Charitable | Residential Market Rate | Winter Morning | MW of Load | 0 | 2032 | 1.7189
ENS | Alternate Scenario | Time-of-Use Rates (TOU) | Time-of-Use Rates (TOU) | Residential Charitable | Residential LI | Winter Evening | MW of Load | 0 | 2032 | 0.34261
ENS | Alternate Scenario | Time-of-Use Rates (TOU) | Time-of-Use Rates (TOU) | Residential Charitable | Residential Market Rate | Winter Evening | MW of Load | 0 | 2032 | 1.9568
ENS | Alternate Scenario | C&I Curtailment | C&I Curtailment-Turnkey-Manual HVAC Control | General | Miscellaneous | Winter Morning | MW of Load | 1 | 2033 | 1.5573
ENS | Alternate Scenario | C&I Curtailment | C&I Curtailment-Turnkey-Manual HVAC Control | General | Offices | Winter Morning | MW of Load | 1 | 2033 | 0.10702
ENS | Alternate Scenario | C&I Curtailment | C&I Curtailment-Turnkey-Manual HVAC Control | General | Retail Trade | Winter Morning | MW of Load | 1 | 2033 | 0.35768
ENS | Alternate Scenario | C&I Curtailment | C&I Curtailment-Turnkey-Manual HVAC Control | General | Services | Winter Morning | MW of Load | 1 | 2033 | 0.23126
ENS | Alternate Scenario | C&I Curtailment | C&I Curtailment-Turnkey-Auto-DR HVAC Control | General | Miscellaneous | Winter Morning | MW of Load | 1 | 2033 | 0.24128
ENS | Alternate Scenario | C&I Curtailment | C&I Curtailment-Turnkey-Auto-DR HVAC Control | General | Offices | Winter Morning | MW of Load | 1 | 2033 | 0.016581
ENS | Alternate Scenario | C&I Curtailment | C&I Curtailment-Turnkey-Auto-DR HVAC Control | General | Retail Trade | Winter Morning | MW of Load | 1 | 2033 | 0.055418
ENS | Alternate Scenario | C&I Curtailment | C&I Curtailment-Turnkey-Auto-DR HVAC Control | General | Services | Winter Morning | MW of Load | 1 | 2033 | 0.035831
ENS | Alternate Scenario | C&I Curtailment | C&I Curtailment-Turnkey-Standard Lighting Control | General | Miscellaneous | Winter Morning | MW of Load | 1 | 2033 | 0.64824
ENS | Alternate Scenario | C&I Curtailment | C&I Curtailment-Turnkey-Standard Lighting Control | General | Offices | Winter Morning | MW of Load | 1 | 2033 | 0.012726
ENS | Alternate Scenario | C&I Curtailment | C&I Curtailment-Turnkey-Standard Lighting Control | General | Retail Trade | Winter Morning | MW of Load | 1 | 2033 | 0.1425
ENS | Alternate Scenario | C&I Curtailment | C&I Curtailment-Turnkey-Standard Lighting Control | General | Services | Winter Morning | MW of Load | 1 | 2033 | 0.092255
ENS | Alternate Scenario | C&I Curtailment | C&I Curtailment-Turnkey-Water Heating Control | General | Miscellaneous | Winter Morning | MW of Load | 1 | 2033 | 0.043464
ENS | Alternate Scenario | C&I Curtailment | C&I Curtailment-Turnkey-Water Heating Control | General | Offices | Winter Morning | MW of Load | 1 | 2033 | 0.0011541
ENS | Alternate Scenario | C&I Curtailment | C&I Curtailment-Turnkey-Water Heating Control | General | Retail Trade | Winter Morning | MW of Load | 1 | 2033 | 0.023438
ENS | Alternate Scenario | C&I Curtailment | C&I Curtailment-Turnkey-Water Heating Control | General | Services | Winter Morning | MW of Load | 1 | 2033 | 0.015134
ENS | Alternate Scenario | C&I Curtailment | C&I Curtailment-Turnkey-Other | General | Miscellaneous | Winter Morning | MW of Load | 1 | 2033 | 0.75911
ENS | Alternate Scenario | C&I Curtailment | C&I Curtailment-Turnkey-Other | General | Offices | Winter Morning | MW of Load | 1 | 2033 | 0.020646
ENS | Alternate Scenario | C&I Curtailment | C&I Curtailment-Turnkey-Other | General | Retail Trade | Winter Morning | MW of Load | 1 | 2033 | 0.24078
ENS | Alternate Scenario | C&I Curtailment | C&I Curtailment-Turnkey-Other | General | Services | Winter Morning | MW of Load | 1 | 2033 | 0.15562
ENS | Alternate Scenario | C&I Curtailment | C&I Curtailment-Turnkey-Manual HVAC Control | General | Miscellaneous | Winter Evening | MW of Load | 1 | 2033 | 1.8233
ENS | Alternate Scenario | C&I Curtailment | C&I Curtailment-Turnkey-Manual HVAC Control | General | Offices | Winter Evening | MW of Load | 1 | 2033 | 0.1253
ENS | Alternate Scenario | C&I Curtailment | C&I Curtailment-Turnkey-Manual HVAC Control | General | Retail Trade | Winter Evening | MW of Load | 1 | 2033 | 0.41878
ENS | Alternate Scenario | C&I Curtailment | C&I Curtailment-Turnkey-Manual HVAC Control | General | Services | Winter Evening | MW of Load | 1 | 2033 | 0.27077
ENS | Alternate Scenario | C&I Curtailment | C&I Curtailment-Turnkey-Auto-DR HVAC Control | General | Miscellaneous | Winter Evening | MW of Load | 1 | 2033 | 0.2825
ENS | Alternate Scenario | C&I Curtailment | C&I Curtailment-Turnkey-Auto-DR HVAC Control | General | Offices | Winter Evening | MW of Load | 1 | 2033 | 0.019414
ENS | Alternate Scenario | C&I Curtailment | C&I Curtailment-Turnkey-Auto-DR HVAC Control | General | Retail Trade | Winter Evening | MW of Load | 1 | 2033 | 0.064886
ENS | Alternate Scenario | C&I Curtailment | C&I Curtailment-Turnkey-Auto-DR HVAC Control | General | Services | Winter Evening | MW of Load | 1 | 2033 | 0.041953
ENS | Alternate Scenario | C&I Curtailment | C&I Curtailment-Turnkey-Standard Lighting Control | General | Miscellaneous | Winter Evening | MW of Load | 1 | 2033 | 0.75899
ENS | Alternate Scenario | C&I Curtailment | C&I Curtailment-Turnkey-Standard Lighting Control | General | Offices | Winter Evening | MW of Load | 1 | 2033 | 0.0149
ENS | Alternate Scenario | C&I Curtailment | C&I Curtailment-Turnkey-Standard Lighting Control | General | Retail Trade | Winter Evening | MW of Load | 1 | 2033 | 0.16684
ENS | Alternate Scenario | C&I Curtailment | C&I Curtailment-Turnkey-Standard Lighting Control | General | Services | Winter Evening | MW of Load | 1 | 2033 | 0.10802
ENS | Alternate Scenario | C&I Curtailment | C&I Curtailment-Turnkey-Water Heating Control | General | Miscellaneous | Winter Evening | MW of Load | 1 | 2033 | 0.050889
ENS | Alternate Scenario | C&I Curtailment | C&I Curtailment-Turnkey-Water Heating Control | General | Offices | Winter Evening | MW of Load | 1 | 2033 | 0.0013512
ENS | Alternate Scenario | C&I Curtailment | C&I Curtailment-Turnkey-Water Heating Control | General | Retail Trade | Winter Evening | MW of Load | 1 | 2033 | 0.027442
ENS | Alternate Scenario | C&I Curtailment | C&I Curtailment-Turnkey-Water Heating Control | General | Services | Winter Evening | MW of Load | 1 | 2033 | 0.017719
ENS | Alternate Scenario | C&I Curtailment | C&I Curtailment-Turnkey-Other | General | Miscellaneous | Winter Evening | MW of Load | 1 | 2033 | 0.88879
ENS | Alternate Scenario | C&I Curtailment | C&I Curtailment-Turnkey-Other | General | Offices | Winter Evening | MW of Load | 1 | 2033 | 0.024173
ENS | Alternate Scenario | C&I Curtailment | C&I Curtailment-Turnkey-Other | General | Retail Trade | Winter Evening | MW of Load | 1 | 2033 | 0.28192
ENS | Alternate Scenario | C&I Curtailment | C&I Curtailment-Turnkey-Other | General | Services | Winter Evening | MW of Load | 1 | 2033 | 0.18221
ENS | Alternate Scenario | C&I Curtailment | C&I Curtailment-Turnkey-Manual HVAC Control | Large General | Miscellaneous | Winter Morning | MW of Load | 1 | 2033 | 1.2429
ENS | Alternate Scenario | C&I Curtailment | C&I Curtailment-Turnkey-Manual HVAC Control | Large General | Retail Trade | Winter Morning | MW of Load | 1 | 2033 | 0.051821
ENS | Alternate Scenario | C&I Curtailment | C&I Curtailment-Turnkey-Manual HVAC Control | Large General | Services | Winter Morning | MW of Load | 1 | 2033 | 0.082985
ENS | Alternate Scenario | C&I Curtailment | C&I Curtailment-Turnkey-Auto-DR HVAC Control | Large General | Miscellaneous | Winter Morning | MW of Load | 1 | 2033 | 0.19257
ENS | Alternate Scenario | C&I Curtailment | C&I Curtailment-Turnkey-Auto-DR HVAC Control | Large General | Retail Trade | Winter Morning | MW of Load | 1 | 2033 | 0.008029
ENS | Alternate Scenario | C&I Curtailment | C&I Curtailment-Turnkey-Auto-DR HVAC Control | Large General | Services | Winter Morning | MW of Load | 1 | 2033 | 0.012858
ENS | Alternate Scenario | C&I Curtailment | C&I Curtailment-Turnkey-Standard Lighting Control | Large General | Miscellaneous | Winter Morning | MW of Load | 1 | 2033 | 0.53729
ENS | Alternate Scenario | C&I Curtailment | C&I Curtailment-Turnkey-Standard Lighting Control | Large General | Retail Trade | Winter Morning | MW of Load | 1 | 2033 | 0.020511
ENS | Alternate Scenario | C&I Curtailment | C&I Curtailment-Turnkey-Standard Lighting Control | Large General | Services | Winter Morning | MW of Load | 1 | 2033 | 0.032845
ENS | Alternate Scenario | C&I Curtailment | C&I Curtailment-Turnkey-Water Heating Control | Large General | Miscellaneous | Winter Morning | MW of Load | 1 | 2033 | 0.027285
ENS | Alternate Scenario | C&I Curtailment | C&I Curtailment-Turnkey-Water Heating Control | Large General | Retail Trade | Winter Morning | MW of Load | 1 | 2033 | 0.0034184
ENS | Alternate Scenario | C&I Curtailment | C&I Curtailment-Turnkey-Water Heating Control | Large General | Services | Winter Morning | MW of Load | 1 | 2033 | 0.0054741
ENS | Alternate Scenario | C&I Curtailment | C&I Curtailment-Turnkey-Other | Large General | Miscellaneous | Winter Morning | MW of Load | 1 | 2033 | 0.58318
ENS | Alternate Scenario | C&I Curtailment | C&I Curtailment-Turnkey-Other | Large General | Retail Trade | Winter Morning | MW of Load | 1 | 2033 | 0.034951
ENS | Alternate Scenario | C&I Curtailment | C&I Curtailment-Turnkey-Other | Large General | Services | Winter Morning | MW of Load | 1 | 2033 | 0.055971
ENS | Alternate Scenario | C&I Curtailment | C&I Curtailment-Turnkey-Manual HVAC Control | Large General | Miscellaneous | Winter Evening | MW of Load | 1 | 2033 | 1.0691
ENS | Alternate Scenario | C&I Curtailment | C&I Curtailment-Turnkey-Manual HVAC Control | Large General | Retail Trade | Winter Evening | MW of Load | 1 | 2033 | 0.044574
ENS | Alternate Scenario | C&I Curtailment | C&I Curtailment-Turnkey-Manual HVAC Control | Large General | Services | Winter Evening | MW of Load | 1 | 2033 | 0.071381
ENS | Alternate Scenario | C&I Curtailment | C&I Curtailment-Turnkey-Auto-DR HVAC Control | Large General | Miscellaneous | Winter Evening | MW of Load | 1 | 2033 | 0.16564
ENS | Alternate Scenario | C&I Curtailment | C&I Curtailment-Turnkey-Auto-DR HVAC Control | Large General | Retail Trade | Winter Evening | MW of Load | 1 | 2033 | 0.0069062
ENS | Alternate Scenario | C&I Curtailment | C&I Curtailment-Turnkey-Auto-DR HVAC Control | Large General | Services | Winter Evening | MW of Load | 1 | 2033 | 0.01106
ENS | Alternate Scenario | C&I Curtailment | C&I Curtailment-Turnkey-Standard Lighting Control | Large General | Miscellaneous | Winter Evening | MW of Load | 1 | 2033 | 0.46216
ENS | Alternate Scenario | C&I Curtailment | C&I Curtailment-Turnkey-Standard Lighting Control | Large General | Retail Trade | Winter Evening | MW of Load | 1 | 2033 | 0.017642
ENS | Alternate Scenario | C&I Curtailment | C&I Curtailment-Turnkey-Standard Lighting Control | Large General | Services | Winter Evening | MW of Load | 1 | 2033 | 0.028252
ENS | Alternate Scenario | C&I Curtailment | C&I Curtailment-Turnkey-Water Heating Control | Large General | Miscellaneous | Winter Evening | MW of Load | 1 | 2033 | 0.02347
ENS | Alternate Scenario | C&I Curtailment | C&I Curtailment-Turnkey-Water Heating Control | Large General | Retail Trade | Winter Evening | MW of Load | 1 | 2033 | 0.0029403
ENS | Alternate Scenario | C&I Curtailment | C&I Curtailment-Turnkey-Water Heating Control | Large General | Services | Winter Evening | MW of Load | 1 | 2033 | 0.0047086
ENS | Alternate Scenario | C&I Curtailment | C&I Curtailment-Turnkey-Other | Large General | Miscellaneous | Winter Evening | MW of Load | 1 | 2033 | 0.50163
ENS | Alternate Scenario | C&I Curtailment | C&I Curtailment-Turnkey-Other | Large General | Retail Trade | Winter Evening | MW of Load | 1 | 2033 | 0.030064
ENS | Alternate Scenario | C&I Curtailment | C&I Curtailment-Turnkey-Other | Large General | Services | Winter Evening | MW of Load | 1 | 2033 | 0.048144
ENS | Alternate Scenario | C&I Curtailment | C&I Curtailment-Turnkey-Manual HVAC Control | Small Industrial | Miscellaneous | Winter Morning | MW of Load | 1 | 2033 | 0.20923
ENS | Alternate Scenario | C&I Curtailment | C&I Curtailment-Turnkey-Manual HVAC Control | Small Industrial | Offices | Winter Morning | MW of Load | 1 | 2033 | 0.0026813
ENS | Alternate Scenario | C&I Curtailment | C&I Curtailment-Turnkey-Manual HVAC Control | Small Industrial | Retail Trade | Winter Morning | MW of Load | 1 | 2033 | 0.0088375
ENS | Alternate Scenario | C&I Curtailment | C&I Curtailment-Turnkey-Manual HVAC Control | Small Industrial | Services | Winter Morning | MW of Load | 1 | 2033 | 0.002792
ENS | Alternate Scenario | C&I Curtailment | C&I Curtailment-Turnkey-Auto-DR HVAC Control | Small Industrial | Miscellaneous | Winter Morning | MW of Load | 1 | 2033 | 0.032418
ENS | Alternate Scenario | C&I Curtailment | C&I Curtailment-Turnkey-Auto-DR HVAC Control | Small Industrial | Offices | Winter Morning | MW of Load | 1 | 2033 | 0.00041543
ENS | Alternate Scenario | C&I Curtailment | C&I Curtailment-Turnkey-Auto-DR HVAC Control | Small Industrial | Retail Trade | Winter Morning | MW of Load | 1 | 2033 | 0.0013693
ENS | Alternate Scenario | C&I Curtailment | C&I Curtailment-Turnkey-Auto-DR HVAC Control | Small Industrial | Services | Winter Morning | MW of Load | 1 | 2033 | 0.00043259
ENS | Alternate Scenario | C&I Curtailment | C&I Curtailment-Turnkey-Standard Lighting Control | Small Industrial | Miscellaneous | Winter Morning | MW of Load | 1 | 2033 | 0.06474
ENS | Alternate Scenario | C&I Curtailment | C&I Curtailment-Turnkey-Standard Lighting Control | Small Industrial | Offices | Winter Morning | MW of Load | 1 | 2033 | 0.00034954
ENS | Alternate Scenario | C&I Curtailment | C&I Curtailment-Turnkey-Standard Lighting Control | Small Industrial | Retail Trade | Winter Morning | MW of Load | 1 | 2033 | 0.0038247
ENS | Alternate Scenario | C&I Curtailment | C&I Curtailment-Turnkey-Standard Lighting Control | Small Industrial | Services | Winter Morning | MW of Load | 1 | 2033 | 0.0012083
ENS | Alternate Scenario | C&I Curtailment | C&I Curtailment-Turnkey-Water Heating Control | Small Industrial | Miscellaneous | Winter Morning | MW of Load | 1 | 2033 | 0.0054659
ENS | Alternate Scenario | C&I Curtailment | C&I Curtailment-Turnkey-Water Heating Control | Small Industrial | Offices | Winter Morning | MW of Load | 1 | 2033 | 2.7705e-05
ENS | Alternate Scenario | C&I Curtailment | C&I Curtailment-Turnkey-Water Heating Control | Small Industrial | Retail Trade | Winter Morning | MW of Load | 1 | 2033 | 0.00052794
ENS | Alternate Scenario | C&I Curtailment | C&I Curtailment-Turnkey-Water Heating Control | Small Industrial | Services | Winter Morning | MW of Load | 1 | 2033 | 0.00016679
ENS | Alternate Scenario | C&I Curtailment | C&I Curtailment-Turnkey-Other | Small Industrial | Miscellaneous | Winter Morning | MW of Load | 1 | 2033 | 0.083822
ENS | Alternate Scenario | C&I Curtailment | C&I Curtailment-Turnkey-Other | Small Industrial | Offices | Winter Morning | MW of Load | 1 | 2033 | 0.00052305
ENS | Alternate Scenario | C&I Curtailment | C&I Curtailment-Turnkey-Other | Small Industrial | Retail Trade | Winter Morning | MW of Load | 1 | 2033 | 0.0057992
ENS | Alternate Scenario | C&I Curtailment | C&I Curtailment-Turnkey-Other | Small Industrial | Services | Winter Morning | MW of Load | 1 | 2033 | 0.0018321
ENS | Alternate Scenario | C&I Curtailment | C&I Curtailment-Turnkey-Industrial | Small Industrial | Manufacturing | Winter Morning | MW of Load | 1 | 2033 | 0.019925
ENS | Alternate Scenario | C&I Curtailment | C&I Curtailment-Turnkey-Manual HVAC Control | Small Industrial | Miscellaneous | Winter Evening | MW of Load | 1 | 2033 | 0.28723
ENS | Alternate Scenario | C&I Curtailment | C&I Curtailment-Turnkey-Manual HVAC Control | Small Industrial | Offices | Winter Evening | MW of Load | 1 | 2033 | 0.0036807
ENS | Alternate Scenario | C&I Curtailment | C&I Curtailment-Turnkey-Manual HVAC Control | Small Industrial | Retail Trade | Winter Evening | MW of Load | 1 | 2033 | 0.012132
ENS | Alternate Scenario | C&I Curtailment | C&I Curtailment-Turnkey-Manual HVAC Control | Small Industrial | Services | Winter Evening | MW of Load | 1 | 2033 | 0.0038327
ENS | Alternate Scenario | C&I Curtailment | C&I Curtailment-Turnkey-Auto-DR HVAC Control | Small Industrial | Miscellaneous | Winter Evening | MW of Load | 1 | 2033 | 0.044502
ENS | Alternate Scenario | C&I Curtailment | C&I Curtailment-Turnkey-Auto-DR HVAC Control | Small Industrial | Offices | Winter Evening | MW of Load | 1 | 2033 | 0.00057029
ENS | Alternate Scenario | C&I Curtailment | C&I Curtailment-Turnkey-Auto-DR HVAC Control | Small Industrial | Retail Trade | Winter Evening | MW of Load | 1 | 2033 | 0.0018797
ENS | Alternate Scenario | C&I Curtailment | C&I Curtailment-Turnkey-Auto-DR HVAC Control | Small Industrial | Services | Winter Evening | MW of Load | 1 | 2033 | 0.00059384
ENS | Alternate Scenario | C&I Curtailment | C&I Curtailment-Turnkey-Standard Lighting Control | Small Industrial | Miscellaneous | Winter Evening | MW of Load | 1 | 2033 | 0.088872
ENS | Alternate Scenario | C&I Curtailment | C&I Curtailment-Turnkey-Standard Lighting Control | Small Industrial | Offices | Winter Evening | MW of Load | 1 | 2033 | 0.00047984
ENS | Alternate Scenario | C&I Curtailment | C&I Curtailment-Turnkey-Standard Lighting Control | Small Industrial | Retail Trade | Winter Evening | MW of Load | 1 | 2033 | 0.0052503
ENS | Alternate Scenario | C&I Curtailment | C&I Curtailment-Turnkey-Standard Lighting Control | Small Industrial | Services | Winter Evening | MW of Load | 1 | 2033 | 0.0016587
ENS | Alternate Scenario | C&I Curtailment | C&I Curtailment-Turnkey-Water Heating Control | Small Industrial | Miscellaneous | Winter Evening | MW of Load | 1 | 2033 | 0.0075033
ENS | Alternate Scenario | C&I Curtailment | C&I Curtailment-Turnkey-Water Heating Control | Small Industrial | Offices | Winter Evening | MW of Load | 1 | 2033 | 3.8032e-05
ENS | Alternate Scenario | C&I Curtailment | C&I Curtailment-Turnkey-Water Heating Control | Small Industrial | Retail Trade | Winter Evening | MW of Load | 1 | 2033 | 0.00072474
ENS | Alternate Scenario | C&I Curtailment | C&I Curtailment-Turnkey-Water Heating Control | Small Industrial | Services | Winter Evening | MW of Load | 1 | 2033 | 0.00022896
ENS | Alternate Scenario | C&I Curtailment | C&I Curtailment-Turnkey-Other | Small Industrial | Miscellaneous | Winter Evening | MW of Load | 1 | 2033 | 0.11507
ENS | Alternate Scenario | C&I Curtailment | C&I Curtailment-Turnkey-Other | Small Industrial | Offices | Winter Evening | MW of Load | 1 | 2033 | 0.00071802
ENS | Alternate Scenario | C&I Curtailment | C&I Curtailment-Turnkey-Other | Small Industrial | Retail Trade | Winter Evening | MW of Load | 1 | 2033 | 0.0079609
ENS | Alternate Scenario | C&I Curtailment | C&I Curtailment-Turnkey-Other | Small Industrial | Services | Winter Evening | MW of Load | 1 | 2033 | 0.002515
ENS | Alternate Scenario | C&I Curtailment | C&I Curtailment-Turnkey-Industrial | Small Industrial | Manufacturing | Winter Evening | MW of Load | 1 | 2033 | 0.027352
ENS | Alternate Scenario | C&I Curtailment | C&I Curtailment-Turnkey-Manual HVAC Control | Medium Industrial | Miscellaneous | Winter Morning | MW of Load | 1 | 2033 | 4.0017
ENS | Alternate Scenario | C&I Curtailment | C&I Curtailment-Turnkey-Manual HVAC Control | Medium Industrial | Offices | Winter Morning | MW of Load | 1 | 2033 | 0.064551
ENS | Alternate Scenario | C&I Curtailment | C&I Curtailment-Turnkey-Manual HVAC Control | Medium Industrial | Retail Trade | Winter Morning | MW of Load | 1 | 2033 | 0.88425
ENS | Alternate Scenario | C&I Curtailment | C&I Curtailment-Turnkey-Manual HVAC Control | Medium Industrial | Services | Winter Morning | MW of Load | 1 | 2033 | 0.040717
ENS | Alternate Scenario | C&I Curtailment | C&I Curtailment-Turnkey-Auto-DR HVAC Control | Medium Industrial | Miscellaneous | Winter Morning | MW of Load | 1 | 2033 | 0.62001
ENS | Alternate Scenario | C&I Curtailment | C&I Curtailment-Turnkey-Auto-DR HVAC Control | Medium Industrial | Offices | Winter Morning | MW of Load | 1 | 2033 | 0.010001
ENS | Alternate Scenario | C&I Curtailment | C&I Curtailment-Turnkey-Auto-DR HVAC Control | Medium Industrial | Retail Trade | Winter Morning | MW of Load | 1 | 2033 | 0.137
ENS | Alternate Scenario | C&I Curtailment | C&I Curtailment-Turnkey-Auto-DR HVAC Control | Medium Industrial | Services | Winter Morning | MW of Load | 1 | 2033 | 0.0063086
ENS | Alternate Scenario | C&I Curtailment | C&I Curtailment-Turnkey-Standard Lighting Control | Medium Industrial | Miscellaneous | Winter Morning | MW of Load | 1 | 2033 | 1.2382
ENS | Alternate Scenario | C&I Curtailment | C&I Curtailment-Turnkey-Standard Lighting Control | Medium Industrial | Offices | Winter Morning | MW of Load | 1 | 2033 | 0.0084152
ENS | Alternate Scenario | C&I Curtailment | C&I Curtailment-Turnkey-Standard Lighting Control | Medium Industrial | Retail Trade | Winter Morning | MW of Load | 1 | 2033 | 0.38268
ENS | Alternate Scenario | C&I Curtailment | C&I Curtailment-Turnkey-Standard Lighting Control | Medium Industrial | Services | Winter Morning | MW of Load | 1 | 2033 | 0.017621
ENS | Alternate Scenario | C&I Curtailment | C&I Curtailment-Turnkey-Water Heating Control | Medium Industrial | Miscellaneous | Winter Morning | MW of Load | 1 | 2033 | 0.10454
ENS | Alternate Scenario | C&I Curtailment | C&I Curtailment-Turnkey-Water Heating Control | Medium Industrial | Offices | Winter Morning | MW of Load | 1 | 2033 | 0.000667
ENS | Alternate Scenario | C&I Curtailment | C&I Curtailment-Turnkey-Water Heating Control | Medium Industrial | Retail Trade | Winter Morning | MW of Load | 1 | 2033 | 0.052824
ENS | Alternate Scenario | C&I Curtailment | C&I Curtailment-Turnkey-Water Heating Control | Medium Industrial | Services | Winter Morning | MW of Load | 1 | 2033 | 0.0024324
ENS | Alternate Scenario | C&I Curtailment | C&I Curtailment-Turnkey-Other | Medium Industrial | Miscellaneous | Winter Morning | MW of Load | 1 | 2033 | 1.6031
ENS | Alternate Scenario | C&I Curtailment | C&I Curtailment-Turnkey-Other | Medium Industrial | Offices | Winter Morning | MW of Load | 1 | 2033 | 0.012592
ENS | Alternate Scenario | C&I Curtailment | C&I Curtailment-Turnkey-Other | Medium Industrial | Retail Trade | Winter Morning | MW of Load | 1 | 2033 | 0.58024
ENS | Alternate Scenario | C&I Curtailment | C&I Curtailment-Turnkey-Other | Medium Industrial | Services | Winter Morning | MW of Load | 1 | 2033 | 0.026718
ENS | Alternate Scenario | C&I Curtailment | C&I Curtailment-Turnkey-Manual HVAC Control | Medium Industrial | Miscellaneous | Winter Evening | MW of Load | 1 | 2033 | 3.871
ENS | Alternate Scenario | C&I Curtailment | C&I Curtailment-Turnkey-Manual HVAC Control | Medium Industrial | Offices | Winter Evening | MW of Load | 1 | 2033 | 0.062443
ENS | Alternate Scenario | C&I Curtailment | C&I Curtailment-Turnkey-Manual HVAC Control | Medium Industrial | Retail Trade | Winter Evening | MW of Load | 1 | 2033 | 0.85537
ENS | Alternate Scenario | C&I Curtailment | C&I Curtailment-Turnkey-Manual HVAC Control | Medium Industrial | Services | Winter Evening | MW of Load | 1 | 2033 | 0.039387
ENS | Alternate Scenario | C&I Curtailment | C&I Curtailment-Turnkey-Auto-DR HVAC Control | Medium Industrial | Miscellaneous | Winter Evening | MW of Load | 1 | 2033 | 0.59976
ENS | Alternate Scenario | C&I Curtailment | C&I Curtailment-Turnkey-Auto-DR HVAC Control | Medium Industrial | Offices | Winter Evening | MW of Load | 1 | 2033 | 0.0096748
ENS | Alternate Scenario | C&I Curtailment | C&I Curtailment-Turnkey-Auto-DR HVAC Control | Medium Industrial | Retail Trade | Winter Evening | MW of Load | 1 | 2033 | 0.13253
ENS | Alternate Scenario | C&I Curtailment | C&I Curtailment-Turnkey-Auto-DR HVAC Control | Medium Industrial | Services | Winter Evening | MW of Load | 1 | 2033 | 0.0061026
ENS | Alternate Scenario | C&I Curtailment | C&I Curtailment-Turnkey-Standard Lighting Control | Medium Industrial | Miscellaneous | Winter Evening | MW of Load | 1 | 2033 | 1.1977
ENS | Alternate Scenario | C&I Curtailment | C&I Curtailment-Turnkey-Standard Lighting Control | Medium Industrial | Offices | Winter Evening | MW of Load | 1 | 2033 | 0.0081404
ENS | Alternate Scenario | C&I Curtailment | C&I Curtailment-Turnkey-Standard Lighting Control | Medium Industrial | Retail Trade | Winter Evening | MW of Load | 1 | 2033 | 0.37018
ENS | Alternate Scenario | C&I Curtailment | C&I Curtailment-Turnkey-Standard Lighting Control | Medium Industrial | Services | Winter Evening | MW of Load | 1 | 2033 | 0.017046
ENS | Alternate Scenario | C&I Curtailment | C&I Curtailment-Turnkey-Water Heating Control | Medium Industrial | Miscellaneous | Winter Evening | MW of Load | 1 | 2033 | 0.10112
ENS | Alternate Scenario | C&I Curtailment | C&I Curtailment-Turnkey-Water Heating Control | Medium Industrial | Offices | Winter Evening | MW of Load | 1 | 2033 | 0.00064521
ENS | Alternate Scenario | C&I Curtailment | C&I Curtailment-Turnkey-Water Heating Control | Medium Industrial | Retail Trade | Winter Evening | MW of Load | 1 | 2033 | 0.051099
ENS | Alternate Scenario | C&I Curtailment | C&I Curtailment-Turnkey-Water Heating Control | Medium Industrial | Services | Winter Evening | MW of Load | 1 | 2033 | 0.0023529
ENS | Alternate Scenario | C&I Curtailment | C&I Curtailment-Turnkey-Other | Medium Industrial | Miscellaneous | Winter Evening | MW of Load | 1 | 2033 | 1.5508
ENS | Alternate Scenario | C&I Curtailment | C&I Curtailment-Turnkey-Other | Medium Industrial | Offices | Winter Evening | MW of Load | 1 | 2033 | 0.012181
ENS | Alternate Scenario | C&I Curtailment | C&I Curtailment-Turnkey-Other | Medium Industrial | Retail Trade | Winter Evening | MW of Load | 1 | 2033 | 0.5613
ENS | Alternate Scenario | C&I Curtailment | C&I Curtailment-Turnkey-Other | Medium Industrial | Services | Winter Evening | MW of Load | 1 | 2033 | 0.025846
ENS | Alternate Scenario | C&I Curtailment | C&I Curtailment-Turnkey-Manual HVAC Control | Large Industrial | Miscellaneous | Winter Morning | MW of Load | 1 | 2033 | 0.083314
ENS | Alternate Scenario | C&I Curtailment | C&I Curtailment-Turnkey-Auto-DR HVAC Control | Large Industrial | Miscellaneous | Winter Morning | MW of Load | 1 | 2033 | 0.012909
ENS | Alternate Scenario | C&I Curtailment | C&I Curtailment-Turnkey-Standard Lighting Control | Large Industrial | Miscellaneous | Winter Morning | MW of Load | 1 | 2033 | 0.036016
ENS | Alternate Scenario | C&I Curtailment | C&I Curtailment-Turnkey-Water Heating Control | Large Industrial | Miscellaneous | Winter Morning | MW of Load | 1 | 2033 | 0.001829
ENS | Alternate Scenario | C&I Curtailment | C&I Curtailment-Turnkey-Other | Large Industrial | Miscellaneous | Winter Morning | MW of Load | 1 | 2033 | 0.039092
ENS | Alternate Scenario | C&I Curtailment | C&I Curtailment-Turnkey-Industrial | Large Industrial | Manufacturing | Winter Morning | MW of Load | 1 | 2033 | 0.0076296
ENS | Alternate Scenario | C&I Curtailment | C&I Curtailment-Turnkey-Manual HVAC Control | Large Industrial | Miscellaneous | Winter Evening | MW of Load | 1 | 2033 | 0.082818
ENS | Alternate Scenario | C&I Curtailment | C&I Curtailment-Turnkey-Auto-DR HVAC Control | Large Industrial | Miscellaneous | Winter Evening | MW of Load | 1 | 2033 | 0.012832
ENS | Alternate Scenario | C&I Curtailment | C&I Curtailment-Turnkey-Standard Lighting Control | Large Industrial | Miscellaneous | Winter Evening | MW of Load | 1 | 2033 | 0.035801
ENS | Alternate Scenario | C&I Curtailment | C&I Curtailment-Turnkey-Water Heating Control | Large Industrial | Miscellaneous | Winter Evening | MW of Load | 1 | 2033 | 0.0018181
ENS | Alternate Scenario | C&I Curtailment | C&I Curtailment-Turnkey-Other | Large Industrial | Miscellaneous | Winter Evening | MW of Load | 1 | 2033 | 0.038859
ENS | Alternate Scenario | C&I Curtailment | C&I Curtailment-Turnkey-Industrial | Large Industrial | Manufacturing | Winter Evening | MW of Load | 1 | 2033 | 0.0075841
ENS | Alternate Scenario | C&I Loadshift to BUGs | C&I Loadshift to BUGs | Large General | Miscellaneous | Winter Morning | MW of Load | 1 | 2033 | 2.777
ENS | Alternate Scenario | C&I Loadshift to BUGs | C&I Loadshift to BUGs | Large General | Miscellaneous | Winter Evening | MW of Load | 1 | 2033 | 2.3886
ENS | Alternate Scenario | C&I Loadshift to BUGs | C&I Loadshift to BUGs | Small Industrial | Miscellaneous | Winter Morning | MW of Load | 1 | 2033 | 0.78271
ENS | Alternate Scenario | C&I Loadshift to BUGs | C&I Loadshift to BUGs | Small Industrial | Miscellaneous | Winter Evening | MW of Load | 1 | 2033 | 1.0745
ENS | Alternate Scenario | C&I Loadshift to BUGs | C&I Loadshift to BUGs | Medium Industrial | Manufacturing | Winter Morning | MW of Load | 1 | 2033 | 0.5429
ENS | Alternate Scenario | C&I Loadshift to BUGs | C&I Loadshift to BUGs | Medium Industrial | Miscellaneous | Winter Morning | MW of Load | 1 | 2033 | 2.3562
ENS | Alternate Scenario | C&I Loadshift to BUGs | C&I Loadshift to BUGs | Medium Industrial | Manufacturing | Winter Evening | MW of Load | 1 | 2033 | 0.52517
ENS | Alternate Scenario | C&I Loadshift to BUGs | C&I Loadshift to BUGs | Medium Industrial | Miscellaneous | Winter Evening | MW of Load | 1 | 2033 | 2.2792
ENS | Alternate Scenario | Dynamic Pricing | Dynamic Pricing with enabling tech. | Small General | Manufacturing | Winter Morning | MW of Load | 1 | 2033 | 0.0067789
ENS | Alternate Scenario | Dynamic Pricing | Dynamic Pricing with enabling tech. | Small General | Manufacturing | Winter Evening | MW of Load | 1 | 2033 | 0.0078685
ENS | Alternate Scenario | Dynamic Pricing | Dynamic Pricing with enabling tech. | Residential Charitable | Residential LI | Winter Morning | MW of Load | 1 | 2033 | 2.8831
ENS | Alternate Scenario | Dynamic Pricing | Dynamic Pricing with enabling tech. | Residential Charitable | Residential Market Rate | Winter Morning | MW of Load | 1 | 2033 | 16.4666
ENS | Alternate Scenario | Dynamic Pricing | Dynamic Pricing with enabling tech. | Residential Charitable | Residential LI | Winter Evening | MW of Load | 1 | 2033 | 3.2821
ENS | Alternate Scenario | Dynamic Pricing | Dynamic Pricing with enabling tech. | Residential Charitable | Residential Market Rate | Winter Evening | MW of Load | 1 | 2033 | 18.7455
ENS | Alternate Scenario | Behavioral DR | Behavioral DR | Residential Charitable | Residential LI | Winter Morning | MW of Load | 1 | 2033 | 0.34395
ENS | Alternate Scenario | Behavioral DR | Behavioral DR | Residential Charitable | Residential Market Rate | Winter Morning | MW of Load | 1 | 2033 | 1.9644
ENS | Alternate Scenario | Behavioral DR | Behavioral DR | Residential Charitable | Residential LI | Winter Evening | MW of Load | 1 | 2033 | 0.39155
ENS | Alternate Scenario | Behavioral DR | Behavioral DR | Residential Charitable | Residential Market Rate | Winter Evening | MW of Load | 1 | 2033 | 2.2363
ENS | Alternate Scenario | Time-of-Use Rates (TOU) | Time-of-Use Rates (TOU) | Residential Charitable | Residential LI | Winter Morning | MW of Load | 0 | 2033 | 0.30096
ENS | Alternate Scenario | Time-of-Use Rates (TOU) | Time-of-Use Rates (TOU) | Residential Charitable | Residential Market Rate | Winter Morning | MW of Load | 0 | 2033 | 1.7189
ENS | Alternate Scenario | Time-of-Use Rates (TOU) | Time-of-Use Rates (TOU) | Residential Charitable | Residential LI | Winter Evening | MW of Load | 0 | 2033 | 0.34261
ENS | Alternate Scenario | Time-of-Use Rates (TOU) | Time-of-Use Rates (TOU) | Residential Charitable | Residential Market Rate | Winter Evening | MW of Load | 0 | 2033 | 1.9568
ENS | Preferred Plan | DLC-Thermostat | DLC-Thermostat-BYOT-Central Heat Pump | Residential Charitable | Residential LI | Winter Morning | MW of Load | 0 | 2025 | 0.014061
ENS | Preferred Plan | DLC-Thermostat | DLC-Thermostat-BYOT-Central Heat Pump | Residential Charitable | Residential Market Rate | Winter Morning | MW of Load | 0 | 2025 | 0.086043
ENS | Preferred Plan | DLC-Thermostat | DLC-Thermostat-DI-Baseboard Heating | Residential Charitable | Residential LI | Winter Morning | MW of Load | 0 | 2025 | 0.072648
ENS | Preferred Plan | DLC-Thermostat | DLC-Thermostat-DI-Baseboard Heating | Residential Charitable | Residential Market Rate | Winter Morning | MW of Load | 0 | 2025 | 0.69153
ENS | Preferred Plan | DLC-Thermostat | DLC-Thermostat-BYOT-Baseboard Heating | Residential Charitable | Residential LI | Winter Morning | MW of Load | 0 | 2025 | 0.0050254
ENS | Preferred Plan | DLC-Thermostat | DLC-Thermostat-BYOT-Baseboard Heating | Residential Charitable | Residential Market Rate | Winter Morning | MW of Load | 0 | 2025 | 0.047837
ENS | Preferred Plan | DLC-Thermostat | DLC-Thermostat-DI-MSHP | Residential Charitable | Residential LI | Winter Morning | MW of Load | 0 | 2025 | 0.028649
ENS | Preferred Plan | DLC-Thermostat | DLC-Thermostat-DI-MSHP | Residential Charitable | Residential Market Rate | Winter Morning | MW of Load | 0 | 2025 | 0.27271
ENS | Preferred Plan | DLC-Thermostat | DLC-Thermostat-BYOT-MSHP | Residential Charitable | Residential LI | Winter Morning | MW of Load | 0 | 2025 | 0.0050617
ENS | Preferred Plan | DLC-Thermostat | DLC-Thermostat-BYOT-MSHP | Residential Charitable | Residential Market Rate | Winter Morning | MW of Load | 0 | 2025 | 0.048182
ENS | Preferred Plan | DLC-Thermostat | DLC-Thermostat-BYOT-Central Heat Pump | Residential Charitable | Residential LI | Winter Evening | MW of Load | 0 | 2025 | 0.014061
ENS | Preferred Plan | DLC-Thermostat | DLC-Thermostat-BYOT-Central Heat Pump | Residential Charitable | Residential Market Rate | Winter Evening | MW of Load | 0 | 2025 | 0.086043
ENS | Preferred Plan | DLC-Thermostat | DLC-Thermostat-DI-Baseboard Heating | Residential Charitable | Residential LI | Winter Evening | MW of Load | 0 | 2025 | 0.072648
ENS | Preferred Plan | DLC-Thermostat | DLC-Thermostat-DI-Baseboard Heating | Residential Charitable | Residential Market Rate | Winter Evening | MW of Load | 0 | 2025 | 0.69153
ENS | Preferred Plan | DLC-Thermostat | DLC-Thermostat-BYOT-Baseboard Heating | Residential Charitable | Residential LI | Winter Evening | MW of Load | 0 | 2025 | 0.0050254
ENS | Preferred Plan | DLC-Thermostat | DLC-Thermostat-BYOT-Baseboard Heating | Residential Charitable | Residential Market Rate | Winter Evening | MW of Load | 0 | 2025 | 0.047837
ENS | Preferred Plan | DLC-Thermostat | DLC-Thermostat-DI-MSHP | Residential Charitable | Residential LI | Winter Evening | MW of Load | 0 | 2025 | 0.028649
ENS | Preferred Plan | DLC-Thermostat | DLC-Thermostat-DI-MSHP | Residential Charitable | Residential Market Rate | Winter Evening | MW of Load | 0 | 2025 | 0.27271
ENS | Preferred Plan | DLC-Thermostat | DLC-Thermostat-BYOT-MSHP | Residential Charitable | Residential LI | Winter Evening | MW of Load | 0 | 2025 | 0.0050617
ENS | Preferred Plan | DLC-Thermostat | DLC-Thermostat-BYOT-MSHP | Residential Charitable | Residential Market Rate | Winter Evening | MW of Load | 0 | 2025 | 0.048182
ENS | Preferred Plan | DLC-Water Heating | DLC-Switch-Water Heating | Residential Charitable | Residential LI | Winter Morning | MW of Load | 0 | 2025 | 0.019971
ENS | Preferred Plan | DLC-Water Heating | DLC-Switch-Water Heating | Residential Charitable | Residential Market Rate | Winter Morning | MW of Load | 0 | 2025 | 0.22812
ENS | Preferred Plan | DLC-Water Heating | DLC-Switch-Water Heating | Residential Charitable | Residential LI | Winter Evening | MW of Load | 0 | 2025 | 0.016879
ENS | Preferred Plan | DLC-Water Heating | DLC-Switch-Water Heating | Residential Charitable | Residential Market Rate | Winter Evening | MW of Load | 0 | 2025 | 0.19281
ENS | Preferred Plan | C&I Curtailment | C&I Curtailment-Turnkey-Manual HVAC Control | General | Miscellaneous | Winter Morning | MW of Load | 1 | 2025 | 0.61221
ENS | Preferred Plan | C&I Curtailment | C&I Curtailment-Turnkey-Manual HVAC Control | General | Offices | Winter Morning | MW of Load | 1 | 2025 | 0.040191
ENS | Preferred Plan | C&I Curtailment | C&I Curtailment-Turnkey-Manual HVAC Control | General | Retail Trade | Winter Morning | MW of Load | 1 | 2025 | 0.14432
ENS | Preferred Plan | C&I Curtailment | C&I Curtailment-Turnkey-Manual HVAC Control | General | Services | Winter Morning | MW of Load | 1 | 2025 | 0.093296
ENS | Preferred Plan | C&I Curtailment | C&I Curtailment-Turnkey-Auto-DR HVAC Control | General | Miscellaneous | Winter Morning | MW of Load | 1 | 2025 | 0.01542
ENS | Preferred Plan | C&I Curtailment | C&I Curtailment-Turnkey-Auto-DR HVAC Control | General | Offices | Winter Morning | MW of Load | 1 | 2025 | 0.0010124
ENS | Preferred Plan | C&I Curtailment | C&I Curtailment-Turnkey-Auto-DR HVAC Control | General | Retail Trade | Winter Morning | MW of Load | 1 | 2025 | 0.0036352
ENS | Preferred Plan | C&I Curtailment | C&I Curtailment-Turnkey-Auto-DR HVAC Control | General | Services | Winter Morning | MW of Load | 1 | 2025 | 0.00235
ENS | Preferred Plan | C&I Curtailment | C&I Curtailment-Turnkey-Standard Lighting Control | General | Miscellaneous | Winter Morning | MW of Load | 1 | 2025 | 0.25956
ENS | Preferred Plan | C&I Curtailment | C&I Curtailment-Turnkey-Standard Lighting Control | General | Offices | Winter Morning | MW of Load | 1 | 2025 | 0.0055243
ENS | Preferred Plan | C&I Curtailment | C&I Curtailment-Turnkey-Standard Lighting Control | General | Retail Trade | Winter Morning | MW of Load | 1 | 2025 | 0.060412
ENS | Preferred Plan | C&I Curtailment | C&I Curtailment-Turnkey-Standard Lighting Control | General | Services | Winter Morning | MW of Load | 1 | 2025 | 0.039079
ENS | Preferred Plan | C&I Curtailment | C&I Curtailment-Turnkey-Water Heating Control | General | Miscellaneous | Winter Morning | MW of Load | 1 | 2025 | 0.014976
ENS | Preferred Plan | C&I Curtailment | C&I Curtailment-Turnkey-Water Heating Control | General | Offices | Winter Morning | MW of Load | 1 | 2025 | 0.00040389
ENS | Preferred Plan | C&I Curtailment | C&I Curtailment-Turnkey-Water Heating Control | General | Retail Trade | Winter Morning | MW of Load | 1 | 2025 | 0.007915
ENS | Preferred Plan | C&I Curtailment | C&I Curtailment-Turnkey-Water Heating Control | General | Services | Winter Morning | MW of Load | 1 | 2025 | 0.0051139
ENS | Preferred Plan | C&I Curtailment | C&I Curtailment-Turnkey-Other | General | Miscellaneous | Winter Morning | MW of Load | 1 | 2025 | 0.27009
ENS | Preferred Plan | C&I Curtailment | C&I Curtailment-Turnkey-Other | General | Offices | Winter Morning | MW of Load | 1 | 2025 | 0.0074449
ENS | Preferred Plan | C&I Curtailment | C&I Curtailment-Turnkey-Other | General | Retail Trade | Winter Morning | MW of Load | 1 | 2025 | 0.085165
ENS | Preferred Plan | C&I Curtailment | C&I Curtailment-Turnkey-Other | General | Services | Winter Morning | MW of Load | 1 | 2025 | 0.055051
ENS | Preferred Plan | C&I Curtailment | C&I Curtailment-Turnkey-Manual HVAC Control | General | Miscellaneous | Winter Evening | MW of Load | 1 | 2025 | 0.71498
ENS | Preferred Plan | C&I Curtailment | C&I Curtailment-Turnkey-Manual HVAC Control | General | Offices | Winter Evening | MW of Load | 1 | 2025 | 0.046939
ENS | Preferred Plan | C&I Curtailment | C&I Curtailment-Turnkey-Manual HVAC Control | General | Retail Trade | Winter Evening | MW of Load | 1 | 2025 | 0.16855
ENS | Preferred Plan | C&I Curtailment | C&I Curtailment-Turnkey-Manual HVAC Control | General | Services | Winter Evening | MW of Load | 1 | 2025 | 0.10896
ENS | Preferred Plan | C&I Curtailment | C&I Curtailment-Turnkey-Auto-DR HVAC Control | General | Miscellaneous | Winter Evening | MW of Load | 1 | 2025 | 0.018009
ENS | Preferred Plan | C&I Curtailment | C&I Curtailment-Turnkey-Auto-DR HVAC Control | General | Offices | Winter Evening | MW of Load | 1 | 2025 | 0.0011823
ENS | Preferred Plan | C&I Curtailment | C&I Curtailment-Turnkey-Auto-DR HVAC Control | General | Retail Trade | Winter Evening | MW of Load | 1 | 2025 | 0.0042454
ENS | Preferred Plan | C&I Curtailment | C&I Curtailment-Turnkey-Auto-DR HVAC Control | General | Services | Winter Evening | MW of Load | 1 | 2025 | 0.0027445
ENS | Preferred Plan | C&I Curtailment | C&I Curtailment-Turnkey-Standard Lighting Control | General | Miscellaneous | Winter Evening | MW of Load | 1 | 2025 | 0.30313
ENS | Preferred Plan | C&I Curtailment | C&I Curtailment-Turnkey-Standard Lighting Control | General | Offices | Winter Evening | MW of Load | 1 | 2025 | 0.0064517
ENS | Preferred Plan | C&I Curtailment | C&I Curtailment-Turnkey-Standard Lighting Control | General | Retail Trade | Winter Evening | MW of Load | 1 | 2025 | 0.070554
ENS | Preferred Plan | C&I Curtailment | C&I Curtailment-Turnkey-Standard Lighting Control | General | Services | Winter Evening | MW of Load | 1 | 2025 | 0.045639
ENS | Preferred Plan | C&I Curtailment | C&I Curtailment-Turnkey-Water Heating Control | General | Miscellaneous | Winter Evening | MW of Load | 1 | 2025 | 0.01749
ENS | Preferred Plan | C&I Curtailment | C&I Curtailment-Turnkey-Water Heating Control | General | Offices | Winter Evening | MW of Load | 1 | 2025 | 0.00047169
ENS | Preferred Plan | C&I Curtailment | C&I Curtailment-Turnkey-Water Heating Control | General | Retail Trade | Winter Evening | MW of Load | 1 | 2025 | 0.0092437
ENS | Preferred Plan | C&I Curtailment | C&I Curtailment-Turnkey-Water Heating Control | General | Services | Winter Evening | MW of Load | 1 | 2025 | 0.0059724
ENS | Preferred Plan | C&I Curtailment | C&I Curtailment-Turnkey-Other | General | Miscellaneous | Winter Evening | MW of Load | 1 | 2025 | 0.31543
ENS | Preferred Plan | C&I Curtailment | C&I Curtailment-Turnkey-Other | General | Offices | Winter Evening | MW of Load | 1 | 2025 | 0.0086947
ENS | Preferred Plan | C&I Curtailment | C&I Curtailment-Turnkey-Other | General | Retail Trade | Winter Evening | MW of Load | 1 | 2025 | 0.099462
ENS | Preferred Plan | C&I Curtailment | C&I Curtailment-Turnkey-Other | General | Services | Winter Evening | MW of Load | 1 | 2025 | 0.064292
ENS | Preferred Plan | C&I Curtailment | C&I Curtailment-Turnkey-Manual HVAC Control | Large General | Miscellaneous | Winter Morning | MW of Load | 1 | 2025 | 0.49231
ENS | Preferred Plan | C&I Curtailment | C&I Curtailment-Turnkey-Manual HVAC Control | Large General | Retail Trade | Winter Morning | MW of Load | 1 | 2025 | 0.021277
ENS | Preferred Plan | C&I Curtailment | C&I Curtailment-Turnkey-Manual HVAC Control | Large General | Services | Winter Morning | MW of Load | 1 | 2025 | 0.034073
ENS | Preferred Plan | C&I Curtailment | C&I Curtailment-Turnkey-Auto-DR HVAC Control | Large General | Miscellaneous | Winter Morning | MW of Load | 1 | 2025 | 0.012401
ENS | Preferred Plan | C&I Curtailment | C&I Curtailment-Turnkey-Auto-DR HVAC Control | Large General | Retail Trade | Winter Morning | MW of Load | 1 | 2025 | 0.00053593
ENS | Preferred Plan | C&I Curtailment | C&I Curtailment-Turnkey-Auto-DR HVAC Control | Large General | Services | Winter Morning | MW of Load | 1 | 2025 | 0.00085824
ENS | Preferred Plan | C&I Curtailment | C&I Curtailment-Turnkey-Standard Lighting Control | Large General | Miscellaneous | Winter Morning | MW of Load | 1 | 2025 | 0.21687
ENS | Preferred Plan | C&I Curtailment | C&I Curtailment-Turnkey-Standard Lighting Control | Large General | Retail Trade | Winter Morning | MW of Load | 1 | 2025 | 0.0088779
ENS | Preferred Plan | C&I Curtailment | C&I Curtailment-Turnkey-Standard Lighting Control | Large General | Services | Winter Morning | MW of Load | 1 | 2025 | 0.014217
ENS | Preferred Plan | C&I Curtailment | C&I Curtailment-Turnkey-Water Heating Control | Large General | Miscellaneous | Winter Morning | MW of Load | 1 | 2025 | 0.0097846
ENS | Preferred Plan | C&I Curtailment | C&I Curtailment-Turnkey-Water Heating Control | Large General | Retail Trade | Winter Morning | MW of Load | 1 | 2025 | 0.0011699
ENS | Preferred Plan | C&I Curtailment | C&I Curtailment-Turnkey-Water Heating Control | Large General | Services | Winter Morning | MW of Load | 1 | 2025 | 0.0018735
ENS | Preferred Plan | C&I Curtailment | C&I Curtailment-Turnkey-Other | Large General | Miscellaneous | Winter Morning | MW of Load | 1 | 2025 | 0.21164
ENS | Preferred Plan | C&I Curtailment | C&I Curtailment-Turnkey-Other | Large General | Retail Trade | Winter Morning | MW of Load | 1 | 2025 | 0.012561
ENS | Preferred Plan | C&I Curtailment | C&I Curtailment-Turnkey-Other | Large General | Services | Winter Morning | MW of Load | 1 | 2025 | 0.020114
ENS | Preferred Plan | C&I Curtailment | C&I Curtailment-Turnkey-Manual HVAC Control | Large General | Miscellaneous | Winter Evening | MW of Load | 1 | 2025 | 0.4224
ENS | Preferred Plan | C&I Curtailment | C&I Curtailment-Turnkey-Manual HVAC Control | Large General | Retail Trade | Winter Evening | MW of Load | 1 | 2025 | 0.018255
ENS | Preferred Plan | C&I Curtailment | C&I Curtailment-Turnkey-Manual HVAC Control | Large General | Services | Winter Evening | MW of Load | 1 | 2025 | 0.029234
ENS | Preferred Plan | C&I Curtailment | C&I Curtailment-Turnkey-Auto-DR HVAC Control | Large General | Miscellaneous | Winter Evening | MW of Load | 1 | 2025 | 0.010639
ENS | Preferred Plan | C&I Curtailment | C&I Curtailment-Turnkey-Auto-DR HVAC Control | Large General | Retail Trade | Winter Evening | MW of Load | 1 | 2025 | 0.00045982
ENS | Preferred Plan | C&I Curtailment | C&I Curtailment-Turnkey-Auto-DR HVAC Control | Large General | Services | Winter Evening | MW of Load | 1 | 2025 | 0.00073635
ENS | Preferred Plan | C&I Curtailment | C&I Curtailment-Turnkey-Standard Lighting Control | Large General | Miscellaneous | Winter Evening | MW of Load | 1 | 2025 | 0.18607
ENS | Preferred Plan | C&I Curtailment | C&I Curtailment-Turnkey-Standard Lighting Control | Large General | Retail Trade | Winter Evening | MW of Load | 1 | 2025 | 0.0076171
ENS | Preferred Plan | C&I Curtailment | C&I Curtailment-Turnkey-Standard Lighting Control | Large General | Services | Winter Evening | MW of Load | 1 | 2025 | 0.012198
ENS | Preferred Plan | C&I Curtailment | C&I Curtailment-Turnkey-Water Heating Control | Large General | Miscellaneous | Winter Evening | MW of Load | 1 | 2025 | 0.008395
ENS | Preferred Plan | C&I Curtailment | C&I Curtailment-Turnkey-Water Heating Control | Large General | Retail Trade | Winter Evening | MW of Load | 1 | 2025 | 0.0010038
ENS | Preferred Plan | C&I Curtailment | C&I Curtailment-Turnkey-Water Heating Control | Large General | Services | Winter Evening | MW of Load | 1 | 2025 | 0.0016075
ENS | Preferred Plan | C&I Curtailment | C&I Curtailment-Turnkey-Other | Large General | Miscellaneous | Winter Evening | MW of Load | 1 | 2025 | 0.18158
ENS | Preferred Plan | C&I Curtailment | C&I Curtailment-Turnkey-Other | Large General | Retail Trade | Winter Evening | MW of Load | 1 | 2025 | 0.010777
ENS | Preferred Plan | C&I Curtailment | C&I Curtailment-Turnkey-Other | Large General | Services | Winter Evening | MW of Load | 1 | 2025 | 0.017258
ENS | Preferred Plan | C&I Curtailment | C&I Curtailment-Turnkey-Manual HVAC Control | Small Industrial | Miscellaneous | Winter Morning | MW of Load | 1 | 2025 | 0.08219
ENS | Preferred Plan | C&I Curtailment | C&I Curtailment-Turnkey-Manual HVAC Control | Small Industrial | Offices | Winter Morning | MW of Load | 1 | 2025 | 0.0010249
ENS | Preferred Plan | C&I Curtailment | C&I Curtailment-Turnkey-Manual HVAC Control | Small Industrial | Retail Trade | Winter Morning | MW of Load | 1 | 2025 | 0.0035642
ENS | Preferred Plan | C&I Curtailment | C&I Curtailment-Turnkey-Manual HVAC Control | Small Industrial | Services | Winter Morning | MW of Load | 1 | 2025 | 0.001126
ENS | Preferred Plan | C&I Curtailment | C&I Curtailment-Turnkey-Auto-DR HVAC Control | Small Industrial | Miscellaneous | Winter Morning | MW of Load | 1 | 2025 | 0.0020702
ENS | Preferred Plan | C&I Curtailment | C&I Curtailment-Turnkey-Auto-DR HVAC Control | Small Industrial | Offices | Winter Morning | MW of Load | 1 | 2025 | 2.5816e-05
ENS | Preferred Plan | C&I Curtailment | C&I Curtailment-Turnkey-Auto-DR HVAC Control | Small Industrial | Retail Trade | Winter Morning | MW of Load | 1 | 2025 | 8.9777e-05
ENS | Preferred Plan | C&I Curtailment | C&I Curtailment-Turnkey-Auto-DR HVAC Control | Small Industrial | Services | Winter Morning | MW of Load | 1 | 2025 | 2.8363e-05
ENS | Preferred Plan | C&I Curtailment | C&I Curtailment-Turnkey-Standard Lighting Control | Small Industrial | Miscellaneous | Winter Morning | MW of Load | 1 | 2025 | 0.026504
ENS | Preferred Plan | C&I Curtailment | C&I Curtailment-Turnkey-Standard Lighting Control | Small Industrial | Offices | Winter Morning | MW of Load | 1 | 2025 | 0.00014673
ENS | Preferred Plan | C&I Curtailment | C&I Curtailment-Turnkey-Standard Lighting Control | Small Industrial | Retail Trade | Winter Morning | MW of Load | 1 | 2025 | 0.001554
ENS | Preferred Plan | C&I Curtailment | C&I Curtailment-Turnkey-Standard Lighting Control | Small Industrial | Services | Winter Morning | MW of Load | 1 | 2025 | 0.00049095
ENS | Preferred Plan | C&I Curtailment | C&I Curtailment-Turnkey-Water Heating Control | Small Industrial | Miscellaneous | Winter Morning | MW of Load | 1 | 2025 | 0.0019306
ENS | Preferred Plan | C&I Curtailment | C&I Curtailment-Turnkey-Water Heating Control | Small Industrial | Offices | Winter Morning | MW of Load | 1 | 2025 | 1.0114e-05
ENS | Preferred Plan | C&I Curtailment | C&I Curtailment-Turnkey-Water Heating Control | Small Industrial | Retail Trade | Winter Morning | MW of Load | 1 | 2025 | 0.0001889
ENS | Preferred Plan | C&I Curtailment | C&I Curtailment-Turnkey-Water Heating Control | Small Industrial | Services | Winter Morning | MW of Load | 1 | 2025 | 5.9678e-05
ENS | Preferred Plan | C&I Curtailment | C&I Curtailment-Turnkey-Other | Small Industrial | Miscellaneous | Winter Morning | MW of Load | 1 | 2025 | 0.030223
ENS | Preferred Plan | C&I Curtailment | C&I Curtailment-Turnkey-Other | Small Industrial | Offices | Winter Morning | MW of Load | 1 | 2025 | 0.00019067
ENS | Preferred Plan | C&I Curtailment | C&I Curtailment-Turnkey-Other | Small Industrial | Retail Trade | Winter Morning | MW of Load | 1 | 2025 | 0.002093
ENS | Preferred Plan | C&I Curtailment | C&I Curtailment-Turnkey-Other | Small Industrial | Services | Winter Morning | MW of Load | 1 | 2025 | 0.00066124
ENS | Preferred Plan | C&I Curtailment | C&I Curtailment-Turnkey-Industrial | Small Industrial | Manufacturing | Winter Morning | MW of Load | 1 | 2025 | 0.0073954
ENS | Preferred Plan | C&I Curtailment | C&I Curtailment-Turnkey-Manual HVAC Control | Small Industrial | Miscellaneous | Winter Evening | MW of Load | 1 | 2025 | 0.11254
ENS | Preferred Plan | C&I Curtailment | C&I Curtailment-Turnkey-Manual HVAC Control | Small Industrial | Offices | Winter Evening | MW of Load | 1 | 2025 | 0.0014034
ENS | Preferred Plan | C&I Curtailment | C&I Curtailment-Turnkey-Manual HVAC Control | Small Industrial | Retail Trade | Winter Evening | MW of Load | 1 | 2025 | 0.0048805
ENS | Preferred Plan | C&I Curtailment | C&I Curtailment-Turnkey-Manual HVAC Control | Small Industrial | Services | Winter Evening | MW of Load | 1 | 2025 | 0.0015419
ENS | Preferred Plan | C&I Curtailment | C&I Curtailment-Turnkey-Auto-DR HVAC Control | Small Industrial | Miscellaneous | Winter Evening | MW of Load | 1 | 2025 | 0.0028347
ENS | Preferred Plan | C&I Curtailment | C&I Curtailment-Turnkey-Auto-DR HVAC Control | Small Industrial | Offices | Winter Evening | MW of Load | 1 | 2025 | 3.535e-05
ENS | Preferred Plan | C&I Curtailment | C&I Curtailment-Turnkey-Auto-DR HVAC Control | Small Industrial | Retail Trade | Winter Evening | MW of Load | 1 | 2025 | 0.00012293
ENS | Preferred Plan | C&I Curtailment | C&I Curtailment-Turnkey-Auto-DR HVAC Control | Small Industrial | Services | Winter Evening | MW of Load | 1 | 2025 | 3.8837e-05
ENS | Preferred Plan | C&I Curtailment | C&I Curtailment-Turnkey-Standard Lighting Control | Small Industrial | Miscellaneous | Winter Evening | MW of Load | 1 | 2025 | 0.036291
ENS | Preferred Plan | C&I Curtailment | C&I Curtailment-Turnkey-Standard Lighting Control | Small Industrial | Offices | Winter Evening | MW of Load | 1 | 2025 | 0.00020092
ENS | Preferred Plan | C&I Curtailment | C&I Curtailment-Turnkey-Standard Lighting Control | Small Industrial | Retail Trade | Winter Evening | MW of Load | 1 | 2025 | 0.0021279
ENS | Preferred Plan | C&I Curtailment | C&I Curtailment-Turnkey-Standard Lighting Control | Small Industrial | Services | Winter Evening | MW of Load | 1 | 2025 | 0.00067225
ENS | Preferred Plan | C&I Curtailment | C&I Curtailment-Turnkey-Water Heating Control | Small Industrial | Miscellaneous | Winter Evening | MW of Load | 1 | 2025 | 0.0026435
ENS | Preferred Plan | C&I Curtailment | C&I Curtailment-Turnkey-Water Heating Control | Small Industrial | Offices | Winter Evening | MW of Load | 1 | 2025 | 1.3849e-05
ENS | Preferred Plan | C&I Curtailment | C&I Curtailment-Turnkey-Water Heating Control | Small Industrial | Retail Trade | Winter Evening | MW of Load | 1 | 2025 | 0.00025866
ENS | Preferred Plan | C&I Curtailment | C&I Curtailment-Turnkey-Water Heating Control | Small Industrial | Services | Winter Evening | MW of Load | 1 | 2025 | 8.1716e-05
ENS | Preferred Plan | C&I Curtailment | C&I Curtailment-Turnkey-Other | Small Industrial | Miscellaneous | Winter Evening | MW of Load | 1 | 2025 | 0.041384
ENS | Preferred Plan | C&I Curtailment | C&I Curtailment-Turnkey-Other | Small Industrial | Offices | Winter Evening | MW of Load | 1 | 2025 | 0.00026108
ENS | Preferred Plan | C&I Curtailment | C&I Curtailment-Turnkey-Other | Small Industrial | Retail Trade | Winter Evening | MW of Load | 1 | 2025 | 0.0028659
ENS | Preferred Plan | C&I Curtailment | C&I Curtailment-Turnkey-Other | Small Industrial | Services | Winter Evening | MW of Load | 1 | 2025 | 0.00090542
ENS | Preferred Plan | C&I Curtailment | C&I Curtailment-Turnkey-Industrial | Small Industrial | Manufacturing | Winter Evening | MW of Load | 1 | 2025 | 0.010126
ENS | Preferred Plan | C&I Curtailment | C&I Curtailment-Turnkey-Manual HVAC Control | Medium Industrial | Miscellaneous | Winter Morning | MW of Load | 1 | 2025 | 1.5732
ENS | Preferred Plan | C&I Curtailment | C&I Curtailment-Turnkey-Manual HVAC Control | Medium Industrial | Offices | Winter Morning | MW of Load | 1 | 2025 | 0.024695
ENS | Preferred Plan | C&I Curtailment | C&I Curtailment-Turnkey-Manual HVAC Control | Medium Industrial | Retail Trade | Winter Morning | MW of Load | 1 | 2025 | 0.35691
ENS | Preferred Plan | C&I Curtailment | C&I Curtailment-Turnkey-Manual HVAC Control | Medium Industrial | Services | Winter Morning | MW of Load | 1 | 2025 | 0.016435
ENS | Preferred Plan | C&I Curtailment | C&I Curtailment-Turnkey-Auto-DR HVAC Control | Medium Industrial | Miscellaneous | Winter Morning | MW of Load | 1 | 2025 | 0.039625
ENS | Preferred Plan | C&I Curtailment | C&I Curtailment-Turnkey-Auto-DR HVAC Control | Medium Industrial | Offices | Winter Morning | MW of Load | 1 | 2025 | 0.00062202
ENS | Preferred Plan | C&I Curtailment | C&I Curtailment-Turnkey-Auto-DR HVAC Control | Medium Industrial | Retail Trade | Winter Morning | MW of Load | 1 | 2025 | 0.0089899
ENS | Preferred Plan | C&I Curtailment | C&I Curtailment-Turnkey-Auto-DR HVAC Control | Medium Industrial | Services | Winter Morning | MW of Load | 1 | 2025 | 0.00041396
ENS | Preferred Plan | C&I Curtailment | C&I Curtailment-Turnkey-Standard Lighting Control | Medium Industrial | Miscellaneous | Winter Morning | MW of Load | 1 | 2025 | 0.50729
ENS | Preferred Plan | C&I Curtailment | C&I Curtailment-Turnkey-Standard Lighting Control | Medium Industrial | Offices | Winter Morning | MW of Load | 1 | 2025 | 0.0035354
ENS | Preferred Plan | C&I Curtailment | C&I Curtailment-Turnkey-Standard Lighting Control | Medium Industrial | Retail Trade | Winter Morning | MW of Load | 1 | 2025 | 0.15561
ENS | Preferred Plan | C&I Curtailment | C&I Curtailment-Turnkey-Standard Lighting Control | Medium Industrial | Services | Winter Morning | MW of Load | 1 | 2025 | 0.0071654
ENS | Preferred Plan | C&I Curtailment | C&I Curtailment-Turnkey-Water Heating Control | Medium Industrial | Miscellaneous | Winter Morning | MW of Load | 1 | 2025 | 0.036953
ENS | Preferred Plan | C&I Curtailment | C&I Curtailment-Turnkey-Water Heating Control | Medium Industrial | Offices | Winter Morning | MW of Load | 1 | 2025 | 0.00024368
ENS | Preferred Plan | C&I Curtailment | C&I Curtailment-Turnkey-Water Heating Control | Medium Industrial | Retail Trade | Winter Morning | MW of Load | 1 | 2025 | 0.018916
ENS | Preferred Plan | C&I Curtailment | C&I Curtailment-Turnkey-Water Heating Control | Medium Industrial | Services | Winter Morning | MW of Load | 1 | 2025 | 0.00087101
ENS | Preferred Plan | C&I Curtailment | C&I Curtailment-Turnkey-Other | Medium Industrial | Miscellaneous | Winter Morning | MW of Load | 1 | 2025 | 0.57849
ENS | Preferred Plan | C&I Curtailment | C&I Curtailment-Turnkey-Other | Medium Industrial | Offices | Winter Morning | MW of Load | 1 | 2025 | 0.0045939
ENS | Preferred Plan | C&I Curtailment | C&I Curtailment-Turnkey-Other | Medium Industrial | Retail Trade | Winter Morning | MW of Load | 1 | 2025 | 0.20959
ENS | Preferred Plan | C&I Curtailment | C&I Curtailment-Turnkey-Other | Medium Industrial | Services | Winter Morning | MW of Load | 1 | 2025 | 0.0096508
ENS | Preferred Plan | C&I Curtailment | C&I Curtailment-Turnkey-Manual HVAC Control | Medium Industrial | Miscellaneous | Winter Evening | MW of Load | 1 | 2025 | 1.518
ENS | Preferred Plan | C&I Curtailment | C&I Curtailment-Turnkey-Manual HVAC Control | Medium Industrial | Offices | Winter Evening | MW of Load | 1 | 2025 | 0.023828
ENS | Preferred Plan | C&I Curtailment | C&I Curtailment-Turnkey-Manual HVAC Control | Medium Industrial | Retail Trade | Winter Evening | MW of Load | 1 | 2025 | 0.34438
ENS | Preferred Plan | C&I Curtailment | C&I Curtailment-Turnkey-Manual HVAC Control | Medium Industrial | Services | Winter Evening | MW of Load | 1 | 2025 | 0.015858
ENS | Preferred Plan | C&I Curtailment | C&I Curtailment-Turnkey-Auto-DR HVAC Control | Medium Industrial | Miscellaneous | Winter Evening | MW of Load | 1 | 2025 | 0.038234
ENS | Preferred Plan | C&I Curtailment | C&I Curtailment-Turnkey-Auto-DR HVAC Control | Medium Industrial | Offices | Winter Evening | MW of Load | 1 | 2025 | 0.00060019
ENS | Preferred Plan | C&I Curtailment | C&I Curtailment-Turnkey-Auto-DR HVAC Control | Medium Industrial | Retail Trade | Winter Evening | MW of Load | 1 | 2025 | 0.0086743
ENS | Preferred Plan | C&I Curtailment | C&I Curtailment-Turnkey-Auto-DR HVAC Control | Medium Industrial | Services | Winter Evening | MW of Load | 1 | 2025 | 0.00039943
ENS | Preferred Plan | C&I Curtailment | C&I Curtailment-Turnkey-Standard Lighting Control | Medium Industrial | Miscellaneous | Winter Evening | MW of Load | 1 | 2025 | 0.48949
ENS | Preferred Plan | C&I Curtailment | C&I Curtailment-Turnkey-Standard Lighting Control | Medium Industrial | Offices | Winter Evening | MW of Load | 1 | 2025 | 0.0034113
ENS | Preferred Plan | C&I Curtailment | C&I Curtailment-Turnkey-Standard Lighting Control | Medium Industrial | Retail Trade | Winter Evening | MW of Load | 1 | 2025 | 0.15015
ENS | Preferred Plan | C&I Curtailment | C&I Curtailment-Turnkey-Standard Lighting Control | Medium Industrial | Services | Winter Evening | MW of Load | 1 | 2025 | 0.0069139
ENS | Preferred Plan | C&I Curtailment | C&I Curtailment-Turnkey-Water Heating Control | Medium Industrial | Miscellaneous | Winter Evening | MW of Load | 1 | 2025 | 0.035655
ENS | Preferred Plan | C&I Curtailment | C&I Curtailment-Turnkey-Water Heating Control | Medium Industrial | Offices | Winter Evening | MW of Load | 1 | 2025 | 0.00023513
ENS | Preferred Plan | C&I Curtailment | C&I Curtailment-Turnkey-Water Heating Control | Medium Industrial | Retail Trade | Winter Evening | MW of Load | 1 | 2025 | 0.018252
ENS | Preferred Plan | C&I Curtailment | C&I Curtailment-Turnkey-Water Heating Control | Medium Industrial | Services | Winter Evening | MW of Load | 1 | 2025 | 0.00084043
ENS | Preferred Plan | C&I Curtailment | C&I Curtailment-Turnkey-Other | Medium Industrial | Miscellaneous | Winter Evening | MW of Load | 1 | 2025 | 0.55818
ENS | Preferred Plan | C&I Curtailment | C&I Curtailment-Turnkey-Other | Medium Industrial | Offices | Winter Evening | MW of Load | 1 | 2025 | 0.0044327
ENS | Preferred Plan | C&I Curtailment | C&I Curtailment-Turnkey-Other | Medium Industrial | Retail Trade | Winter Evening | MW of Load | 1 | 2025 | 0.20223
ENS | Preferred Plan | C&I Curtailment | C&I Curtailment-Turnkey-Other | Medium Industrial | Services | Winter Evening | MW of Load | 1 | 2025 | 0.009312
ENS | Preferred Plan | C&I Curtailment | C&I Curtailment-Turnkey-Manual HVAC Control | Large Industrial | Miscellaneous | Winter Morning | MW of Load | 1 | 2025 | 0.033112
ENS | Preferred Plan | C&I Curtailment | C&I Curtailment-Turnkey-Auto-DR HVAC Control | Large Industrial | Miscellaneous | Winter Morning | MW of Load | 1 | 2025 | 0.00083403
ENS | Preferred Plan | C&I Curtailment | C&I Curtailment-Turnkey-Standard Lighting Control | Large Industrial | Miscellaneous | Winter Morning | MW of Load | 1 | 2025 | 0.014586
ENS | Preferred Plan | C&I Curtailment | C&I Curtailment-Turnkey-Water Heating Control | Large Industrial | Miscellaneous | Winter Morning | MW of Load | 1 | 2025 | 0.00065809
ENS | Preferred Plan | C&I Curtailment | C&I Curtailment-Turnkey-Other | Large Industrial | Miscellaneous | Winter Morning | MW of Load | 1 | 2025 | 0.014234
ENS | Preferred Plan | C&I Curtailment | C&I Curtailment-Turnkey-Industrial | Large Industrial | Manufacturing | Winter Morning | MW of Load | 1 | 2025 | 0.0028564
ENS | Preferred Plan | C&I Curtailment | C&I Curtailment-Turnkey-Manual HVAC Control | Large Industrial | Miscellaneous | Winter Evening | MW of Load | 1 | 2025 | 0.032831
ENS | Preferred Plan | C&I Curtailment | C&I Curtailment-Turnkey-Auto-DR HVAC Control | Large Industrial | Miscellaneous | Winter Evening | MW of Load | 1 | 2025 | 0.00082696
ENS | Preferred Plan | C&I Curtailment | C&I Curtailment-Turnkey-Standard Lighting Control | Large Industrial | Miscellaneous | Winter Evening | MW of Load | 1 | 2025 | 0.014462
ENS | Preferred Plan | C&I Curtailment | C&I Curtailment-Turnkey-Water Heating Control | Large Industrial | Miscellaneous | Winter Evening | MW of Load | 1 | 2025 | 0.00065251
ENS | Preferred Plan | C&I Curtailment | C&I Curtailment-Turnkey-Other | Large Industrial | Miscellaneous | Winter Evening | MW of Load | 1 | 2025 | 0.014114
ENS | Preferred Plan | C&I Curtailment | C&I Curtailment-Turnkey-Industrial | Large Industrial | Manufacturing | Winter Evening | MW of Load | 1 | 2025 | 0.0028322
ENS | Preferred Plan | Dynamic Pricing | Dynamic Pricing with enabling tech. | Small General | Manufacturing | Winter Morning | MW of Load | 1 | 2025 | 0.0010807
ENS | Preferred Plan | Dynamic Pricing | Dynamic Pricing with enabling tech. | Small General | Manufacturing | Winter Evening | MW of Load | 1 | 2025 | 0.0012513
ENS | Preferred Plan | Dynamic Pricing | Dynamic Pricing with enabling tech. | Residential Charitable | Residential LI | Winter Morning | MW of Load | 1 | 2025 | 0.017056
ENS | Preferred Plan | Dynamic Pricing | Dynamic Pricing with enabling tech. | Residential Charitable | Residential Market Rate | Winter Morning | MW of Load | 1 | 2025 | 0.09712
ENS | Preferred Plan | Dynamic Pricing | Dynamic Pricing w/o enabling tech. | Residential Charitable | Residential LI | Winter Morning | MW of Load | 1 | 2025 | 0.8328
ENS | Preferred Plan | Dynamic Pricing | Dynamic Pricing w/o enabling tech. | Residential Charitable | Residential Market Rate | Winter Morning | MW of Load | 1 | 2025 | 4.7422
ENS | Preferred Plan | Dynamic Pricing | Dynamic Pricing with enabling tech. | Residential Charitable | Residential LI | Winter Evening | MW of Load | 1 | 2025 | 0.019367
ENS | Preferred Plan | Dynamic Pricing | Dynamic Pricing with enabling tech. | Residential Charitable | Residential Market Rate | Winter Evening | MW of Load | 1 | 2025 | 0.11028
ENS | Preferred Plan | Dynamic Pricing | Dynamic Pricing w/o enabling tech. | Residential Charitable | Residential LI | Winter Evening | MW of Load | 1 | 2025 | 0.94565
ENS | Preferred Plan | Dynamic Pricing | Dynamic Pricing w/o enabling tech. | Residential Charitable | Residential Market Rate | Winter Evening | MW of Load | 1 | 2025 | 5.3848
ENS | Preferred Plan | BTM Battery Control | BTM Battery Control-BYOB | Residential Charitable | Residential Market Rate | Winter Morning | MW of Load | 0 | 2025 | 0.01703
ENS | Preferred Plan | BTM Battery Control | BTM Battery Control-BYOB | Residential Charitable | Residential Market Rate | Winter Evening | MW of Load | 0 | 2025 | 0.02197
ENS | Preferred Plan | EV Charging Control | EV Charging Control | EV Res LDV | EV | Winter Morning | MW of Load | 0 | 2025 | 0.0014699
ENS | Preferred Plan | EV Charging Control | EV Charging Control | EV Res LDV | EV | Winter Evening | MW of Load | 0 | 2025 | 0.017639
ENS | Preferred Plan | EV Charging Control | EV Charging Control | EV Com LDV | EV | Winter Morning | MW of Load | 0 | 2025 | 0.00049697
ENS | Preferred Plan | EV Charging Control | EV Charging Control | EV Com LDV | EV | Winter Evening | MW of Load | 0 | 2025 | 0.0059636
ENS | Preferred Plan | Time-of-Use Rates (TOU) | Time-of-Use Rates (TOU) | Residential Charitable | Residential LI | Winter Morning | MW of Load | 0 | 2025 | 0.25819
ENS | Preferred Plan | Time-of-Use Rates (TOU) | Time-of-Use Rates (TOU) | Residential Charitable | Residential Market Rate | Winter Morning | MW of Load | 0 | 2025 | 1.4723
ENS | Preferred Plan | Time-of-Use Rates (TOU) | Time-of-Use Rates (TOU) | Residential Charitable | Residential LI | Winter Evening | MW of Load | 0 | 2025 | 0.29318
ENS | Preferred Plan | Time-of-Use Rates (TOU) | Time-of-Use Rates (TOU) | Residential Charitable | Residential Market Rate | Winter Evening | MW of Load | 0 | 2025 | 1.6718
ENS | Preferred Plan | DLC-Thermostat | DLC-Thermostat-BYOT-Central Heat Pump | Residential Charitable | Residential LI | Winter Morning | MW of Load | 0 | 2026 | 0.026905
ENS | Preferred Plan | DLC-Thermostat | DLC-Thermostat-BYOT-Central Heat Pump | Residential Charitable | Residential Market Rate | Winter Morning | MW of Load | 0 | 2026 | 0.16464
ENS | Preferred Plan | DLC-Thermostat | DLC-Thermostat-DI-Baseboard Heating | Residential Charitable | Residential LI | Winter Morning | MW of Load | 0 | 2026 | 0.13775
ENS | Preferred Plan | DLC-Thermostat | DLC-Thermostat-DI-Baseboard Heating | Residential Charitable | Residential Market Rate | Winter Morning | MW of Load | 0 | 2026 | 1.3113
ENS | Preferred Plan | DLC-Thermostat | DLC-Thermostat-BYOT-Baseboard Heating | Residential Charitable | Residential LI | Winter Morning | MW of Load | 0 | 2026 | 0.016104
ENS | Preferred Plan | DLC-Thermostat | DLC-Thermostat-BYOT-Baseboard Heating | Residential Charitable | Residential Market Rate | Winter Morning | MW of Load | 0 | 2026 | 0.1533
ENS | Preferred Plan | DLC-Thermostat | DLC-Thermostat-DI-MSHP | Residential Charitable | Residential LI | Winter Morning | MW of Load | 0 | 2026 | 0.079789
ENS | Preferred Plan | DLC-Thermostat | DLC-Thermostat-DI-MSHP | Residential Charitable | Residential Market Rate | Winter Morning | MW of Load | 0 | 2026 | 0.75952
ENS | Preferred Plan | DLC-Thermostat | DLC-Thermostat-BYOT-MSHP | Residential Charitable | Residential LI | Winter Morning | MW of Load | 0 | 2026 | 0.0072144
ENS | Preferred Plan | DLC-Thermostat | DLC-Thermostat-BYOT-MSHP | Residential Charitable | Residential Market Rate | Winter Morning | MW of Load | 0 | 2026 | 0.068674
ENS | Preferred Plan | DLC-Thermostat | DLC-Thermostat-BYOT-Central Heat Pump | Residential Charitable | Residential LI | Winter Evening | MW of Load | 0 | 2026 | 0.026905
ENS | Preferred Plan | DLC-Thermostat | DLC-Thermostat-BYOT-Central Heat Pump | Residential Charitable | Residential Market Rate | Winter Evening | MW of Load | 0 | 2026 | 0.16464
ENS | Preferred Plan | DLC-Thermostat | DLC-Thermostat-DI-Baseboard Heating | Residential Charitable | Residential LI | Winter Evening | MW of Load | 0 | 2026 | 0.13775
ENS | Preferred Plan | DLC-Thermostat | DLC-Thermostat-DI-Baseboard Heating | Residential Charitable | Residential Market Rate | Winter Evening | MW of Load | 0 | 2026 | 1.3113
ENS | Preferred Plan | DLC-Thermostat | DLC-Thermostat-BYOT-Baseboard Heating | Residential Charitable | Residential LI | Winter Evening | MW of Load | 0 | 2026 | 0.016104
ENS | Preferred Plan | DLC-Thermostat | DLC-Thermostat-BYOT-Baseboard Heating | Residential Charitable | Residential Market Rate | Winter Evening | MW of Load | 0 | 2026 | 0.1533
ENS | Preferred Plan | DLC-Thermostat | DLC-Thermostat-DI-MSHP | Residential Charitable | Residential LI | Winter Evening | MW of Load | 0 | 2026 | 0.079789
ENS | Preferred Plan | DLC-Thermostat | DLC-Thermostat-DI-MSHP | Residential Charitable | Residential Market Rate | Winter Evening | MW of Load | 0 | 2026 | 0.75952
ENS | Preferred Plan | DLC-Thermostat | DLC-Thermostat-BYOT-MSHP | Residential Charitable | Residential LI | Winter Evening | MW of Load | 0 | 2026 | 0.0072144
ENS | Preferred Plan | DLC-Thermostat | DLC-Thermostat-BYOT-MSHP | Residential Charitable | Residential Market Rate | Winter Evening | MW of Load | 0 | 2026 | 0.068674
ENS | Preferred Plan | DLC-Water Heating | DLC-Switch-Water Heating | Residential Charitable | Residential LI | Winter Morning | MW of Load | 0 | 2026 | 0.069129
ENS | Preferred Plan | DLC-Water Heating | DLC-Switch-Water Heating | Residential Charitable | Residential Market Rate | Winter Morning | MW of Load | 0 | 2026 | 0.78965
ENS | Preferred Plan | DLC-Water Heating | DLC-Switch-Water Heating | Residential Charitable | Residential LI | Winter Evening | MW of Load | 0 | 2026 | 0.058429
ENS | Preferred Plan | DLC-Water Heating | DLC-Switch-Water Heating | Residential Charitable | Residential Market Rate | Winter Evening | MW of Load | 0 | 2026 | 0.66742
ENS | Preferred Plan | C&I Curtailment | C&I Curtailment-Turnkey-Manual HVAC Control | General | Miscellaneous | Winter Morning | MW of Load | 1 | 2026 | 0.49587
ENS | Preferred Plan | C&I Curtailment | C&I Curtailment-Turnkey-Manual HVAC Control | General | Offices | Winter Morning | MW of Load | 1 | 2026 | 0.032801
ENS | Preferred Plan | C&I Curtailment | C&I Curtailment-Turnkey-Manual HVAC Control | General | Retail Trade | Winter Morning | MW of Load | 1 | 2026 | 0.11642
ENS | Preferred Plan | C&I Curtailment | C&I Curtailment-Turnkey-Manual HVAC Control | General | Services | Winter Morning | MW of Load | 1 | 2026 | 0.075263
ENS | Preferred Plan | C&I Curtailment | C&I Curtailment-Turnkey-Auto-DR HVAC Control | General | Miscellaneous | Winter Morning | MW of Load | 1 | 2026 | 0.015672
ENS | Preferred Plan | C&I Curtailment | C&I Curtailment-Turnkey-Auto-DR HVAC Control | General | Offices | Winter Morning | MW of Load | 1 | 2026 | 0.0010367
ENS | Preferred Plan | C&I Curtailment | C&I Curtailment-Turnkey-Auto-DR HVAC Control | General | Retail Trade | Winter Morning | MW of Load | 1 | 2026 | 0.0036795
ENS | Preferred Plan | C&I Curtailment | C&I Curtailment-Turnkey-Auto-DR HVAC Control | General | Services | Winter Morning | MW of Load | 1 | 2026 | 0.0023787
ENS | Preferred Plan | C&I Curtailment | C&I Curtailment-Turnkey-Standard Lighting Control | General | Miscellaneous | Winter Morning | MW of Load | 1 | 2026 | 0.20828
ENS | Preferred Plan | C&I Curtailment | C&I Curtailment-Turnkey-Standard Lighting Control | General | Offices | Winter Morning | MW of Load | 1 | 2026 | 0.0043655
ENS | Preferred Plan | C&I Curtailment | C&I Curtailment-Turnkey-Standard Lighting Control | General | Retail Trade | Winter Morning | MW of Load | 1 | 2026 | 0.047954
ENS | Preferred Plan | C&I Curtailment | C&I Curtailment-Turnkey-Standard Lighting Control | General | Services | Winter Morning | MW of Load | 1 | 2026 | 0.031025
ENS | Preferred Plan | C&I Curtailment | C&I Curtailment-Turnkey-Water Heating Control | General | Miscellaneous | Winter Morning | MW of Load | 1 | 2026 | 0.012383
ENS | Preferred Plan | C&I Curtailment | C&I Curtailment-Turnkey-Water Heating Control | General | Offices | Winter Morning | MW of Load | 1 | 2026 | 0.00033298
ENS | Preferred Plan | C&I Curtailment | C&I Curtailment-Turnkey-Water Heating Control | General | Retail Trade | Winter Morning | MW of Load | 1 | 2026 | 0.006572
ENS | Preferred Plan | C&I Curtailment | C&I Curtailment-Turnkey-Water Heating Control | General | Services | Winter Morning | MW of Load | 1 | 2026 | 0.0042457
ENS | Preferred Plan | C&I Curtailment | C&I Curtailment-Turnkey-Other | General | Miscellaneous | Winter Morning | MW of Load | 1 | 2026 | 0.22213
ENS | Preferred Plan | C&I Curtailment | C&I Curtailment-Turnkey-Other | General | Offices | Winter Morning | MW of Load | 1 | 2026 | 0.0061087
ENS | Preferred Plan | C&I Curtailment | C&I Curtailment-Turnkey-Other | General | Retail Trade | Winter Morning | MW of Load | 1 | 2026 | 0.070121
ENS | Preferred Plan | C&I Curtailment | C&I Curtailment-Turnkey-Other | General | Services | Winter Morning | MW of Load | 1 | 2026 | 0.045325
ENS | Preferred Plan | C&I Curtailment | C&I Curtailment-Turnkey-Manual HVAC Control | General | Miscellaneous | Winter Evening | MW of Load | 1 | 2026 | 0.58116
ENS | Preferred Plan | C&I Curtailment | C&I Curtailment-Turnkey-Manual HVAC Control | General | Offices | Winter Evening | MW of Load | 1 | 2026 | 0.038442
ENS | Preferred Plan | C&I Curtailment | C&I Curtailment-Turnkey-Manual HVAC Control | General | Retail Trade | Winter Evening | MW of Load | 1 | 2026 | 0.13645
ENS | Preferred Plan | C&I Curtailment | C&I Curtailment-Turnkey-Manual HVAC Control | General | Services | Winter Evening | MW of Load | 1 | 2026 | 0.088208
ENS | Preferred Plan | C&I Curtailment | C&I Curtailment-Turnkey-Auto-DR HVAC Control | General | Miscellaneous | Winter Evening | MW of Load | 1 | 2026 | 0.018367
ENS | Preferred Plan | C&I Curtailment | C&I Curtailment-Turnkey-Auto-DR HVAC Control | General | Offices | Winter Evening | MW of Load | 1 | 2026 | 0.001215
ENS | Preferred Plan | C&I Curtailment | C&I Curtailment-Turnkey-Auto-DR HVAC Control | General | Retail Trade | Winter Evening | MW of Load | 1 | 2026 | 0.0043124
ENS | Preferred Plan | C&I Curtailment | C&I Curtailment-Turnkey-Auto-DR HVAC Control | General | Services | Winter Evening | MW of Load | 1 | 2026 | 0.0027878
ENS | Preferred Plan | C&I Curtailment | C&I Curtailment-Turnkey-Standard Lighting Control | General | Miscellaneous | Winter Evening | MW of Load | 1 | 2026 | 0.24411
ENS | Preferred Plan | C&I Curtailment | C&I Curtailment-Turnkey-Standard Lighting Control | General | Offices | Winter Evening | MW of Load | 1 | 2026 | 0.0051164
ENS | Preferred Plan | C&I Curtailment | C&I Curtailment-Turnkey-Standard Lighting Control | General | Retail Trade | Winter Evening | MW of Load | 1 | 2026 | 0.056202
ENS | Preferred Plan | C&I Curtailment | C&I Curtailment-Turnkey-Standard Lighting Control | General | Services | Winter Evening | MW of Load | 1 | 2026 | 0.036361
ENS | Preferred Plan | C&I Curtailment | C&I Curtailment-Turnkey-Water Heating Control | General | Miscellaneous | Winter Evening | MW of Load | 1 | 2026 | 0.014512
ENS | Preferred Plan | C&I Curtailment | C&I Curtailment-Turnkey-Water Heating Control | General | Offices | Winter Evening | MW of Load | 1 | 2026 | 0.00039025
ENS | Preferred Plan | C&I Curtailment | C&I Curtailment-Turnkey-Water Heating Control | General | Retail Trade | Winter Evening | MW of Load | 1 | 2026 | 0.0077024
ENS | Preferred Plan | C&I Curtailment | C&I Curtailment-Turnkey-Water Heating Control | General | Services | Winter Evening | MW of Load | 1 | 2026 | 0.004976
ENS | Preferred Plan | C&I Curtailment | C&I Curtailment-Turnkey-Other | General | Miscellaneous | Winter Evening | MW of Load | 1 | 2026 | 0.26034
ENS | Preferred Plan | C&I Curtailment | C&I Curtailment-Turnkey-Other | General | Offices | Winter Evening | MW of Load | 1 | 2026 | 0.0071594
ENS | Preferred Plan | C&I Curtailment | C&I Curtailment-Turnkey-Other | General | Retail Trade | Winter Evening | MW of Load | 1 | 2026 | 0.082182
ENS | Preferred Plan | C&I Curtailment | C&I Curtailment-Turnkey-Other | General | Services | Winter Evening | MW of Load | 1 | 2026 | 0.053121
ENS | Preferred Plan | C&I Curtailment | C&I Curtailment-Turnkey-Manual HVAC Control | Large General | Miscellaneous | Winter Morning | MW of Load | 1 | 2026 | 0.39918
ENS | Preferred Plan | C&I Curtailment | C&I Curtailment-Turnkey-Manual HVAC Control | Large General | Retail Trade | Winter Morning | MW of Load | 1 | 2026 | 0.017147
ENS | Preferred Plan | C&I Curtailment | C&I Curtailment-Turnkey-Manual HVAC Control | Large General | Services | Winter Morning | MW of Load | 1 | 2026 | 0.027459
ENS | Preferred Plan | C&I Curtailment | C&I Curtailment-Turnkey-Auto-DR HVAC Control | Large General | Miscellaneous | Winter Morning | MW of Load | 1 | 2026 | 0.012616
ENS | Preferred Plan | C&I Curtailment | C&I Curtailment-Turnkey-Auto-DR HVAC Control | Large General | Retail Trade | Winter Morning | MW of Load | 1 | 2026 | 0.00054192
ENS | Preferred Plan | C&I Curtailment | C&I Curtailment-Turnkey-Auto-DR HVAC Control | Large General | Services | Winter Morning | MW of Load | 1 | 2026 | 0.00086782
ENS | Preferred Plan | C&I Curtailment | C&I Curtailment-Turnkey-Standard Lighting Control | Large General | Miscellaneous | Winter Morning | MW of Load | 1 | 2026 | 0.17413
ENS | Preferred Plan | C&I Curtailment | C&I Curtailment-Turnkey-Standard Lighting Control | Large General | Retail Trade | Winter Morning | MW of Load | 1 | 2026 | 0.0070348
ENS | Preferred Plan | C&I Curtailment | C&I Curtailment-Turnkey-Standard Lighting Control | Large General | Services | Winter Morning | MW of Load | 1 | 2026 | 0.011265
ENS | Preferred Plan | C&I Curtailment | C&I Curtailment-Turnkey-Water Heating Control | Large General | Miscellaneous | Winter Morning | MW of Load | 1 | 2026 | 0.0080406
ENS | Preferred Plan | C&I Curtailment | C&I Curtailment-Turnkey-Water Heating Control | Large General | Retail Trade | Winter Morning | MW of Load | 1 | 2026 | 0.00097119
ENS | Preferred Plan | C&I Curtailment | C&I Curtailment-Turnkey-Water Heating Control | Large General | Services | Winter Morning | MW of Load | 1 | 2026 | 0.0015553
ENS | Preferred Plan | C&I Curtailment | C&I Curtailment-Turnkey-Other | Large General | Miscellaneous | Winter Morning | MW of Load | 1 | 2026 | 0.17379
ENS | Preferred Plan | C&I Curtailment | C&I Curtailment-Turnkey-Other | Large General | Retail Trade | Winter Morning | MW of Load | 1 | 2026 | 0.010334
ENS | Preferred Plan | C&I Curtailment | C&I Curtailment-Turnkey-Other | Large General | Services | Winter Morning | MW of Load | 1 | 2026 | 0.016549
ENS | Preferred Plan | C&I Curtailment | C&I Curtailment-Turnkey-Manual HVAC Control | Large General | Miscellaneous | Winter Evening | MW of Load | 1 | 2026 | 0.3437
ENS | Preferred Plan | C&I Curtailment | C&I Curtailment-Turnkey-Manual HVAC Control | Large General | Retail Trade | Winter Evening | MW of Load | 1 | 2026 | 0.014764
ENS | Preferred Plan | C&I Curtailment | C&I Curtailment-Turnkey-Manual HVAC Control | Large General | Services | Winter Evening | MW of Load | 1 | 2026 | 0.023642
ENS | Preferred Plan | C&I Curtailment | C&I Curtailment-Turnkey-Auto-DR HVAC Control | Large General | Miscellaneous | Winter Evening | MW of Load | 1 | 2026 | 0.010863
ENS | Preferred Plan | C&I Curtailment | C&I Curtailment-Turnkey-Auto-DR HVAC Control | Large General | Retail Trade | Winter Evening | MW of Load | 1 | 2026 | 0.0004666
ENS | Preferred Plan | C&I Curtailment | C&I Curtailment-Turnkey-Auto-DR HVAC Control | Large General | Services | Winter Evening | MW of Load | 1 | 2026 | 0.00074721
ENS | Preferred Plan | C&I Curtailment | C&I Curtailment-Turnkey-Standard Lighting Control | Large General | Miscellaneous | Winter Evening | MW of Load | 1 | 2026 | 0.14993
ENS | Preferred Plan | C&I Curtailment | C&I Curtailment-Turnkey-Standard Lighting Control | Large General | Retail Trade | Winter Evening | MW of Load | 1 | 2026 | 0.006057
ENS | Preferred Plan | C&I Curtailment | C&I Curtailment-Turnkey-Standard Lighting Control | Large General | Services | Winter Evening | MW of Load | 1 | 2026 | 0.0096996
ENS | Preferred Plan | C&I Curtailment | C&I Curtailment-Turnkey-Water Heating Control | Large General | Miscellaneous | Winter Evening | MW of Load | 1 | 2026 | 0.0069231
ENS | Preferred Plan | C&I Curtailment | C&I Curtailment-Turnkey-Water Heating Control | Large General | Retail Trade | Winter Evening | MW of Load | 1 | 2026 | 0.00083621
ENS | Preferred Plan | C&I Curtailment | C&I Curtailment-Turnkey-Water Heating Control | Large General | Services | Winter Evening | MW of Load | 1 | 2026 | 0.0013391
ENS | Preferred Plan | C&I Curtailment | C&I Curtailment-Turnkey-Other | Large General | Miscellaneous | Winter Evening | MW of Load | 1 | 2026 | 0.14964
ENS | Preferred Plan | C&I Curtailment | C&I Curtailment-Turnkey-Other | Large General | Retail Trade | Winter Evening | MW of Load | 1 | 2026 | 0.0088981
ENS | Preferred Plan | C&I Curtailment | C&I Curtailment-Turnkey-Other | Large General | Services | Winter Evening | MW of Load | 1 | 2026 | 0.014249
ENS | Preferred Plan | C&I Curtailment | C&I Curtailment-Turnkey-Manual HVAC Control | Small Industrial | Miscellaneous | Winter Morning | MW of Load | 1 | 2026 | 0.066582
ENS | Preferred Plan | C&I Curtailment | C&I Curtailment-Turnkey-Manual HVAC Control | Small Industrial | Offices | Winter Morning | MW of Load | 1 | 2026 | 0.00083393
ENS | Preferred Plan | C&I Curtailment | C&I Curtailment-Turnkey-Manual HVAC Control | Small Industrial | Retail Trade | Winter Morning | MW of Load | 1 | 2026 | 0.0028747
ENS | Preferred Plan | C&I Curtailment | C&I Curtailment-Turnkey-Manual HVAC Control | Small Industrial | Services | Winter Morning | MW of Load | 1 | 2026 | 0.00090819
ENS | Preferred Plan | C&I Curtailment | C&I Curtailment-Turnkey-Auto-DR HVAC Control | Small Industrial | Miscellaneous | Winter Morning | MW of Load | 1 | 2026 | 0.0021043
ENS | Preferred Plan | C&I Curtailment | C&I Curtailment-Turnkey-Auto-DR HVAC Control | Small Industrial | Offices | Winter Morning | MW of Load | 1 | 2026 | 2.6356e-05
ENS | Preferred Plan | C&I Curtailment | C&I Curtailment-Turnkey-Auto-DR HVAC Control | Small Industrial | Retail Trade | Winter Morning | MW of Load | 1 | 2026 | 9.0854e-05
ENS | Preferred Plan | C&I Curtailment | C&I Curtailment-Turnkey-Auto-DR HVAC Control | Small Industrial | Services | Winter Morning | MW of Load | 1 | 2026 | 2.8703e-05
ENS | Preferred Plan | C&I Curtailment | C&I Curtailment-Turnkey-Standard Lighting Control | Small Industrial | Miscellaneous | Winter Morning | MW of Load | 1 | 2026 | 0.021191
ENS | Preferred Plan | C&I Curtailment | C&I Curtailment-Turnkey-Standard Lighting Control | Small Industrial | Offices | Winter Morning | MW of Load | 1 | 2026 | 0.0001168
ENS | Preferred Plan | C&I Curtailment | C&I Curtailment-Turnkey-Standard Lighting Control | Small Industrial | Retail Trade | Winter Morning | MW of Load | 1 | 2026 | 0.0012447
ENS | Preferred Plan | C&I Curtailment | C&I Curtailment-Turnkey-Standard Lighting Control | Small Industrial | Services | Winter Morning | MW of Load | 1 | 2026 | 0.00039324
ENS | Preferred Plan | C&I Curtailment | C&I Curtailment-Turnkey-Water Heating Control | Small Industrial | Miscellaneous | Winter Morning | MW of Load | 1 | 2026 | 0.0015897
ENS | Preferred Plan | C&I Curtailment | C&I Curtailment-Turnkey-Water Heating Control | Small Industrial | Offices | Winter Morning | MW of Load | 1 | 2026 | 8.2747e-06
ENS | Preferred Plan | C&I Curtailment | C&I Curtailment-Turnkey-Water Heating Control | Small Industrial | Retail Trade | Winter Morning | MW of Load | 1 | 2026 | 0.00015518
ENS | Preferred Plan | C&I Curtailment | C&I Curtailment-Turnkey-Water Heating Control | Small Industrial | Services | Winter Morning | MW of Load | 1 | 2026 | 4.9025e-05
ENS | Preferred Plan | C&I Curtailment | C&I Curtailment-Turnkey-Other | Small Industrial | Miscellaneous | Winter Morning | MW of Load | 1 | 2026 | 0.024789
ENS | Preferred Plan | C&I Curtailment | C&I Curtailment-Turnkey-Other | Small Industrial | Offices | Winter Morning | MW of Load | 1 | 2026 | 0.00015605
ENS | Preferred Plan | C&I Curtailment | C&I Curtailment-Turnkey-Other | Small Industrial | Retail Trade | Winter Morning | MW of Load | 1 | 2026 | 0.0017163
ENS | Preferred Plan | C&I Curtailment | C&I Curtailment-Turnkey-Other | Small Industrial | Services | Winter Morning | MW of Load | 1 | 2026 | 0.00054223
ENS | Preferred Plan | C&I Curtailment | C&I Curtailment-Turnkey-Industrial | Small Industrial | Manufacturing | Winter Morning | MW of Load | 1 | 2026 | 0.0060334
ENS | Preferred Plan | C&I Curtailment | C&I Curtailment-Turnkey-Manual HVAC Control | Small Industrial | Miscellaneous | Winter Evening | MW of Load | 1 | 2026 | 0.091492
ENS | Preferred Plan | C&I Curtailment | C&I Curtailment-Turnkey-Manual HVAC Control | Small Industrial | Offices | Winter Evening | MW of Load | 1 | 2026 | 0.0011459
ENS | Preferred Plan | C&I Curtailment | C&I Curtailment-Turnkey-Manual HVAC Control | Small Industrial | Retail Trade | Winter Evening | MW of Load | 1 | 2026 | 0.0039502
ENS | Preferred Plan | C&I Curtailment | C&I Curtailment-Turnkey-Manual HVAC Control | Small Industrial | Services | Winter Evening | MW of Load | 1 | 2026 | 0.001248
ENS | Preferred Plan | C&I Curtailment | C&I Curtailment-Turnkey-Auto-DR HVAC Control | Small Industrial | Miscellaneous | Winter Evening | MW of Load | 1 | 2026 | 0.0028916
ENS | Preferred Plan | C&I Curtailment | C&I Curtailment-Turnkey-Auto-DR HVAC Control | Small Industrial | Offices | Winter Evening | MW of Load | 1 | 2026 | 3.6217e-05
ENS | Preferred Plan | C&I Curtailment | C&I Curtailment-Turnkey-Auto-DR HVAC Control | Small Industrial | Retail Trade | Winter Evening | MW of Load | 1 | 2026 | 0.00012484
ENS | Preferred Plan | C&I Curtailment | C&I Curtailment-Turnkey-Auto-DR HVAC Control | Small Industrial | Services | Winter Evening | MW of Load | 1 | 2026 | 3.9442e-05
ENS | Preferred Plan | C&I Curtailment | C&I Curtailment-Turnkey-Standard Lighting Control | Small Industrial | Miscellaneous | Winter Evening | MW of Load | 1 | 2026 | 0.029119
ENS | Preferred Plan | C&I Curtailment | C&I Curtailment-Turnkey-Standard Lighting Control | Small Industrial | Offices | Winter Evening | MW of Load | 1 | 2026 | 0.00016049
ENS | Preferred Plan | C&I Curtailment | C&I Curtailment-Turnkey-Standard Lighting Control | Small Industrial | Retail Trade | Winter Evening | MW of Load | 1 | 2026 | 0.0017104
ENS | Preferred Plan | C&I Curtailment | C&I Curtailment-Turnkey-Standard Lighting Control | Small Industrial | Services | Winter Evening | MW of Load | 1 | 2026 | 0.00054037
ENS | Preferred Plan | C&I Curtailment | C&I Curtailment-Turnkey-Water Heating Control | Small Industrial | Miscellaneous | Winter Evening | MW of Load | 1 | 2026 | 0.0021845
ENS | Preferred Plan | C&I Curtailment | C&I Curtailment-Turnkey-Water Heating Control | Small Industrial | Offices | Winter Evening | MW of Load | 1 | 2026 | 1.137e-05
ENS | Preferred Plan | C&I Curtailment | C&I Curtailment-Turnkey-Water Heating Control | Small Industrial | Retail Trade | Winter Evening | MW of Load | 1 | 2026 | 0.00021323
ENS | Preferred Plan | C&I Curtailment | C&I Curtailment-Turnkey-Water Heating Control | Small Industrial | Services | Winter Evening | MW of Load | 1 | 2026 | 6.7366e-05
ENS | Preferred Plan | C&I Curtailment | C&I Curtailment-Turnkey-Other | Small Industrial | Miscellaneous | Winter Evening | MW of Load | 1 | 2026 | 0.034063
ENS | Preferred Plan | C&I Curtailment | C&I Curtailment-Turnkey-Other | Small Industrial | Offices | Winter Evening | MW of Load | 1 | 2026 | 0.00021443
ENS | Preferred Plan | C&I Curtailment | C&I Curtailment-Turnkey-Other | Small Industrial | Retail Trade | Winter Evening | MW of Load | 1 | 2026 | 0.0023584
ENS | Preferred Plan | C&I Curtailment | C&I Curtailment-Turnkey-Other | Small Industrial | Services | Winter Evening | MW of Load | 1 | 2026 | 0.00074509
ENS | Preferred Plan | C&I Curtailment | C&I Curtailment-Turnkey-Industrial | Small Industrial | Manufacturing | Winter Evening | MW of Load | 1 | 2026 | 0.0082906
ENS | Preferred Plan | C&I Curtailment | C&I Curtailment-Turnkey-Manual HVAC Control | Medium Industrial | Miscellaneous | Winter Morning | MW of Load | 1 | 2026 | 1.2753
ENS | Preferred Plan | C&I Curtailment | C&I Curtailment-Turnkey-Manual HVAC Control | Medium Industrial | Offices | Winter Morning | MW of Load | 1 | 2026 | 0.020107
ENS | Preferred Plan | C&I Curtailment | C&I Curtailment-Turnkey-Manual HVAC Control | Medium Industrial | Retail Trade | Winter Morning | MW of Load | 1 | 2026 | 0.28807
ENS | Preferred Plan | C&I Curtailment | C&I Curtailment-Turnkey-Manual HVAC Control | Medium Industrial | Services | Winter Morning | MW of Load | 1 | 2026 | 0.013265
ENS | Preferred Plan | C&I Curtailment | C&I Curtailment-Turnkey-Auto-DR HVAC Control | Medium Industrial | Miscellaneous | Winter Morning | MW of Load | 1 | 2026 | 0.040307
ENS | Preferred Plan | C&I Curtailment | C&I Curtailment-Turnkey-Auto-DR HVAC Control | Medium Industrial | Offices | Winter Morning | MW of Load | 1 | 2026 | 0.00063549
ENS | Preferred Plan | C&I Curtailment | C&I Curtailment-Turnkey-Auto-DR HVAC Control | Medium Industrial | Retail Trade | Winter Morning | MW of Load | 1 | 2026 | 0.0091044
ENS | Preferred Plan | C&I Curtailment | C&I Curtailment-Turnkey-Auto-DR HVAC Control | Medium Industrial | Services | Winter Morning | MW of Load | 1 | 2026 | 0.00041923
ENS | Preferred Plan | C&I Curtailment | C&I Curtailment-Turnkey-Standard Lighting Control | Medium Industrial | Miscellaneous | Winter Morning | MW of Load | 1 | 2026 | 0.4059
ENS | Preferred Plan | C&I Curtailment | C&I Curtailment-Turnkey-Standard Lighting Control | Medium Industrial | Offices | Winter Morning | MW of Load | 1 | 2026 | 0.0028162
ENS | Preferred Plan | C&I Curtailment | C&I Curtailment-Turnkey-Standard Lighting Control | Medium Industrial | Retail Trade | Winter Morning | MW of Load | 1 | 2026 | 0.12473
ENS | Preferred Plan | C&I Curtailment | C&I Curtailment-Turnkey-Standard Lighting Control | Medium Industrial | Services | Winter Morning | MW of Load | 1 | 2026 | 0.0057436
ENS | Preferred Plan | C&I Curtailment | C&I Curtailment-Turnkey-Water Heating Control | Medium Industrial | Miscellaneous | Winter Morning | MW of Load | 1 | 2026 | 0.030451
ENS | Preferred Plan | C&I Curtailment | C&I Curtailment-Turnkey-Water Heating Control | Medium Industrial | Offices | Winter Morning | MW of Load | 1 | 2026 | 0.00019952
ENS | Preferred Plan | C&I Curtailment | C&I Curtailment-Turnkey-Water Heating Control | Medium Industrial | Retail Trade | Winter Morning | MW of Load | 1 | 2026 | 0.01555
ENS | Preferred Plan | C&I Curtailment | C&I Curtailment-Turnkey-Water Heating Control | Medium Industrial | Services | Winter Morning | MW of Load | 1 | 2026 | 0.00071604
ENS | Preferred Plan | C&I Curtailment | C&I Curtailment-Turnkey-Other | Medium Industrial | Miscellaneous | Winter Morning | MW of Load | 1 | 2026 | 0.47482
ENS | Preferred Plan | C&I Curtailment | C&I Curtailment-Turnkey-Other | Medium Industrial | Offices | Winter Morning | MW of Load | 1 | 2026 | 0.0037626
ENS | Preferred Plan | C&I Curtailment | C&I Curtailment-Turnkey-Other | Medium Industrial | Retail Trade | Winter Morning | MW of Load | 1 | 2026 | 0.17199
ENS | Preferred Plan | C&I Curtailment | C&I Curtailment-Turnkey-Other | Medium Industrial | Services | Winter Morning | MW of Load | 1 | 2026 | 0.0079196
ENS | Preferred Plan | C&I Curtailment | C&I Curtailment-Turnkey-Manual HVAC Control | Medium Industrial | Miscellaneous | Winter Evening | MW of Load | 1 | 2026 | 1.2349
ENS | Preferred Plan | C&I Curtailment | C&I Curtailment-Turnkey-Manual HVAC Control | Medium Industrial | Offices | Winter Evening | MW of Load | 1 | 2026 | 0.01947
ENS | Preferred Plan | C&I Curtailment | C&I Curtailment-Turnkey-Manual HVAC Control | Medium Industrial | Retail Trade | Winter Evening | MW of Load | 1 | 2026 | 0.27894
ENS | Preferred Plan | C&I Curtailment | C&I Curtailment-Turnkey-Manual HVAC Control | Medium Industrial | Services | Winter Evening | MW of Load | 1 | 2026 | 0.012844
ENS | Preferred Plan | C&I Curtailment | C&I Curtailment-Turnkey-Auto-DR HVAC Control | Medium Industrial | Miscellaneous | Winter Evening | MW of Load | 1 | 2026 | 0.039029
ENS | Preferred Plan | C&I Curtailment | C&I Curtailment-Turnkey-Auto-DR HVAC Control | Medium Industrial | Offices | Winter Evening | MW of Load | 1 | 2026 | 0.00061535
ENS | Preferred Plan | C&I Curtailment | C&I Curtailment-Turnkey-Auto-DR HVAC Control | Medium Industrial | Retail Trade | Winter Evening | MW of Load | 1 | 2026 | 0.0088158
ENS | Preferred Plan | C&I Curtailment | C&I Curtailment-Turnkey-Auto-DR HVAC Control | Medium Industrial | Services | Winter Evening | MW of Load | 1 | 2026 | 0.00040594
ENS | Preferred Plan | C&I Curtailment | C&I Curtailment-Turnkey-Standard Lighting Control | Medium Industrial | Miscellaneous | Winter Evening | MW of Load | 1 | 2026 | 0.39303
ENS | Preferred Plan | C&I Curtailment | C&I Curtailment-Turnkey-Standard Lighting Control | Medium Industrial | Offices | Winter Evening | MW of Load | 1 | 2026 | 0.0027269
ENS | Preferred Plan | C&I Curtailment | C&I Curtailment-Turnkey-Standard Lighting Control | Medium Industrial | Retail Trade | Winter Evening | MW of Load | 1 | 2026 | 0.12078
ENS | Preferred Plan | C&I Curtailment | C&I Curtailment-Turnkey-Standard Lighting Control | Medium Industrial | Services | Winter Evening | MW of Load | 1 | 2026 | 0.0055615
ENS | Preferred Plan | C&I Curtailment | C&I Curtailment-Turnkey-Water Heating Control | Medium Industrial | Miscellaneous | Winter Evening | MW of Load | 1 | 2026 | 0.029485
ENS | Preferred Plan | C&I Curtailment | C&I Curtailment-Turnkey-Water Heating Control | Medium Industrial | Offices | Winter Evening | MW of Load | 1 | 2026 | 0.00019319
ENS | Preferred Plan | C&I Curtailment | C&I Curtailment-Turnkey-Water Heating Control | Medium Industrial | Retail Trade | Winter Evening | MW of Load | 1 | 2026 | 0.015057
ENS | Preferred Plan | C&I Curtailment | C&I Curtailment-Turnkey-Water Heating Control | Medium Industrial | Services | Winter Evening | MW of Load | 1 | 2026 | 0.00069335
ENS | Preferred Plan | C&I Curtailment | C&I Curtailment-Turnkey-Other | Medium Industrial | Miscellaneous | Winter Evening | MW of Load | 1 | 2026 | 0.45977
ENS | Preferred Plan | C&I Curtailment | C&I Curtailment-Turnkey-Other | Medium Industrial | Offices | Winter Evening | MW of Load | 1 | 2026 | 0.0036434
ENS | Preferred Plan | C&I Curtailment | C&I Curtailment-Turnkey-Other | Medium Industrial | Retail Trade | Winter Evening | MW of Load | 1 | 2026 | 0.16654
ENS | Preferred Plan | C&I Curtailment | C&I Curtailment-Turnkey-Other | Medium Industrial | Services | Winter Evening | MW of Load | 1 | 2026 | 0.0076686
ENS | Preferred Plan | C&I Curtailment | C&I Curtailment-Turnkey-Manual HVAC Control | Large Industrial | Miscellaneous | Winter Morning | MW of Load | 1 | 2026 | 0.02683
ENS | Preferred Plan | C&I Curtailment | C&I Curtailment-Turnkey-Auto-DR HVAC Control | Large Industrial | Miscellaneous | Winter Morning | MW of Load | 1 | 2026 | 0.00084794
ENS | Preferred Plan | C&I Curtailment | C&I Curtailment-Turnkey-Standard Lighting Control | Large Industrial | Miscellaneous | Winter Morning | MW of Load | 1 | 2026 | 0.011704
ENS | Preferred Plan | C&I Curtailment | C&I Curtailment-Turnkey-Water Heating Control | Large Industrial | Miscellaneous | Winter Morning | MW of Load | 1 | 2026 | 0.00054042
ENS | Preferred Plan | C&I Curtailment | C&I Curtailment-Turnkey-Other | Large Industrial | Miscellaneous | Winter Morning | MW of Load | 1 | 2026 | 0.011681
ENS | Preferred Plan | C&I Curtailment | C&I Curtailment-Turnkey-Industrial | Large Industrial | Manufacturing | Winter Morning | MW of Load | 1 | 2026 | 0.0023316
ENS | Preferred Plan | C&I Curtailment | C&I Curtailment-Turnkey-Manual HVAC Control | Large Industrial | Miscellaneous | Winter Evening | MW of Load | 1 | 2026 | 0.026696
ENS | Preferred Plan | C&I Curtailment | C&I Curtailment-Turnkey-Auto-DR HVAC Control | Large Industrial | Miscellaneous | Winter Evening | MW of Load | 1 | 2026 | 0.00084373
ENS | Preferred Plan | C&I Curtailment | C&I Curtailment-Turnkey-Standard Lighting Control | Large Industrial | Miscellaneous | Winter Evening | MW of Load | 1 | 2026 | 0.011645
ENS | Preferred Plan | C&I Curtailment | C&I Curtailment-Turnkey-Water Heating Control | Large Industrial | Miscellaneous | Winter Evening | MW of Load | 1 | 2026 | 0.00053773
ENS | Preferred Plan | C&I Curtailment | C&I Curtailment-Turnkey-Other | Large Industrial | Miscellaneous | Winter Evening | MW of Load | 1 | 2026 | 0.011623
ENS | Preferred Plan | C&I Curtailment | C&I Curtailment-Turnkey-Industrial | Large Industrial | Manufacturing | Winter Evening | MW of Load | 1 | 2026 | 0.00232
ENS | Preferred Plan | C&I Loadshift to BUGs | C&I Loadshift to BUGs | Large General | Miscellaneous | Winter Morning | MW of Load | 1 | 2026 | 2.6867
ENS | Preferred Plan | C&I Loadshift to BUGs | C&I Loadshift to BUGs | Large General | Miscellaneous | Winter Evening | MW of Load | 1 | 2026 | 2.3133
ENS | Preferred Plan | C&I Loadshift to BUGs | C&I Loadshift to BUGs | Small Industrial | Miscellaneous | Winter Morning | MW of Load | 1 | 2026 | 0.71605
ENS | Preferred Plan | C&I Loadshift to BUGs | C&I Loadshift to BUGs | Small Industrial | Miscellaneous | Winter Evening | MW of Load | 1 | 2026 | 0.98395
ENS | Preferred Plan | C&I Loadshift to BUGs | C&I Loadshift to BUGs | Medium Industrial | Manufacturing | Winter Morning | MW of Load | 1 | 2026 | 0.50805
ENS | Preferred Plan | C&I Loadshift to BUGs | C&I Loadshift to BUGs | Medium Industrial | Miscellaneous | Winter Morning | MW of Load | 1 | 2026 | 2.2049
ENS | Preferred Plan | C&I Loadshift to BUGs | C&I Loadshift to BUGs | Medium Industrial | Manufacturing | Winter Evening | MW of Load | 1 | 2026 | 0.49195
ENS | Preferred Plan | C&I Loadshift to BUGs | C&I Loadshift to BUGs | Medium Industrial | Miscellaneous | Winter Evening | MW of Load | 1 | 2026 | 2.1351
ENS | Preferred Plan | Dynamic Pricing | Dynamic Pricing with enabling tech. | Small General | Manufacturing | Winter Morning | MW of Load | 1 | 2026 | 0.0025719
ENS | Preferred Plan | Dynamic Pricing | Dynamic Pricing with enabling tech. | Small General | Manufacturing | Winter Evening | MW of Load | 1 | 2026 | 0.0029883
ENS | Preferred Plan | Dynamic Pricing | Dynamic Pricing with enabling tech. | Residential Charitable | Residential LI | Winter Morning | MW of Load | 1 | 2026 | 0.071686
ENS | Preferred Plan | Dynamic Pricing | Dynamic Pricing with enabling tech. | Residential Charitable | Residential Market Rate | Winter Morning | MW of Load | 1 | 2026 | 0.40671
ENS | Preferred Plan | Dynamic Pricing | Dynamic Pricing w/o enabling tech. | Residential Charitable | Residential LI | Winter Morning | MW of Load | 1 | 2026 | 1.2762
ENS | Preferred Plan | Dynamic Pricing | Dynamic Pricing w/o enabling tech. | Residential Charitable | Residential Market Rate | Winter Morning | MW of Load | 1 | 2026 | 7.2403
ENS | Preferred Plan | Dynamic Pricing | Dynamic Pricing with enabling tech. | Residential Charitable | Residential LI | Winter Evening | MW of Load | 1 | 2026 | 0.081688
ENS | Preferred Plan | Dynamic Pricing | Dynamic Pricing with enabling tech. | Residential Charitable | Residential Market Rate | Winter Evening | MW of Load | 1 | 2026 | 0.46345
ENS | Preferred Plan | Dynamic Pricing | Dynamic Pricing w/o enabling tech. | Residential Charitable | Residential LI | Winter Evening | MW of Load | 1 | 2026 | 1.4542
ENS | Preferred Plan | Dynamic Pricing | Dynamic Pricing w/o enabling tech. | Residential Charitable | Residential Market Rate | Winter Evening | MW of Load | 1 | 2026 | 8.2505
ENS | Preferred Plan | BTM Battery Control | BTM Battery Control-BYOB | Residential Charitable | Residential Market Rate | Winter Morning | MW of Load | 0 | 2026 | 0.09432
ENS | Preferred Plan | BTM Battery Control | BTM Battery Control-BYOB | Residential Charitable | Residential Market Rate | Winter Evening | MW of Load | 0 | 2026 | 0.12168
ENS | Preferred Plan | EV Charging Control | EV Charging Control | EV Res LDV | EV | Winter Morning | MW of Load | 0 | 2026 | 0.0026006
ENS | Preferred Plan | EV Charging Control | EV Charging Control | EV Res LDV | EV | Winter Evening | MW of Load | 0 | 2026 | 0.031207
ENS | Preferred Plan | EV Charging Control | EV Charging Control | EV Com LDV | EV | Winter Morning | MW of Load | 0 | 2026 | 0.00091046
ENS | Preferred Plan | EV Charging Control | EV Charging Control | EV Com LDV | EV | Winter Evening | MW of Load | 0 | 2026 | 0.010926
ENS | Preferred Plan | Behavioral DR | Behavioral DR | Residential Charitable | Residential LI | Winter Morning | MW of Load | 1 | 2026 | 0.038161
ENS | Preferred Plan | Behavioral DR | Behavioral DR | Residential Charitable | Residential Market Rate | Winter Morning | MW of Load | 1 | 2026 | 0.21733
ENS | Preferred Plan | Behavioral DR | Behavioral DR | Residential Charitable | Residential LI | Winter Evening | MW of Load | 1 | 2026 | 0.043485
ENS | Preferred Plan | Behavioral DR | Behavioral DR | Residential Charitable | Residential Market Rate | Winter Evening | MW of Load | 1 | 2026 | 0.24765
ENS | Preferred Plan | Time-of-Use Rates (TOU) | Time-of-Use Rates (TOU) | Residential Charitable | Residential LI | Winter Morning | MW of Load | 0 | 2026 | 0.33192
ENS | Preferred Plan | Time-of-Use Rates (TOU) | Time-of-Use Rates (TOU) | Residential Charitable | Residential Market Rate | Winter Morning | MW of Load | 0 | 2026 | 1.8903
ENS | Preferred Plan | Time-of-Use Rates (TOU) | Time-of-Use Rates (TOU) | Residential Charitable | Residential LI | Winter Evening | MW of Load | 0 | 2026 | 0.37823
ENS | Preferred Plan | Time-of-Use Rates (TOU) | Time-of-Use Rates (TOU) | Residential Charitable | Residential Market Rate | Winter Evening | MW of Load | 0 | 2026 | 2.1541
ENS | Preferred Plan | DLC-Thermostat | DLC-Thermostat-BYOT-Central Heat Pump | Residential Charitable | Residential LI | Winter Morning | MW of Load | 0 | 2027 | 0.026427
ENS | Preferred Plan | DLC-Thermostat | DLC-Thermostat-BYOT-Central Heat Pump | Residential Charitable | Residential Market Rate | Winter Morning | MW of Load | 0 | 2027 | 0.16172
ENS | Preferred Plan | DLC-Thermostat | DLC-Thermostat-DI-Baseboard Heating | Residential Charitable | Residential LI | Winter Morning | MW of Load | 0 | 2027 | 0.13498
ENS | Preferred Plan | DLC-Thermostat | DLC-Thermostat-DI-Baseboard Heating | Residential Charitable | Residential Market Rate | Winter Morning | MW of Load | 0 | 2027 | 1.2849
ENS | Preferred Plan | DLC-Thermostat | DLC-Thermostat-BYOT-Baseboard Heating | Residential Charitable | Residential LI | Winter Morning | MW of Load | 0 | 2027 | 0.015777
ENS | Preferred Plan | DLC-Thermostat | DLC-Thermostat-BYOT-Baseboard Heating | Residential Charitable | Residential Market Rate | Winter Morning | MW of Load | 0 | 2027 | 0.15019
ENS | Preferred Plan | DLC-Thermostat | DLC-Thermostat-DI-MSHP | Residential Charitable | Residential LI | Winter Morning | MW of Load | 0 | 2027 | 0.078214
ENS | Preferred Plan | DLC-Thermostat | DLC-Thermostat-DI-MSHP | Residential Charitable | Residential Market Rate | Winter Morning | MW of Load | 0 | 2027 | 0.74452
ENS | Preferred Plan | DLC-Thermostat | DLC-Thermostat-BYOT-MSHP | Residential Charitable | Residential LI | Winter Morning | MW of Load | 0 | 2027 | 0.0070689
ENS | Preferred Plan | DLC-Thermostat | DLC-Thermostat-BYOT-MSHP | Residential Charitable | Residential Market Rate | Winter Morning | MW of Load | 0 | 2027 | 0.067289
ENS | Preferred Plan | DLC-Thermostat | DLC-Thermostat-BYOT-Central Heat Pump | Residential Charitable | Residential LI | Winter Evening | MW of Load | 0 | 2027 | 0.026427
ENS | Preferred Plan | DLC-Thermostat | DLC-Thermostat-BYOT-Central Heat Pump | Residential Charitable | Residential Market Rate | Winter Evening | MW of Load | 0 | 2027 | 0.16172
ENS | Preferred Plan | DLC-Thermostat | DLC-Thermostat-DI-Baseboard Heating | Residential Charitable | Residential LI | Winter Evening | MW of Load | 0 | 2027 | 0.13498
ENS | Preferred Plan | DLC-Thermostat | DLC-Thermostat-DI-Baseboard Heating | Residential Charitable | Residential Market Rate | Winter Evening | MW of Load | 0 | 2027 | 1.2849
ENS | Preferred Plan | DLC-Thermostat | DLC-Thermostat-BYOT-Baseboard Heating | Residential Charitable | Residential LI | Winter Evening | MW of Load | 0 | 2027 | 0.015777
ENS | Preferred Plan | DLC-Thermostat | DLC-Thermostat-BYOT-Baseboard Heating | Residential Charitable | Residential Market Rate | Winter Evening | MW of Load | 0 | 2027 | 0.15019
ENS | Preferred Plan | DLC-Thermostat | DLC-Thermostat-DI-MSHP | Residential Charitable | Residential LI | Winter Evening | MW of Load | 0 | 2027 | 0.078214
ENS | Preferred Plan | DLC-Thermostat | DLC-Thermostat-DI-MSHP | Residential Charitable | Residential Market Rate | Winter Evening | MW of Load | 0 | 2027 | 0.74452
ENS | Preferred Plan | DLC-Thermostat | DLC-Thermostat-BYOT-MSHP | Residential Charitable | Residential LI | Winter Evening | MW of Load | 0 | 2027 | 0.0070689
ENS | Preferred Plan | DLC-Thermostat | DLC-Thermostat-BYOT-MSHP | Residential Charitable | Residential Market Rate | Winter Evening | MW of Load | 0 | 2027 | 0.067289
ENS | Preferred Plan | DLC-Water Heating | DLC-Switch-Water Heating | Residential Charitable | Residential LI | Winter Morning | MW of Load | 0 | 2027 | 0.083327
ENS | Preferred Plan | DLC-Water Heating | DLC-Switch-Water Heating | Residential Charitable | Residential Market Rate | Winter Morning | MW of Load | 0 | 2027 | 0.95182
ENS | Preferred Plan | DLC-Water Heating | DLC-Switch-Water Heating | Residential Charitable | Residential LI | Winter Evening | MW of Load | 0 | 2027 | 0.070428
ENS | Preferred Plan | DLC-Water Heating | DLC-Switch-Water Heating | Residential Charitable | Residential Market Rate | Winter Evening | MW of Load | 0 | 2027 | 0.80449
ENS | Preferred Plan | C&I Curtailment | C&I Curtailment-Turnkey-Manual HVAC Control | General | Miscellaneous | Winter Morning | MW of Load | 1 | 2027 | 0.89641
ENS | Preferred Plan | C&I Curtailment | C&I Curtailment-Turnkey-Manual HVAC Control | General | Offices | Winter Morning | MW of Load | 1 | 2027 | 0.059789
ENS | Preferred Plan | C&I Curtailment | C&I Curtailment-Turnkey-Manual HVAC Control | General | Retail Trade | Winter Morning | MW of Load | 1 | 2027 | 0.20957
ENS | Preferred Plan | C&I Curtailment | C&I Curtailment-Turnkey-Manual HVAC Control | General | Services | Winter Morning | MW of Load | 1 | 2027 | 0.13548
ENS | Preferred Plan | C&I Curtailment | C&I Curtailment-Turnkey-Auto-DR HVAC Control | General | Miscellaneous | Winter Morning | MW of Load | 1 | 2027 | 0.035582
ENS | Preferred Plan | C&I Curtailment | C&I Curtailment-Turnkey-Auto-DR HVAC Control | General | Offices | Winter Morning | MW of Load | 1 | 2027 | 0.0023733
ENS | Preferred Plan | C&I Curtailment | C&I Curtailment-Turnkey-Auto-DR HVAC Control | General | Retail Trade | Winter Morning | MW of Load | 1 | 2027 | 0.0083186
ENS | Preferred Plan | C&I Curtailment | C&I Curtailment-Turnkey-Auto-DR HVAC Control | General | Services | Winter Morning | MW of Load | 1 | 2027 | 0.0053778
ENS | Preferred Plan | C&I Curtailment | C&I Curtailment-Turnkey-Standard Lighting Control | General | Miscellaneous | Winter Morning | MW of Load | 1 | 2027 | 0.37383
ENS | Preferred Plan | C&I Curtailment | C&I Curtailment-Turnkey-Standard Lighting Control | General | Offices | Winter Morning | MW of Load | 1 | 2027 | 0.0077134
ENS | Preferred Plan | C&I Curtailment | C&I Curtailment-Turnkey-Standard Lighting Control | General | Retail Trade | Winter Morning | MW of Load | 1 | 2027 | 0.085196
ENS | Preferred Plan | C&I Curtailment | C&I Curtailment-Turnkey-Standard Lighting Control | General | Services | Winter Morning | MW of Load | 1 | 2027 | 0.055128
ENS | Preferred Plan | C&I Curtailment | C&I Curtailment-Turnkey-Water Heating Control | General | Miscellaneous | Winter Morning | MW of Load | 1 | 2027 | 0.022911
ENS | Preferred Plan | C&I Curtailment | C&I Curtailment-Turnkey-Water Heating Control | General | Offices | Winter Morning | MW of Load | 1 | 2027 | 0.00061407
ENS | Preferred Plan | C&I Curtailment | C&I Curtailment-Turnkey-Water Heating Control | General | Retail Trade | Winter Morning | MW of Load | 1 | 2027 | 0.012203
ENS | Preferred Plan | C&I Curtailment | C&I Curtailment-Turnkey-Water Heating Control | General | Services | Winter Morning | MW of Load | 1 | 2027 | 0.0078826
ENS | Preferred Plan | C&I Curtailment | C&I Curtailment-Turnkey-Other | General | Miscellaneous | Winter Morning | MW of Load | 1 | 2027 | 0.40865
ENS | Preferred Plan | C&I Curtailment | C&I Curtailment-Turnkey-Other | General | Offices | Winter Morning | MW of Load | 1 | 2027 | 0.01121
ENS | Preferred Plan | C&I Curtailment | C&I Curtailment-Turnkey-Other | General | Retail Trade | Winter Morning | MW of Load | 1 | 2027 | 0.12911
ENS | Preferred Plan | C&I Curtailment | C&I Curtailment-Turnkey-Other | General | Services | Winter Morning | MW of Load | 1 | 2027 | 0.083455
ENS | Preferred Plan | C&I Curtailment | C&I Curtailment-Turnkey-Manual HVAC Control | General | Miscellaneous | Winter Evening | MW of Load | 1 | 2027 | 1.0429
ENS | Preferred Plan | C&I Curtailment | C&I Curtailment-Turnkey-Manual HVAC Control | General | Offices | Winter Evening | MW of Load | 1 | 2027 | 0.069561
ENS | Preferred Plan | C&I Curtailment | C&I Curtailment-Turnkey-Manual HVAC Control | General | Retail Trade | Winter Evening | MW of Load | 1 | 2027 | 0.24382
ENS | Preferred Plan | C&I Curtailment | C&I Curtailment-Turnkey-Manual HVAC Control | General | Services | Winter Evening | MW of Load | 1 | 2027 | 0.15762
ENS | Preferred Plan | C&I Curtailment | C&I Curtailment-Turnkey-Auto-DR HVAC Control | General | Miscellaneous | Winter Evening | MW of Load | 1 | 2027 | 0.041398
ENS | Preferred Plan | C&I Curtailment | C&I Curtailment-Turnkey-Auto-DR HVAC Control | General | Offices | Winter Evening | MW of Load | 1 | 2027 | 0.0027612
ENS | Preferred Plan | C&I Curtailment | C&I Curtailment-Turnkey-Auto-DR HVAC Control | General | Retail Trade | Winter Evening | MW of Load | 1 | 2027 | 0.0096782
ENS | Preferred Plan | C&I Curtailment | C&I Curtailment-Turnkey-Auto-DR HVAC Control | General | Services | Winter Evening | MW of Load | 1 | 2027 | 0.0062567
ENS | Preferred Plan | C&I Curtailment | C&I Curtailment-Turnkey-Standard Lighting Control | General | Miscellaneous | Winter Evening | MW of Load | 1 | 2027 | 0.43493
ENS | Preferred Plan | C&I Curtailment | C&I Curtailment-Turnkey-Standard Lighting Control | General | Offices | Winter Evening | MW of Load | 1 | 2027 | 0.0089741
ENS | Preferred Plan | C&I Curtailment | C&I Curtailment-Turnkey-Standard Lighting Control | General | Retail Trade | Winter Evening | MW of Load | 1 | 2027 | 0.099121
ENS | Preferred Plan | C&I Curtailment | C&I Curtailment-Turnkey-Standard Lighting Control | General | Services | Winter Evening | MW of Load | 1 | 2027 | 0.064138
ENS | Preferred Plan | C&I Curtailment | C&I Curtailment-Turnkey-Water Heating Control | General | Miscellaneous | Winter Evening | MW of Load | 1 | 2027 | 0.026655
ENS | Preferred Plan | C&I Curtailment | C&I Curtailment-Turnkey-Water Heating Control | General | Offices | Winter Evening | MW of Load | 1 | 2027 | 0.00071443
ENS | Preferred Plan | C&I Curtailment | C&I Curtailment-Turnkey-Water Heating Control | General | Retail Trade | Winter Evening | MW of Load | 1 | 2027 | 0.014197
ENS | Preferred Plan | C&I Curtailment | C&I Curtailment-Turnkey-Water Heating Control | General | Services | Winter Evening | MW of Load | 1 | 2027 | 0.0091709
ENS | Preferred Plan | C&I Curtailment | C&I Curtailment-Turnkey-Other | General | Miscellaneous | Winter Evening | MW of Load | 1 | 2027 | 0.47544
ENS | Preferred Plan | C&I Curtailment | C&I Curtailment-Turnkey-Other | General | Offices | Winter Evening | MW of Load | 1 | 2027 | 0.013042
ENS | Preferred Plan | C&I Curtailment | C&I Curtailment-Turnkey-Other | General | Retail Trade | Winter Evening | MW of Load | 1 | 2027 | 0.15022
ENS | Preferred Plan | C&I Curtailment | C&I Curtailment-Turnkey-Other | General | Services | Winter Evening | MW of Load | 1 | 2027 | 0.097094
ENS | Preferred Plan | C&I Curtailment | C&I Curtailment-Turnkey-Manual HVAC Control | Large General | Miscellaneous | Winter Morning | MW of Load | 1 | 2027 | 0.72169
ENS | Preferred Plan | C&I Curtailment | C&I Curtailment-Turnkey-Manual HVAC Control | Large General | Retail Trade | Winter Morning | MW of Load | 1 | 2027 | 0.030813
ENS | Preferred Plan | C&I Curtailment | C&I Curtailment-Turnkey-Manual HVAC Control | Large General | Services | Winter Morning | MW of Load | 1 | 2027 | 0.049343
ENS | Preferred Plan | C&I Curtailment | C&I Curtailment-Turnkey-Auto-DR HVAC Control | Large General | Miscellaneous | Winter Morning | MW of Load | 1 | 2027 | 0.028647
ENS | Preferred Plan | C&I Curtailment | C&I Curtailment-Turnkey-Auto-DR HVAC Control | Large General | Retail Trade | Winter Morning | MW of Load | 1 | 2027 | 0.0012231
ENS | Preferred Plan | C&I Curtailment | C&I Curtailment-Turnkey-Auto-DR HVAC Control | Large General | Services | Winter Morning | MW of Load | 1 | 2027 | 0.0019586
ENS | Preferred Plan | C&I Curtailment | C&I Curtailment-Turnkey-Standard Lighting Control | Large General | Miscellaneous | Winter Morning | MW of Load | 1 | 2027 | 0.31251
ENS | Preferred Plan | C&I Curtailment | C&I Curtailment-Turnkey-Standard Lighting Control | Large General | Retail Trade | Winter Morning | MW of Load | 1 | 2027 | 0.012469
ENS | Preferred Plan | C&I Curtailment | C&I Curtailment-Turnkey-Standard Lighting Control | Large General | Services | Winter Morning | MW of Load | 1 | 2027 | 0.019968
ENS | Preferred Plan | C&I Curtailment | C&I Curtailment-Turnkey-Water Heating Control | Large General | Miscellaneous | Winter Morning | MW of Load | 1 | 2027 | 0.014786
ENS | Preferred Plan | C&I Curtailment | C&I Curtailment-Turnkey-Water Heating Control | Large General | Retail Trade | Winter Morning | MW of Load | 1 | 2027 | 0.0018015
ENS | Preferred Plan | C&I Curtailment | C&I Curtailment-Turnkey-Water Heating Control | Large General | Services | Winter Morning | MW of Load | 1 | 2027 | 0.0028848
ENS | Preferred Plan | C&I Curtailment | C&I Curtailment-Turnkey-Other | Large General | Miscellaneous | Winter Morning | MW of Load | 1 | 2027 | 0.31902
ENS | Preferred Plan | C&I Curtailment | C&I Curtailment-Turnkey-Other | Large General | Retail Trade | Winter Morning | MW of Load | 1 | 2027 | 0.019
ENS | Preferred Plan | C&I Curtailment | C&I Curtailment-Turnkey-Other | Large General | Services | Winter Morning | MW of Load | 1 | 2027 | 0.030427
ENS | Preferred Plan | C&I Curtailment | C&I Curtailment-Turnkey-Manual HVAC Control | Large General | Miscellaneous | Winter Evening | MW of Load | 1 | 2027 | 0.61685
ENS | Preferred Plan | C&I Curtailment | C&I Curtailment-Turnkey-Manual HVAC Control | Large General | Retail Trade | Winter Evening | MW of Load | 1 | 2027 | 0.026336
ENS | Preferred Plan | C&I Curtailment | C&I Curtailment-Turnkey-Manual HVAC Control | Large General | Services | Winter Evening | MW of Load | 1 | 2027 | 0.042175
ENS | Preferred Plan | C&I Curtailment | C&I Curtailment-Turnkey-Auto-DR HVAC Control | Large General | Miscellaneous | Winter Evening | MW of Load | 1 | 2027 | 0.024485
ENS | Preferred Plan | C&I Curtailment | C&I Curtailment-Turnkey-Auto-DR HVAC Control | Large General | Retail Trade | Winter Evening | MW of Load | 1 | 2027 | 0.0010454
ENS | Preferred Plan | C&I Curtailment | C&I Curtailment-Turnkey-Auto-DR HVAC Control | Large General | Services | Winter Evening | MW of Load | 1 | 2027 | 0.0016741
ENS | Preferred Plan | C&I Curtailment | C&I Curtailment-Turnkey-Standard Lighting Control | Large General | Miscellaneous | Winter Evening | MW of Load | 1 | 2027 | 0.26711
ENS | Preferred Plan | C&I Curtailment | C&I Curtailment-Turnkey-Standard Lighting Control | Large General | Retail Trade | Winter Evening | MW of Load | 1 | 2027 | 0.010658
ENS | Preferred Plan | C&I Curtailment | C&I Curtailment-Turnkey-Standard Lighting Control | Large General | Services | Winter Evening | MW of Load | 1 | 2027 | 0.017067
ENS | Preferred Plan | C&I Curtailment | C&I Curtailment-Turnkey-Water Heating Control | Large General | Miscellaneous | Winter Evening | MW of Load | 1 | 2027 | 0.012638
ENS | Preferred Plan | C&I Curtailment | C&I Curtailment-Turnkey-Water Heating Control | Large General | Retail Trade | Winter Evening | MW of Load | 1 | 2027 | 0.0015398
ENS | Preferred Plan | C&I Curtailment | C&I Curtailment-Turnkey-Water Heating Control | Large General | Services | Winter Evening | MW of Load | 1 | 2027 | 0.0024658
ENS | Preferred Plan | C&I Curtailment | C&I Curtailment-Turnkey-Other | Large General | Miscellaneous | Winter Evening | MW of Load | 1 | 2027 | 0.27267
ENS | Preferred Plan | C&I Curtailment | C&I Curtailment-Turnkey-Other | Large General | Retail Trade | Winter Evening | MW of Load | 1 | 2027 | 0.01624
ENS | Preferred Plan | C&I Curtailment | C&I Curtailment-Turnkey-Other | Large General | Services | Winter Evening | MW of Load | 1 | 2027 | 0.026006
ENS | Preferred Plan | C&I Curtailment | C&I Curtailment-Turnkey-Manual HVAC Control | Small Industrial | Miscellaneous | Winter Morning | MW of Load | 1 | 2027 | 0.12046
ENS | Preferred Plan | C&I Curtailment | C&I Curtailment-Turnkey-Manual HVAC Control | Small Industrial | Offices | Winter Morning | MW of Load | 1 | 2027 | 0.0015164
ENS | Preferred Plan | C&I Curtailment | C&I Curtailment-Turnkey-Manual HVAC Control | Small Industrial | Retail Trade | Winter Morning | MW of Load | 1 | 2027 | 0.0051742
ENS | Preferred Plan | C&I Curtailment | C&I Curtailment-Turnkey-Manual HVAC Control | Small Industrial | Services | Winter Morning | MW of Load | 1 | 2027 | 0.0016347
ENS | Preferred Plan | C&I Curtailment | C&I Curtailment-Turnkey-Auto-DR HVAC Control | Small Industrial | Miscellaneous | Winter Morning | MW of Load | 1 | 2027 | 0.0047814
ENS | Preferred Plan | C&I Curtailment | C&I Curtailment-Turnkey-Auto-DR HVAC Control | Small Industrial | Offices | Winter Morning | MW of Load | 1 | 2027 | 6.0191e-05
ENS | Preferred Plan | C&I Curtailment | C&I Curtailment-Turnkey-Auto-DR HVAC Control | Small Industrial | Retail Trade | Winter Morning | MW of Load | 1 | 2027 | 0.00020538
ENS | Preferred Plan | C&I Curtailment | C&I Curtailment-Turnkey-Auto-DR HVAC Control | Small Industrial | Services | Winter Morning | MW of Load | 1 | 2027 | 6.4886e-05
ENS | Preferred Plan | C&I Curtailment | C&I Curtailment-Turnkey-Standard Lighting Control | Small Industrial | Miscellaneous | Winter Morning | MW of Load | 1 | 2027 | 0.037878
ENS | Preferred Plan | C&I Curtailment | C&I Curtailment-Turnkey-Standard Lighting Control | Small Industrial | Offices | Winter Morning | MW of Load | 1 | 2027 | 0.00020772
ENS | Preferred Plan | C&I Curtailment | C&I Curtailment-Turnkey-Standard Lighting Control | Small Industrial | Retail Trade | Winter Morning | MW of Load | 1 | 2027 | 0.0022287
ENS | Preferred Plan | C&I Curtailment | C&I Curtailment-Turnkey-Standard Lighting Control | Small Industrial | Services | Winter Morning | MW of Load | 1 | 2027 | 0.0007041
ENS | Preferred Plan | C&I Curtailment | C&I Curtailment-Turnkey-Water Heating Control | Small Industrial | Miscellaneous | Winter Morning | MW of Load | 1 | 2027 | 0.002931
ENS | Preferred Plan | C&I Curtailment | C&I Curtailment-Turnkey-Water Heating Control | Small Industrial | Offices | Winter Morning | MW of Load | 1 | 2027 | 1.5151e-05
ENS | Preferred Plan | C&I Curtailment | C&I Curtailment-Turnkey-Water Heating Control | Small Industrial | Retail Trade | Winter Morning | MW of Load | 1 | 2027 | 0.00028538
ENS | Preferred Plan | C&I Curtailment | C&I Curtailment-Turnkey-Water Heating Control | Small Industrial | Services | Winter Morning | MW of Load | 1 | 2027 | 9.0158e-05
ENS | Preferred Plan | C&I Curtailment | C&I Curtailment-Turnkey-Other | Small Industrial | Miscellaneous | Winter Morning | MW of Load | 1 | 2027 | 0.045523
ENS | Preferred Plan | C&I Curtailment | C&I Curtailment-Turnkey-Other | Small Industrial | Offices | Winter Morning | MW of Load | 1 | 2027 | 0.00028595
ENS | Preferred Plan | C&I Curtailment | C&I Curtailment-Turnkey-Other | Small Industrial | Retail Trade | Winter Morning | MW of Load | 1 | 2027 | 0.0031513
ENS | Preferred Plan | C&I Curtailment | C&I Curtailment-Turnkey-Other | Small Industrial | Services | Winter Morning | MW of Load | 1 | 2027 | 0.00099558
ENS | Preferred Plan | C&I Curtailment | C&I Curtailment-Turnkey-Industrial | Small Industrial | Manufacturing | Winter Morning | MW of Load | 1 | 2027 | 0.011015
ENS | Preferred Plan | C&I Curtailment | C&I Curtailment-Turnkey-Manual HVAC Control | Small Industrial | Miscellaneous | Winter Evening | MW of Load | 1 | 2027 | 0.16431
ENS | Preferred Plan | C&I Curtailment | C&I Curtailment-Turnkey-Manual HVAC Control | Small Industrial | Offices | Winter Evening | MW of Load | 1 | 2027 | 0.0020685
ENS | Preferred Plan | C&I Curtailment | C&I Curtailment-Turnkey-Manual HVAC Control | Small Industrial | Retail Trade | Winter Evening | MW of Load | 1 | 2027 | 0.007058
ENS | Preferred Plan | C&I Curtailment | C&I Curtailment-Turnkey-Manual HVAC Control | Small Industrial | Services | Winter Evening | MW of Load | 1 | 2027 | 0.0022298
ENS | Preferred Plan | C&I Curtailment | C&I Curtailment-Turnkey-Auto-DR HVAC Control | Small Industrial | Miscellaneous | Winter Evening | MW of Load | 1 | 2027 | 0.0065223
ENS | Preferred Plan | C&I Curtailment | C&I Curtailment-Turnkey-Auto-DR HVAC Control | Small Industrial | Offices | Winter Evening | MW of Load | 1 | 2027 | 8.2105e-05
ENS | Preferred Plan | C&I Curtailment | C&I Curtailment-Turnkey-Auto-DR HVAC Control | Small Industrial | Retail Trade | Winter Evening | MW of Load | 1 | 2027 | 0.00028016
ENS | Preferred Plan | C&I Curtailment | C&I Curtailment-Turnkey-Auto-DR HVAC Control | Small Industrial | Services | Winter Evening | MW of Load | 1 | 2027 | 8.851e-05
ENS | Preferred Plan | C&I Curtailment | C&I Curtailment-Turnkey-Standard Lighting Control | Small Industrial | Miscellaneous | Winter Evening | MW of Load | 1 | 2027 | 0.051668
ENS | Preferred Plan | C&I Curtailment | C&I Curtailment-Turnkey-Standard Lighting Control | Small Industrial | Offices | Winter Evening | MW of Load | 1 | 2027 | 0.00028335
ENS | Preferred Plan | C&I Curtailment | C&I Curtailment-Turnkey-Standard Lighting Control | Small Industrial | Retail Trade | Winter Evening | MW of Load | 1 | 2027 | 0.0030401
ENS | Preferred Plan | C&I Curtailment | C&I Curtailment-Turnkey-Standard Lighting Control | Small Industrial | Services | Winter Evening | MW of Load | 1 | 2027 | 0.00096046
ENS | Preferred Plan | C&I Curtailment | C&I Curtailment-Turnkey-Water Heating Control | Small Industrial | Miscellaneous | Winter Evening | MW of Load | 1 | 2027 | 0.0039981
ENS | Preferred Plan | C&I Curtailment | C&I Curtailment-Turnkey-Water Heating Control | Small Industrial | Offices | Winter Evening | MW of Load | 1 | 2027 | 2.0668e-05
ENS | Preferred Plan | C&I Curtailment | C&I Curtailment-Turnkey-Water Heating Control | Small Industrial | Retail Trade | Winter Evening | MW of Load | 1 | 2027 | 0.00038928
ENS | Preferred Plan | C&I Curtailment | C&I Curtailment-Turnkey-Water Heating Control | Small Industrial | Services | Winter Evening | MW of Load | 1 | 2027 | 0.00012298
ENS | Preferred Plan | C&I Curtailment | C&I Curtailment-Turnkey-Other | Small Industrial | Miscellaneous | Winter Evening | MW of Load | 1 | 2027 | 0.062097
ENS | Preferred Plan | C&I Curtailment | C&I Curtailment-Turnkey-Other | Small Industrial | Offices | Winter Evening | MW of Load | 1 | 2027 | 0.00039006
ENS | Preferred Plan | C&I Curtailment | C&I Curtailment-Turnkey-Other | Small Industrial | Retail Trade | Winter Evening | MW of Load | 1 | 2027 | 0.0042986
ENS | Preferred Plan | C&I Curtailment | C&I Curtailment-Turnkey-Other | Small Industrial | Services | Winter Evening | MW of Load | 1 | 2027 | 0.0013581
ENS | Preferred Plan | C&I Curtailment | C&I Curtailment-Turnkey-Industrial | Small Industrial | Manufacturing | Winter Evening | MW of Load | 1 | 2027 | 0.015025
ENS | Preferred Plan | C&I Curtailment | C&I Curtailment-Turnkey-Manual HVAC Control | Medium Industrial | Miscellaneous | Winter Morning | MW of Load | 1 | 2027 | 2.3069
ENS | Preferred Plan | C&I Curtailment | C&I Curtailment-Turnkey-Manual HVAC Control | Medium Industrial | Offices | Winter Morning | MW of Load | 1 | 2027 | 0.036556
ENS | Preferred Plan | C&I Curtailment | C&I Curtailment-Turnkey-Manual HVAC Control | Medium Industrial | Retail Trade | Winter Morning | MW of Load | 1 | 2027 | 0.51841
ENS | Preferred Plan | C&I Curtailment | C&I Curtailment-Turnkey-Manual HVAC Control | Medium Industrial | Services | Winter Morning | MW of Load | 1 | 2027 | 0.023871
ENS | Preferred Plan | C&I Curtailment | C&I Curtailment-Turnkey-Auto-DR HVAC Control | Medium Industrial | Miscellaneous | Winter Morning | MW of Load | 1 | 2027 | 0.091571
ENS | Preferred Plan | C&I Curtailment | C&I Curtailment-Turnkey-Auto-DR HVAC Control | Medium Industrial | Offices | Winter Morning | MW of Load | 1 | 2027 | 0.0014511
ENS | Preferred Plan | C&I Curtailment | C&I Curtailment-Turnkey-Auto-DR HVAC Control | Medium Industrial | Retail Trade | Winter Morning | MW of Load | 1 | 2027 | 0.020578
ENS | Preferred Plan | C&I Curtailment | C&I Curtailment-Turnkey-Auto-DR HVAC Control | Medium Industrial | Services | Winter Morning | MW of Load | 1 | 2027 | 0.00094755
ENS | Preferred Plan | C&I Curtailment | C&I Curtailment-Turnkey-Standard Lighting Control | Medium Industrial | Miscellaneous | Winter Morning | MW of Load | 1 | 2027 | 0.72541
ENS | Preferred Plan | C&I Curtailment | C&I Curtailment-Turnkey-Standard Lighting Control | Medium Industrial | Offices | Winter Morning | MW of Load | 1 | 2027 | 0.0050077
ENS | Preferred Plan | C&I Curtailment | C&I Curtailment-Turnkey-Standard Lighting Control | Medium Industrial | Retail Trade | Winter Morning | MW of Load | 1 | 2027 | 0.2233
ENS | Preferred Plan | C&I Curtailment | C&I Curtailment-Turnkey-Standard Lighting Control | Medium Industrial | Services | Winter Morning | MW of Load | 1 | 2027 | 0.010282
ENS | Preferred Plan | C&I Curtailment | C&I Curtailment-Turnkey-Water Heating Control | Medium Industrial | Miscellaneous | Winter Morning | MW of Load | 1 | 2027 | 0.056132
ENS | Preferred Plan | C&I Curtailment | C&I Curtailment-Turnkey-Water Heating Control | Medium Industrial | Offices | Winter Morning | MW of Load | 1 | 2027 | 0.00036526
ENS | Preferred Plan | C&I Curtailment | C&I Curtailment-Turnkey-Water Heating Control | Medium Industrial | Retail Trade | Winter Morning | MW of Load | 1 | 2027 | 0.028593
ENS | Preferred Plan | C&I Curtailment | C&I Curtailment-Turnkey-Water Heating Control | Medium Industrial | Services | Winter Morning | MW of Load | 1 | 2027 | 0.0013166
ENS | Preferred Plan | C&I Curtailment | C&I Curtailment-Turnkey-Other | Medium Industrial | Miscellaneous | Winter Morning | MW of Load | 1 | 2027 | 0.87183
ENS | Preferred Plan | C&I Curtailment | C&I Curtailment-Turnkey-Other | Medium Industrial | Offices | Winter Morning | MW of Load | 1 | 2027 | 0.0068935
ENS | Preferred Plan | C&I Curtailment | C&I Curtailment-Turnkey-Other | Medium Industrial | Retail Trade | Winter Morning | MW of Load | 1 | 2027 | 0.31574
ENS | Preferred Plan | C&I Curtailment | C&I Curtailment-Turnkey-Other | Medium Industrial | Services | Winter Morning | MW of Load | 1 | 2027 | 0.014539
ENS | Preferred Plan | C&I Curtailment | C&I Curtailment-Turnkey-Manual HVAC Control | Medium Industrial | Miscellaneous | Winter Evening | MW of Load | 1 | 2027 | 2.2175
ENS | Preferred Plan | C&I Curtailment | C&I Curtailment-Turnkey-Manual HVAC Control | Medium Industrial | Offices | Winter Evening | MW of Load | 1 | 2027 | 0.035139
ENS | Preferred Plan | C&I Curtailment | C&I Curtailment-Turnkey-Manual HVAC Control | Medium Industrial | Retail Trade | Winter Evening | MW of Load | 1 | 2027 | 0.49832
ENS | Preferred Plan | C&I Curtailment | C&I Curtailment-Turnkey-Manual HVAC Control | Medium Industrial | Services | Winter Evening | MW of Load | 1 | 2027 | 0.022946
ENS | Preferred Plan | C&I Curtailment | C&I Curtailment-Turnkey-Auto-DR HVAC Control | Medium Industrial | Miscellaneous | Winter Evening | MW of Load | 1 | 2027 | 0.088021
ENS | Preferred Plan | C&I Curtailment | C&I Curtailment-Turnkey-Auto-DR HVAC Control | Medium Industrial | Offices | Winter Evening | MW of Load | 1 | 2027 | 0.0013948
ENS | Preferred Plan | C&I Curtailment | C&I Curtailment-Turnkey-Auto-DR HVAC Control | Medium Industrial | Retail Trade | Winter Evening | MW of Load | 1 | 2027 | 0.01978
ENS | Preferred Plan | C&I Curtailment | C&I Curtailment-Turnkey-Auto-DR HVAC Control | Medium Industrial | Services | Winter Evening | MW of Load | 1 | 2027 | 0.00091082
ENS | Preferred Plan | C&I Curtailment | C&I Curtailment-Turnkey-Standard Lighting Control | Medium Industrial | Miscellaneous | Winter Evening | MW of Load | 1 | 2027 | 0.69729
ENS | Preferred Plan | C&I Curtailment | C&I Curtailment-Turnkey-Standard Lighting Control | Medium Industrial | Offices | Winter Evening | MW of Load | 1 | 2027 | 0.0048136
ENS | Preferred Plan | C&I Curtailment | C&I Curtailment-Turnkey-Standard Lighting Control | Medium Industrial | Retail Trade | Winter Evening | MW of Load | 1 | 2027 | 0.21464
ENS | Preferred Plan | C&I Curtailment | C&I Curtailment-Turnkey-Standard Lighting Control | Medium Industrial | Services | Winter Evening | MW of Load | 1 | 2027 | 0.0098836
ENS | Preferred Plan | C&I Curtailment | C&I Curtailment-Turnkey-Water Heating Control | Medium Industrial | Miscellaneous | Winter Evening | MW of Load | 1 | 2027 | 0.053956
ENS | Preferred Plan | C&I Curtailment | C&I Curtailment-Turnkey-Water Heating Control | Medium Industrial | Offices | Winter Evening | MW of Load | 1 | 2027 | 0.0003511
ENS | Preferred Plan | C&I Curtailment | C&I Curtailment-Turnkey-Water Heating Control | Medium Industrial | Retail Trade | Winter Evening | MW of Load | 1 | 2027 | 0.027484
ENS | Preferred Plan | C&I Curtailment | C&I Curtailment-Turnkey-Water Heating Control | Medium Industrial | Services | Winter Evening | MW of Load | 1 | 2027 | 0.0012656
ENS | Preferred Plan | C&I Curtailment | C&I Curtailment-Turnkey-Other | Medium Industrial | Miscellaneous | Winter Evening | MW of Load | 1 | 2027 | 0.83803
ENS | Preferred Plan | C&I Curtailment | C&I Curtailment-Turnkey-Other | Medium Industrial | Offices | Winter Evening | MW of Load | 1 | 2027 | 0.0066263
ENS | Preferred Plan | C&I Curtailment | C&I Curtailment-Turnkey-Other | Medium Industrial | Retail Trade | Winter Evening | MW of Load | 1 | 2027 | 0.3035
ENS | Preferred Plan | C&I Curtailment | C&I Curtailment-Turnkey-Other | Medium Industrial | Services | Winter Evening | MW of Load | 1 | 2027 | 0.013975
ENS | Preferred Plan | C&I Curtailment | C&I Curtailment-Turnkey-Manual HVAC Control | Large Industrial | Miscellaneous | Winter Morning | MW of Load | 1 | 2027 | 0.048493
ENS | Preferred Plan | C&I Curtailment | C&I Curtailment-Turnkey-Auto-DR HVAC Control | Large Industrial | Miscellaneous | Winter Morning | MW of Load | 1 | 2027 | 0.0019249
ENS | Preferred Plan | C&I Curtailment | C&I Curtailment-Turnkey-Standard Lighting Control | Large Industrial | Miscellaneous | Winter Morning | MW of Load | 1 | 2027 | 0.020999
ENS | Preferred Plan | C&I Curtailment | C&I Curtailment-Turnkey-Water Heating Control | Large Industrial | Miscellaneous | Winter Morning | MW of Load | 1 | 2027 | 0.00099349
ENS | Preferred Plan | C&I Curtailment | C&I Curtailment-Turnkey-Other | Large Industrial | Miscellaneous | Winter Morning | MW of Load | 1 | 2027 | 0.021436
ENS | Preferred Plan | C&I Curtailment | C&I Curtailment-Turnkey-Industrial | Large Industrial | Manufacturing | Winter Morning | MW of Load | 1 | 2027 | 0.0042548
ENS | Preferred Plan | C&I Curtailment | C&I Curtailment-Turnkey-Manual HVAC Control | Large Industrial | Miscellaneous | Winter Evening | MW of Load | 1 | 2027 | 0.047899
ENS | Preferred Plan | C&I Curtailment | C&I Curtailment-Turnkey-Auto-DR HVAC Control | Large Industrial | Miscellaneous | Winter Evening | MW of Load | 1 | 2027 | 0.0019013
ENS | Preferred Plan | C&I Curtailment | C&I Curtailment-Turnkey-Standard Lighting Control | Large Industrial | Miscellaneous | Winter Evening | MW of Load | 1 | 2027 | 0.020741
ENS | Preferred Plan | C&I Curtailment | C&I Curtailment-Turnkey-Water Heating Control | Large Industrial | Miscellaneous | Winter Evening | MW of Load | 1 | 2027 | 0.00098133
ENS | Preferred Plan | C&I Curtailment | C&I Curtailment-Turnkey-Other | Large Industrial | Miscellaneous | Winter Evening | MW of Load | 1 | 2027 | 0.021173
ENS | Preferred Plan | C&I Curtailment | C&I Curtailment-Turnkey-Industrial | Large Industrial | Manufacturing | Winter Evening | MW of Load | 1 | 2027 | 0.0042027
ENS | Preferred Plan | C&I Loadshift to BUGs | C&I Loadshift to BUGs | Large General | Miscellaneous | Winter Morning | MW of Load | 1 | 2027 | 2.7972
ENS | Preferred Plan | C&I Loadshift to BUGs | C&I Loadshift to BUGs | Large General | Miscellaneous | Winter Evening | MW of Load | 1 | 2027 | 2.3909
ENS | Preferred Plan | C&I Loadshift to BUGs | C&I Loadshift to BUGs | Small Industrial | Miscellaneous | Winter Morning | MW of Load | 1 | 2027 | 0.7497
ENS | Preferred Plan | C&I Loadshift to BUGs | C&I Loadshift to BUGs | Small Industrial | Miscellaneous | Winter Evening | MW of Load | 1 | 2027 | 1.0227
ENS | Preferred Plan | C&I Loadshift to BUGs | C&I Loadshift to BUGs | Medium Industrial | Manufacturing | Winter Morning | MW of Load | 1 | 2027 | 0.52947
ENS | Preferred Plan | C&I Loadshift to BUGs | C&I Loadshift to BUGs | Medium Industrial | Miscellaneous | Winter Morning | MW of Load | 1 | 2027 | 2.2979
ENS | Preferred Plan | C&I Loadshift to BUGs | C&I Loadshift to BUGs | Medium Industrial | Manufacturing | Winter Evening | MW of Load | 1 | 2027 | 0.50895
ENS | Preferred Plan | C&I Loadshift to BUGs | C&I Loadshift to BUGs | Medium Industrial | Miscellaneous | Winter Evening | MW of Load | 1 | 2027 | 2.2088
ENS | Preferred Plan | Dynamic Pricing | Dynamic Pricing with enabling tech. | Small General | Manufacturing | Winter Morning | MW of Load | 1 | 2027 | 0.0044586
ENS | Preferred Plan | Dynamic Pricing | Dynamic Pricing with enabling tech. | Small General | Manufacturing | Winter Evening | MW of Load | 1 | 2027 | 0.0051426
ENS | Preferred Plan | Dynamic Pricing | Dynamic Pricing with enabling tech. | Residential Charitable | Residential LI | Winter Morning | MW of Load | 1 | 2027 | 0.21889
ENS | Preferred Plan | Dynamic Pricing | Dynamic Pricing with enabling tech. | Residential Charitable | Residential Market Rate | Winter Morning | MW of Load | 1 | 2027 | 1.2421
ENS | Preferred Plan | Dynamic Pricing | Dynamic Pricing w/o enabling tech. | Residential Charitable | Residential LI | Winter Morning | MW of Load | 1 | 2027 | 1.5341
ENS | Preferred Plan | Dynamic Pricing | Dynamic Pricing w/o enabling tech. | Residential Charitable | Residential Market Rate | Winter Morning | MW of Load | 1 | 2027 | 8.7054
ENS | Preferred Plan | Dynamic Pricing | Dynamic Pricing with enabling tech. | Residential Charitable | Residential LI | Winter Evening | MW of Load | 1 | 2027 | 0.24761
ENS | Preferred Plan | Dynamic Pricing | Dynamic Pricing with enabling tech. | Residential Charitable | Residential Market Rate | Winter Evening | MW of Load | 1 | 2027 | 1.4051
ENS | Preferred Plan | Dynamic Pricing | Dynamic Pricing w/o enabling tech. | Residential Charitable | Residential LI | Winter Evening | MW of Load | 1 | 2027 | 1.7354
ENS | Preferred Plan | Dynamic Pricing | Dynamic Pricing w/o enabling tech. | Residential Charitable | Residential Market Rate | Winter Evening | MW of Load | 1 | 2027 | 9.8475
ENS | Preferred Plan | Behavioral DR | Behavioral DR | Residential Charitable | Residential LI | Winter Morning | MW of Load | 1 | 2027 | 0.086839
ENS | Preferred Plan | Behavioral DR | Behavioral DR | Residential Charitable | Residential Market Rate | Winter Morning | MW of Load | 1 | 2027 | 0.49475
ENS | Preferred Plan | Behavioral DR | Behavioral DR | Residential Charitable | Residential LI | Winter Evening | MW of Load | 1 | 2027 | 0.098232
ENS | Preferred Plan | Behavioral DR | Behavioral DR | Residential Charitable | Residential Market Rate | Winter Evening | MW of Load | 1 | 2027 | 0.55966
ENS | Preferred Plan | Time-of-Use Rates (TOU) | Time-of-Use Rates (TOU) | Residential Charitable | Residential LI | Winter Morning | MW of Load | 0 | 2027 | 0.36719
ENS | Preferred Plan | Time-of-Use Rates (TOU) | Time-of-Use Rates (TOU) | Residential Charitable | Residential Market Rate | Winter Morning | MW of Load | 0 | 2027 | 2.092
ENS | Preferred Plan | Time-of-Use Rates (TOU) | Time-of-Use Rates (TOU) | Residential Charitable | Residential LI | Winter Evening | MW of Load | 0 | 2027 | 0.41537
ENS | Preferred Plan | Time-of-Use Rates (TOU) | Time-of-Use Rates (TOU) | Residential Charitable | Residential Market Rate | Winter Evening | MW of Load | 0 | 2027 | 2.3665
ENS | Preferred Plan | DLC-Thermostat | DLC-Thermostat-BYOT-Central Heat Pump | Residential Charitable | Residential LI | Winter Morning | MW of Load | 0 | 2028 | 0.026029
ENS | Preferred Plan | DLC-Thermostat | DLC-Thermostat-BYOT-Central Heat Pump | Residential Charitable | Residential Market Rate | Winter Morning | MW of Load | 0 | 2028 | 0.15928
ENS | Preferred Plan | DLC-Thermostat | DLC-Thermostat-DI-Baseboard Heating | Residential Charitable | Residential LI | Winter Morning | MW of Load | 0 | 2028 | 0.13228
ENS | Preferred Plan | DLC-Thermostat | DLC-Thermostat-DI-Baseboard Heating | Residential Charitable | Residential Market Rate | Winter Morning | MW of Load | 0 | 2028 | 1.2592
ENS | Preferred Plan | DLC-Thermostat | DLC-Thermostat-BYOT-Baseboard Heating | Residential Charitable | Residential LI | Winter Morning | MW of Load | 0 | 2028 | 0.015467
ENS | Preferred Plan | DLC-Thermostat | DLC-Thermostat-BYOT-Baseboard Heating | Residential Charitable | Residential Market Rate | Winter Morning | MW of Load | 0 | 2028 | 0.14723
ENS | Preferred Plan | DLC-Thermostat | DLC-Thermostat-DI-MSHP | Residential Charitable | Residential LI | Winter Morning | MW of Load | 0 | 2028 | 0.076651
ENS | Preferred Plan | DLC-Thermostat | DLC-Thermostat-DI-MSHP | Residential Charitable | Residential Market Rate | Winter Morning | MW of Load | 0 | 2028 | 0.72964
ENS | Preferred Plan | DLC-Thermostat | DLC-Thermostat-BYOT-MSHP | Residential Charitable | Residential LI | Winter Morning | MW of Load | 0 | 2028 | 0.0069235
ENS | Preferred Plan | DLC-Thermostat | DLC-Thermostat-BYOT-MSHP | Residential Charitable | Residential Market Rate | Winter Morning | MW of Load | 0 | 2028 | 0.065905
ENS | Preferred Plan | DLC-Thermostat | DLC-Thermostat-BYOT-Central Heat Pump | Residential Charitable | Residential LI | Winter Evening | MW of Load | 0 | 2028 | 0.026029
ENS | Preferred Plan | DLC-Thermostat | DLC-Thermostat-BYOT-Central Heat Pump | Residential Charitable | Residential Market Rate | Winter Evening | MW of Load | 0 | 2028 | 0.15928
ENS | Preferred Plan | DLC-Thermostat | DLC-Thermostat-DI-Baseboard Heating | Residential Charitable | Residential LI | Winter Evening | MW of Load | 0 | 2028 | 0.13228
ENS | Preferred Plan | DLC-Thermostat | DLC-Thermostat-DI-Baseboard Heating | Residential Charitable | Residential Market Rate | Winter Evening | MW of Load | 0 | 2028 | 1.2592
ENS | Preferred Plan | DLC-Thermostat | DLC-Thermostat-BYOT-Baseboard Heating | Residential Charitable | Residential LI | Winter Evening | MW of Load | 0 | 2028 | 0.015467
ENS | Preferred Plan | DLC-Thermostat | DLC-Thermostat-BYOT-Baseboard Heating | Residential Charitable | Residential Market Rate | Winter Evening | MW of Load | 0 | 2028 | 0.14723
ENS | Preferred Plan | DLC-Thermostat | DLC-Thermostat-DI-MSHP | Residential Charitable | Residential LI | Winter Evening | MW of Load | 0 | 2028 | 0.076651
ENS | Preferred Plan | DLC-Thermostat | DLC-Thermostat-DI-MSHP | Residential Charitable | Residential Market Rate | Winter Evening | MW of Load | 0 | 2028 | 0.72964
ENS | Preferred Plan | DLC-Thermostat | DLC-Thermostat-BYOT-MSHP | Residential Charitable | Residential LI | Winter Evening | MW of Load | 0 | 2028 | 0.0069235
ENS | Preferred Plan | DLC-Thermostat | DLC-Thermostat-BYOT-MSHP | Residential Charitable | Residential Market Rate | Winter Evening | MW of Load | 0 | 2028 | 0.065905
ENS | Preferred Plan | DLC-Water Heating | DLC-Switch-Water Heating | Residential Charitable | Residential LI | Winter Morning | MW of Load | 0 | 2028 | 0.081654
ENS | Preferred Plan | DLC-Water Heating | DLC-Switch-Water Heating | Residential Charitable | Residential Market Rate | Winter Morning | MW of Load | 0 | 2028 | 0.93272
ENS | Preferred Plan | DLC-Water Heating | DLC-Switch-Water Heating | Residential Charitable | Residential LI | Winter Evening | MW of Load | 0 | 2028 | 0.069014
ENS | Preferred Plan | DLC-Water Heating | DLC-Switch-Water Heating | Residential Charitable | Residential Market Rate | Winter Evening | MW of Load | 0 | 2028 | 0.78834
ENS | Preferred Plan | C&I Curtailment | C&I Curtailment-Turnkey-Manual HVAC Control | General | Miscellaneous | Winter Morning | MW of Load | 1 | 2028 | 1.0709
ENS | Preferred Plan | C&I Curtailment | C&I Curtailment-Turnkey-Manual HVAC Control | General | Offices | Winter Morning | MW of Load | 1 | 2028 | 0.072179
ENS | Preferred Plan | C&I Curtailment | C&I Curtailment-Turnkey-Manual HVAC Control | General | Retail Trade | Winter Morning | MW of Load | 1 | 2028 | 0.24894
ENS | Preferred Plan | C&I Curtailment | C&I Curtailment-Turnkey-Manual HVAC Control | General | Services | Winter Morning | MW of Load | 1 | 2028 | 0.16094
ENS | Preferred Plan | C&I Curtailment | C&I Curtailment-Turnkey-Auto-DR HVAC Control | General | Miscellaneous | Winter Morning | MW of Load | 1 | 2028 | 0.053455
ENS | Preferred Plan | C&I Curtailment | C&I Curtailment-Turnkey-Auto-DR HVAC Control | General | Offices | Winter Morning | MW of Load | 1 | 2028 | 0.0036028
ENS | Preferred Plan | C&I Curtailment | C&I Curtailment-Turnkey-Auto-DR HVAC Control | General | Retail Trade | Winter Morning | MW of Load | 1 | 2028 | 0.012426
ENS | Preferred Plan | C&I Curtailment | C&I Curtailment-Turnkey-Auto-DR HVAC Control | General | Services | Winter Morning | MW of Load | 1 | 2028 | 0.0080332
ENS | Preferred Plan | C&I Curtailment | C&I Curtailment-Turnkey-Standard Lighting Control | General | Miscellaneous | Winter Morning | MW of Load | 1 | 2028 | 0.4442
ENS | Preferred Plan | C&I Curtailment | C&I Curtailment-Turnkey-Standard Lighting Control | General | Offices | Winter Morning | MW of Load | 1 | 2028 | 0.0089957
ENS | Preferred Plan | C&I Curtailment | C&I Curtailment-Turnkey-Standard Lighting Control | General | Retail Trade | Winter Morning | MW of Load | 1 | 2028 | 0.099993
ENS | Preferred Plan | C&I Curtailment | C&I Curtailment-Turnkey-Standard Lighting Control | General | Services | Winter Morning | MW of Load | 1 | 2028 | 0.064714
ENS | Preferred Plan | C&I Curtailment | C&I Curtailment-Turnkey-Water Heating Control | General | Miscellaneous | Winter Morning | MW of Load | 1 | 2028 | 0.028162
ENS | Preferred Plan | C&I Curtailment | C&I Curtailment-Turnkey-Water Heating Control | General | Offices | Winter Morning | MW of Load | 1 | 2028 | 0.00075214
ENS | Preferred Plan | C&I Curtailment | C&I Curtailment-Turnkey-Water Heating Control | General | Retail Trade | Winter Morning | MW of Load | 1 | 2028 | 0.015069
ENS | Preferred Plan | C&I Curtailment | C&I Curtailment-Turnkey-Water Heating Control | General | Services | Winter Morning | MW of Load | 1 | 2028 | 0.0097327
ENS | Preferred Plan | C&I Curtailment | C&I Curtailment-Turnkey-Other | General | Miscellaneous | Winter Morning | MW of Load | 1 | 2028 | 0.49894
ENS | Preferred Plan | C&I Curtailment | C&I Curtailment-Turnkey-Other | General | Offices | Winter Morning | MW of Load | 1 | 2028 | 0.013646
ENS | Preferred Plan | C&I Curtailment | C&I Curtailment-Turnkey-Other | General | Retail Trade | Winter Morning | MW of Load | 1 | 2028 | 0.15783
ENS | Preferred Plan | C&I Curtailment | C&I Curtailment-Turnkey-Other | General | Services | Winter Morning | MW of Load | 1 | 2028 | 0.10201
ENS | Preferred Plan | C&I Curtailment | C&I Curtailment-Turnkey-Manual HVAC Control | General | Miscellaneous | Winter Evening | MW of Load | 1 | 2028 | 1.2416
ENS | Preferred Plan | C&I Curtailment | C&I Curtailment-Turnkey-Manual HVAC Control | General | Offices | Winter Evening | MW of Load | 1 | 2028 | 0.083684
ENS | Preferred Plan | C&I Curtailment | C&I Curtailment-Turnkey-Manual HVAC Control | General | Retail Trade | Winter Evening | MW of Load | 1 | 2028 | 0.28862
ENS | Preferred Plan | C&I Curtailment | C&I Curtailment-Turnkey-Manual HVAC Control | General | Services | Winter Evening | MW of Load | 1 | 2028 | 0.18659
ENS | Preferred Plan | C&I Curtailment | C&I Curtailment-Turnkey-Auto-DR HVAC Control | General | Miscellaneous | Winter Evening | MW of Load | 1 | 2028 | 0.061976
ENS | Preferred Plan | C&I Curtailment | C&I Curtailment-Turnkey-Auto-DR HVAC Control | General | Offices | Winter Evening | MW of Load | 1 | 2028 | 0.0041771
ENS | Preferred Plan | C&I Curtailment | C&I Curtailment-Turnkey-Auto-DR HVAC Control | General | Retail Trade | Winter Evening | MW of Load | 1 | 2028 | 0.014406
ENS | Preferred Plan | C&I Curtailment | C&I Curtailment-Turnkey-Auto-DR HVAC Control | General | Services | Winter Evening | MW of Load | 1 | 2028 | 0.0093137
ENS | Preferred Plan | C&I Curtailment | C&I Curtailment-Turnkey-Standard Lighting Control | General | Miscellaneous | Winter Evening | MW of Load | 1 | 2028 | 0.51501
ENS | Preferred Plan | C&I Curtailment | C&I Curtailment-Turnkey-Standard Lighting Control | General | Offices | Winter Evening | MW of Load | 1 | 2028 | 0.01043
ENS | Preferred Plan | C&I Curtailment | C&I Curtailment-Turnkey-Standard Lighting Control | General | Retail Trade | Winter Evening | MW of Load | 1 | 2028 | 0.11593
ENS | Preferred Plan | C&I Curtailment | C&I Curtailment-Turnkey-Standard Lighting Control | General | Services | Winter Evening | MW of Load | 1 | 2028 | 0.07503
ENS | Preferred Plan | C&I Curtailment | C&I Curtailment-Turnkey-Water Heating Control | General | Miscellaneous | Winter Evening | MW of Load | 1 | 2028 | 0.032651
ENS | Preferred Plan | C&I Curtailment | C&I Curtailment-Turnkey-Water Heating Control | General | Offices | Winter Evening | MW of Load | 1 | 2028 | 0.00087202
ENS | Preferred Plan | C&I Curtailment | C&I Curtailment-Turnkey-Water Heating Control | General | Retail Trade | Winter Evening | MW of Load | 1 | 2028 | 0.017471
ENS | Preferred Plan | C&I Curtailment | C&I Curtailment-Turnkey-Water Heating Control | General | Services | Winter Evening | MW of Load | 1 | 2028 | 0.011284
ENS | Preferred Plan | C&I Curtailment | C&I Curtailment-Turnkey-Other | General | Miscellaneous | Winter Evening | MW of Load | 1 | 2028 | 0.57847
ENS | Preferred Plan | C&I Curtailment | C&I Curtailment-Turnkey-Other | General | Offices | Winter Evening | MW of Load | 1 | 2028 | 0.015822
ENS | Preferred Plan | C&I Curtailment | C&I Curtailment-Turnkey-Other | General | Retail Trade | Winter Evening | MW of Load | 1 | 2028 | 0.18299
ENS | Preferred Plan | C&I Curtailment | C&I Curtailment-Turnkey-Other | General | Services | Winter Evening | MW of Load | 1 | 2028 | 0.11827
ENS | Preferred Plan | C&I Curtailment | C&I Curtailment-Turnkey-Manual HVAC Control | Large General | Miscellaneous | Winter Morning | MW of Load | 1 | 2028 | 0.86248
ENS | Preferred Plan | C&I Curtailment | C&I Curtailment-Turnkey-Manual HVAC Control | Large General | Retail Trade | Winter Morning | MW of Load | 1 | 2028 | 0.036542
ENS | Preferred Plan | C&I Curtailment | C&I Curtailment-Turnkey-Manual HVAC Control | Large General | Services | Winter Morning | MW of Load | 1 | 2028 | 0.058518
ENS | Preferred Plan | C&I Curtailment | C&I Curtailment-Turnkey-Auto-DR HVAC Control | Large General | Miscellaneous | Winter Morning | MW of Load | 1 | 2028 | 0.043051
ENS | Preferred Plan | C&I Curtailment | C&I Curtailment-Turnkey-Auto-DR HVAC Control | Large General | Retail Trade | Winter Morning | MW of Load | 1 | 2028 | 0.001824
ENS | Preferred Plan | C&I Curtailment | C&I Curtailment-Turnkey-Auto-DR HVAC Control | Large General | Services | Winter Morning | MW of Load | 1 | 2028 | 0.0029209
ENS | Preferred Plan | C&I Curtailment | C&I Curtailment-Turnkey-Standard Lighting Control | Large General | Miscellaneous | Winter Morning | MW of Load | 1 | 2028 | 0.37147
ENS | Preferred Plan | C&I Curtailment | C&I Curtailment-Turnkey-Standard Lighting Control | Large General | Retail Trade | Winter Morning | MW of Load | 1 | 2028 | 0.0146
ENS | Preferred Plan | C&I Curtailment | C&I Curtailment-Turnkey-Standard Lighting Control | Large General | Services | Winter Morning | MW of Load | 1 | 2028 | 0.023381
ENS | Preferred Plan | C&I Curtailment | C&I Curtailment-Turnkey-Water Heating Control | Large General | Miscellaneous | Winter Morning | MW of Load | 1 | 2028 | 0.018065
ENS | Preferred Plan | C&I Curtailment | C&I Curtailment-Turnkey-Water Heating Control | Large General | Retail Trade | Winter Morning | MW of Load | 1 | 2028 | 0.002223
ENS | Preferred Plan | C&I Curtailment | C&I Curtailment-Turnkey-Water Heating Control | Large General | Services | Winter Morning | MW of Load | 1 | 2028 | 0.0035599
ENS | Preferred Plan | C&I Curtailment | C&I Curtailment-Turnkey-Other | Large General | Miscellaneous | Winter Morning | MW of Load | 1 | 2028 | 0.38871
ENS | Preferred Plan | C&I Curtailment | C&I Curtailment-Turnkey-Other | Large General | Retail Trade | Winter Morning | MW of Load | 1 | 2028 | 0.023195
ENS | Preferred Plan | C&I Curtailment | C&I Curtailment-Turnkey-Other | Large General | Services | Winter Morning | MW of Load | 1 | 2028 | 0.037145
ENS | Preferred Plan | C&I Curtailment | C&I Curtailment-Turnkey-Manual HVAC Control | Large General | Miscellaneous | Winter Evening | MW of Load | 1 | 2028 | 0.73463
ENS | Preferred Plan | C&I Curtailment | C&I Curtailment-Turnkey-Manual HVAC Control | Large General | Retail Trade | Winter Evening | MW of Load | 1 | 2028 | 0.031125
ENS | Preferred Plan | C&I Curtailment | C&I Curtailment-Turnkey-Manual HVAC Control | Large General | Services | Winter Evening | MW of Load | 1 | 2028 | 0.049843
ENS | Preferred Plan | C&I Curtailment | C&I Curtailment-Turnkey-Auto-DR HVAC Control | Large General | Miscellaneous | Winter Evening | MW of Load | 1 | 2028 | 0.036669
ENS | Preferred Plan | C&I Curtailment | C&I Curtailment-Turnkey-Auto-DR HVAC Control | Large General | Retail Trade | Winter Evening | MW of Load | 1 | 2028 | 0.0015536
ENS | Preferred Plan | C&I Curtailment | C&I Curtailment-Turnkey-Auto-DR HVAC Control | Large General | Services | Winter Evening | MW of Load | 1 | 2028 | 0.0024879
ENS | Preferred Plan | C&I Curtailment | C&I Curtailment-Turnkey-Standard Lighting Control | Large General | Miscellaneous | Winter Evening | MW of Load | 1 | 2028 | 0.3164
ENS | Preferred Plan | C&I Curtailment | C&I Curtailment-Turnkey-Standard Lighting Control | Large General | Retail Trade | Winter Evening | MW of Load | 1 | 2028 | 0.012436
ENS | Preferred Plan | C&I Curtailment | C&I Curtailment-Turnkey-Standard Lighting Control | Large General | Services | Winter Evening | MW of Load | 1 | 2028 | 0.019915
ENS | Preferred Plan | C&I Curtailment | C&I Curtailment-Turnkey-Water Heating Control | Large General | Miscellaneous | Winter Evening | MW of Load | 1 | 2028 | 0.015387
ENS | Preferred Plan | C&I Curtailment | C&I Curtailment-Turnkey-Water Heating Control | Large General | Retail Trade | Winter Evening | MW of Load | 1 | 2028 | 0.0018935
ENS | Preferred Plan | C&I Curtailment | C&I Curtailment-Turnkey-Water Heating Control | Large General | Services | Winter Evening | MW of Load | 1 | 2028 | 0.0030322
ENS | Preferred Plan | C&I Curtailment | C&I Curtailment-Turnkey-Other | Large General | Miscellaneous | Winter Evening | MW of Load | 1 | 2028 | 0.33109
ENS | Preferred Plan | C&I Curtailment | C&I Curtailment-Turnkey-Other | Large General | Retail Trade | Winter Evening | MW of Load | 1 | 2028 | 0.019757
ENS | Preferred Plan | C&I Curtailment | C&I Curtailment-Turnkey-Other | Large General | Services | Winter Evening | MW of Load | 1 | 2028 | 0.031638
ENS | Preferred Plan | C&I Curtailment | C&I Curtailment-Turnkey-Manual HVAC Control | Small Industrial | Miscellaneous | Winter Morning | MW of Load | 1 | 2028 | 0.144
ENS | Preferred Plan | C&I Curtailment | C&I Curtailment-Turnkey-Manual HVAC Control | Small Industrial | Offices | Winter Morning | MW of Load | 1 | 2028 | 0.0018241
ENS | Preferred Plan | C&I Curtailment | C&I Curtailment-Turnkey-Manual HVAC Control | Small Industrial | Retail Trade | Winter Morning | MW of Load | 1 | 2028 | 0.0061482
ENS | Preferred Plan | C&I Curtailment | C&I Curtailment-Turnkey-Manual HVAC Control | Small Industrial | Services | Winter Morning | MW of Load | 1 | 2028 | 0.0019424
ENS | Preferred Plan | C&I Curtailment | C&I Curtailment-Turnkey-Auto-DR HVAC Control | Small Industrial | Miscellaneous | Winter Morning | MW of Load | 1 | 2028 | 0.0071879
ENS | Preferred Plan | C&I Curtailment | C&I Curtailment-Turnkey-Auto-DR HVAC Control | Small Industrial | Offices | Winter Morning | MW of Load | 1 | 2028 | 9.1047e-05
ENS | Preferred Plan | C&I Curtailment | C&I Curtailment-Turnkey-Auto-DR HVAC Control | Small Industrial | Retail Trade | Winter Morning | MW of Load | 1 | 2028 | 0.00030689
ENS | Preferred Plan | C&I Curtailment | C&I Curtailment-Turnkey-Auto-DR HVAC Control | Small Industrial | Services | Winter Morning | MW of Load | 1 | 2028 | 9.6953e-05
ENS | Preferred Plan | C&I Curtailment | C&I Curtailment-Turnkey-Standard Lighting Control | Small Industrial | Miscellaneous | Winter Morning | MW of Load | 1 | 2028 | 0.044804
ENS | Preferred Plan | C&I Curtailment | C&I Curtailment-Turnkey-Standard Lighting Control | Small Industrial | Offices | Winter Morning | MW of Load | 1 | 2028 | 0.00024434
ENS | Preferred Plan | C&I Curtailment | C&I Curtailment-Turnkey-Standard Lighting Control | Small Industrial | Retail Trade | Winter Morning | MW of Load | 1 | 2028 | 0.0026414
ENS | Preferred Plan | C&I Curtailment | C&I Curtailment-Turnkey-Standard Lighting Control | Small Industrial | Services | Winter Morning | MW of Load | 1 | 2028 | 0.00083449
ENS | Preferred Plan | C&I Curtailment | C&I Curtailment-Turnkey-Water Heating Control | Small Industrial | Miscellaneous | Winter Morning | MW of Load | 1 | 2028 | 0.0035843
ENS | Preferred Plan | C&I Curtailment | C&I Curtailment-Turnkey-Water Heating Control | Small Industrial | Offices | Winter Morning | MW of Load | 1 | 2028 | 1.8388e-05
ENS | Preferred Plan | C&I Curtailment | C&I Curtailment-Turnkey-Water Heating Control | Small Industrial | Retail Trade | Winter Morning | MW of Load | 1 | 2028 | 0.000348
ENS | Preferred Plan | C&I Curtailment | C&I Curtailment-Turnkey-Water Heating Control | Small Industrial | Services | Winter Morning | MW of Load | 1 | 2028 | 0.00010994
ENS | Preferred Plan | C&I Curtailment | C&I Curtailment-Turnkey-Other | Small Industrial | Miscellaneous | Winter Morning | MW of Load | 1 | 2028 | 0.05545
ENS | Preferred Plan | C&I Curtailment | C&I Curtailment-Turnkey-Other | Small Industrial | Offices | Winter Morning | MW of Load | 1 | 2028 | 0.00034746
ENS | Preferred Plan | C&I Curtailment | C&I Curtailment-Turnkey-Other | Small Industrial | Retail Trade | Winter Morning | MW of Load | 1 | 2028 | 0.0038374
ENS | Preferred Plan | C&I Curtailment | C&I Curtailment-Turnkey-Other | Small Industrial | Services | Winter Morning | MW of Load | 1 | 2028 | 0.0012123
ENS | Preferred Plan | C&I Curtailment | C&I Curtailment-Turnkey-Industrial | Small Industrial | Manufacturing | Winter Morning | MW of Load | 1 | 2028 | 0.013326
ENS | Preferred Plan | C&I Curtailment | C&I Curtailment-Turnkey-Manual HVAC Control | Small Industrial | Miscellaneous | Winter Evening | MW of Load | 1 | 2028 | 0.19575
ENS | Preferred Plan | C&I Curtailment | C&I Curtailment-Turnkey-Manual HVAC Control | Small Industrial | Offices | Winter Evening | MW of Load | 1 | 2028 | 0.0024795
ENS | Preferred Plan | C&I Curtailment | C&I Curtailment-Turnkey-Manual HVAC Control | Small Industrial | Retail Trade | Winter Evening | MW of Load | 1 | 2028 | 0.0083575
ENS | Preferred Plan | C&I Curtailment | C&I Curtailment-Turnkey-Manual HVAC Control | Small Industrial | Services | Winter Evening | MW of Load | 1 | 2028 | 0.0026404
ENS | Preferred Plan | C&I Curtailment | C&I Curtailment-Turnkey-Auto-DR HVAC Control | Small Industrial | Miscellaneous | Winter Evening | MW of Load | 1 | 2028 | 0.0097709
ENS | Preferred Plan | C&I Curtailment | C&I Curtailment-Turnkey-Auto-DR HVAC Control | Small Industrial | Offices | Winter Evening | MW of Load | 1 | 2028 | 0.00012376
ENS | Preferred Plan | C&I Curtailment | C&I Curtailment-Turnkey-Auto-DR HVAC Control | Small Industrial | Retail Trade | Winter Evening | MW of Load | 1 | 2028 | 0.00041716
ENS | Preferred Plan | C&I Curtailment | C&I Curtailment-Turnkey-Auto-DR HVAC Control | Small Industrial | Services | Winter Evening | MW of Load | 1 | 2028 | 0.00013179
ENS | Preferred Plan | C&I Curtailment | C&I Curtailment-Turnkey-Standard Lighting Control | Small Industrial | Miscellaneous | Winter Evening | MW of Load | 1 | 2028 | 0.060904
ENS | Preferred Plan | C&I Curtailment | C&I Curtailment-Turnkey-Standard Lighting Control | Small Industrial | Offices | Winter Evening | MW of Load | 1 | 2028 | 0.00033214
ENS | Preferred Plan | C&I Curtailment | C&I Curtailment-Turnkey-Standard Lighting Control | Small Industrial | Retail Trade | Winter Evening | MW of Load | 1 | 2028 | 0.0035906
ENS | Preferred Plan | C&I Curtailment | C&I Curtailment-Turnkey-Standard Lighting Control | Small Industrial | Services | Winter Evening | MW of Load | 1 | 2028 | 0.0011344
ENS | Preferred Plan | C&I Curtailment | C&I Curtailment-Turnkey-Water Heating Control | Small Industrial | Miscellaneous | Winter Evening | MW of Load | 1 | 2028 | 0.0048723
ENS | Preferred Plan | C&I Curtailment | C&I Curtailment-Turnkey-Water Heating Control | Small Industrial | Offices | Winter Evening | MW of Load | 1 | 2028 | 2.4995e-05
ENS | Preferred Plan | C&I Curtailment | C&I Curtailment-Turnkey-Water Heating Control | Small Industrial | Retail Trade | Winter Evening | MW of Load | 1 | 2028 | 0.00047305
ENS | Preferred Plan | C&I Curtailment | C&I Curtailment-Turnkey-Water Heating Control | Small Industrial | Services | Winter Evening | MW of Load | 1 | 2028 | 0.00014945
ENS | Preferred Plan | C&I Curtailment | C&I Curtailment-Turnkey-Other | Small Industrial | Miscellaneous | Winter Evening | MW of Load | 1 | 2028 | 0.075375
ENS | Preferred Plan | C&I Curtailment | C&I Curtailment-Turnkey-Other | Small Industrial | Offices | Winter Evening | MW of Load | 1 | 2028 | 0.00047232
ENS | Preferred Plan | C&I Curtailment | C&I Curtailment-Turnkey-Other | Small Industrial | Retail Trade | Winter Evening | MW of Load | 1 | 2028 | 0.0052163
ENS | Preferred Plan | C&I Curtailment | C&I Curtailment-Turnkey-Other | Small Industrial | Services | Winter Evening | MW of Load | 1 | 2028 | 0.001648
ENS | Preferred Plan | C&I Curtailment | C&I Curtailment-Turnkey-Industrial | Small Industrial | Manufacturing | Winter Evening | MW of Load | 1 | 2028 | 0.018115
ENS | Preferred Plan | C&I Curtailment | C&I Curtailment-Turnkey-Manual HVAC Control | Medium Industrial | Miscellaneous | Winter Morning | MW of Load | 1 | 2028 | 2.7585
ENS | Preferred Plan | C&I Curtailment | C&I Curtailment-Turnkey-Manual HVAC Control | Medium Industrial | Offices | Winter Morning | MW of Load | 1 | 2028 | 0.043985
ENS | Preferred Plan | C&I Curtailment | C&I Curtailment-Turnkey-Manual HVAC Control | Medium Industrial | Retail Trade | Winter Morning | MW of Load | 1 | 2028 | 0.61615
ENS | Preferred Plan | C&I Curtailment | C&I Curtailment-Turnkey-Manual HVAC Control | Medium Industrial | Services | Winter Morning | MW of Load | 1 | 2028 | 0.028372
ENS | Preferred Plan | C&I Curtailment | C&I Curtailment-Turnkey-Auto-DR HVAC Control | Medium Industrial | Miscellaneous | Winter Morning | MW of Load | 1 | 2028 | 0.13769
ENS | Preferred Plan | C&I Curtailment | C&I Curtailment-Turnkey-Auto-DR HVAC Control | Medium Industrial | Offices | Winter Morning | MW of Load | 1 | 2028 | 0.0021955
ENS | Preferred Plan | C&I Curtailment | C&I Curtailment-Turnkey-Auto-DR HVAC Control | Medium Industrial | Retail Trade | Winter Morning | MW of Load | 1 | 2028 | 0.030755
ENS | Preferred Plan | C&I Curtailment | C&I Curtailment-Turnkey-Auto-DR HVAC Control | Medium Industrial | Services | Winter Morning | MW of Load | 1 | 2028 | 0.0014162
ENS | Preferred Plan | C&I Curtailment | C&I Curtailment-Turnkey-Standard Lighting Control | Medium Industrial | Miscellaneous | Winter Morning | MW of Load | 1 | 2028 | 0.85827
ENS | Preferred Plan | C&I Curtailment | C&I Curtailment-Turnkey-Standard Lighting Control | Medium Industrial | Offices | Winter Morning | MW of Load | 1 | 2028 | 0.0058918
ENS | Preferred Plan | C&I Curtailment | C&I Curtailment-Turnkey-Standard Lighting Control | Medium Industrial | Retail Trade | Winter Morning | MW of Load | 1 | 2028 | 0.26471
ENS | Preferred Plan | C&I Curtailment | C&I Curtailment-Turnkey-Standard Lighting Control | Medium Industrial | Services | Winter Morning | MW of Load | 1 | 2028 | 0.012189
ENS | Preferred Plan | C&I Curtailment | C&I Curtailment-Turnkey-Water Heating Control | Medium Industrial | Miscellaneous | Winter Morning | MW of Load | 1 | 2028 | 0.068662
ENS | Preferred Plan | C&I Curtailment | C&I Curtailment-Turnkey-Water Heating Control | Medium Industrial | Offices | Winter Morning | MW of Load | 1 | 2028 | 0.00044339
ENS | Preferred Plan | C&I Curtailment | C&I Curtailment-Turnkey-Water Heating Control | Medium Industrial | Retail Trade | Winter Morning | MW of Load | 1 | 2028 | 0.034875
ENS | Preferred Plan | C&I Curtailment | C&I Curtailment-Turnkey-Water Heating Control | Medium Industrial | Services | Winter Morning | MW of Load | 1 | 2028 | 0.0016059
ENS | Preferred Plan | C&I Curtailment | C&I Curtailment-Turnkey-Other | Medium Industrial | Miscellaneous | Winter Morning | MW of Load | 1 | 2028 | 1.0622
ENS | Preferred Plan | C&I Curtailment | C&I Curtailment-Turnkey-Other | Medium Industrial | Offices | Winter Morning | MW of Load | 1 | 2028 | 0.0083786
ENS | Preferred Plan | C&I Curtailment | C&I Curtailment-Turnkey-Other | Medium Industrial | Retail Trade | Winter Morning | MW of Load | 1 | 2028 | 0.38457
ENS | Preferred Plan | C&I Curtailment | C&I Curtailment-Turnkey-Other | Medium Industrial | Services | Winter Morning | MW of Load | 1 | 2028 | 0.017708
ENS | Preferred Plan | C&I Curtailment | C&I Curtailment-Turnkey-Manual HVAC Control | Medium Industrial | Miscellaneous | Winter Evening | MW of Load | 1 | 2028 | 2.6424
ENS | Preferred Plan | C&I Curtailment | C&I Curtailment-Turnkey-Manual HVAC Control | Medium Industrial | Offices | Winter Evening | MW of Load | 1 | 2028 | 0.042132
ENS | Preferred Plan | C&I Curtailment | C&I Curtailment-Turnkey-Manual HVAC Control | Medium Industrial | Retail Trade | Winter Evening | MW of Load | 1 | 2028 | 0.59021
ENS | Preferred Plan | C&I Curtailment | C&I Curtailment-Turnkey-Manual HVAC Control | Medium Industrial | Services | Winter Evening | MW of Load | 1 | 2028 | 0.027177
ENS | Preferred Plan | C&I Curtailment | C&I Curtailment-Turnkey-Auto-DR HVAC Control | Medium Industrial | Miscellaneous | Winter Evening | MW of Load | 1 | 2028 | 0.13189
ENS | Preferred Plan | C&I Curtailment | C&I Curtailment-Turnkey-Auto-DR HVAC Control | Medium Industrial | Offices | Winter Evening | MW of Load | 1 | 2028 | 0.002103
ENS | Preferred Plan | C&I Curtailment | C&I Curtailment-Turnkey-Auto-DR HVAC Control | Medium Industrial | Retail Trade | Winter Evening | MW of Load | 1 | 2028 | 0.02946
ENS | Preferred Plan | C&I Curtailment | C&I Curtailment-Turnkey-Auto-DR HVAC Control | Medium Industrial | Services | Winter Evening | MW of Load | 1 | 2028 | 0.0013565
ENS | Preferred Plan | C&I Curtailment | C&I Curtailment-Turnkey-Standard Lighting Control | Medium Industrial | Miscellaneous | Winter Evening | MW of Load | 1 | 2028 | 0.82213
ENS | Preferred Plan | C&I Curtailment | C&I Curtailment-Turnkey-Standard Lighting Control | Medium Industrial | Offices | Winter Evening | MW of Load | 1 | 2028 | 0.0056437
ENS | Preferred Plan | C&I Curtailment | C&I Curtailment-Turnkey-Standard Lighting Control | Medium Industrial | Retail Trade | Winter Evening | MW of Load | 1 | 2028 | 0.25357
ENS | Preferred Plan | C&I Curtailment | C&I Curtailment-Turnkey-Standard Lighting Control | Medium Industrial | Services | Winter Evening | MW of Load | 1 | 2028 | 0.011676
ENS | Preferred Plan | C&I Curtailment | C&I Curtailment-Turnkey-Water Heating Control | Medium Industrial | Miscellaneous | Winter Evening | MW of Load | 1 | 2028 | 0.06577
ENS | Preferred Plan | C&I Curtailment | C&I Curtailment-Turnkey-Water Heating Control | Medium Industrial | Offices | Winter Evening | MW of Load | 1 | 2028 | 0.00042472
ENS | Preferred Plan | C&I Curtailment | C&I Curtailment-Turnkey-Water Heating Control | Medium Industrial | Retail Trade | Winter Evening | MW of Load | 1 | 2028 | 0.033407
ENS | Preferred Plan | C&I Curtailment | C&I Curtailment-Turnkey-Water Heating Control | Medium Industrial | Services | Winter Evening | MW of Load | 1 | 2028 | 0.0015383
ENS | Preferred Plan | C&I Curtailment | C&I Curtailment-Turnkey-Other | Medium Industrial | Miscellaneous | Winter Evening | MW of Load | 1 | 2028 | 1.0175
ENS | Preferred Plan | C&I Curtailment | C&I Curtailment-Turnkey-Other | Medium Industrial | Offices | Winter Evening | MW of Load | 1 | 2028 | 0.0080258
ENS | Preferred Plan | C&I Curtailment | C&I Curtailment-Turnkey-Other | Medium Industrial | Retail Trade | Winter Evening | MW of Load | 1 | 2028 | 0.36838
ENS | Preferred Plan | C&I Curtailment | C&I Curtailment-Turnkey-Other | Medium Industrial | Services | Winter Evening | MW of Load | 1 | 2028 | 0.016963
ENS | Preferred Plan | C&I Curtailment | C&I Curtailment-Turnkey-Manual HVAC Control | Large Industrial | Miscellaneous | Winter Morning | MW of Load | 1 | 2028 | 0.057923
ENS | Preferred Plan | C&I Curtailment | C&I Curtailment-Turnkey-Auto-DR HVAC Control | Large Industrial | Miscellaneous | Winter Morning | MW of Load | 1 | 2028 | 0.0028912
ENS | Preferred Plan | C&I Curtailment | C&I Curtailment-Turnkey-Standard Lighting Control | Large Industrial | Miscellaneous | Winter Morning | MW of Load | 1 | 2028 | 0.024947
ENS | Preferred Plan | C&I Curtailment | C&I Curtailment-Turnkey-Water Heating Control | Large Industrial | Miscellaneous | Winter Morning | MW of Load | 1 | 2028 | 0.0012132
ENS | Preferred Plan | C&I Curtailment | C&I Curtailment-Turnkey-Other | Large Industrial | Miscellaneous | Winter Morning | MW of Load | 1 | 2028 | 0.026105
ENS | Preferred Plan | C&I Curtailment | C&I Curtailment-Turnkey-Industrial | Large Industrial | Manufacturing | Winter Morning | MW of Load | 1 | 2028 | 0.0051478
ENS | Preferred Plan | C&I Curtailment | C&I Curtailment-Turnkey-Manual HVAC Control | Large Industrial | Miscellaneous | Winter Evening | MW of Load | 1 | 2028 | 0.057015
ENS | Preferred Plan | C&I Curtailment | C&I Curtailment-Turnkey-Auto-DR HVAC Control | Large Industrial | Miscellaneous | Winter Evening | MW of Load | 1 | 2028 | 0.0028459
ENS | Preferred Plan | C&I Curtailment | C&I Curtailment-Turnkey-Standard Lighting Control | Large Industrial | Miscellaneous | Winter Evening | MW of Load | 1 | 2028 | 0.024556
ENS | Preferred Plan | C&I Curtailment | C&I Curtailment-Turnkey-Water Heating Control | Large Industrial | Miscellaneous | Winter Evening | MW of Load | 1 | 2028 | 0.0011942
ENS | Preferred Plan | C&I Curtailment | C&I Curtailment-Turnkey-Other | Large Industrial | Miscellaneous | Winter Evening | MW of Load | 1 | 2028 | 0.025696
ENS | Preferred Plan | C&I Curtailment | C&I Curtailment-Turnkey-Industrial | Large Industrial | Manufacturing | Winter Evening | MW of Load | 1 | 2028 | 0.0050671
ENS | Preferred Plan | C&I Loadshift to BUGs | C&I Loadshift to BUGs | Large General | Miscellaneous | Winter Morning | MW of Load | 1 | 2028 | 2.7972
ENS | Preferred Plan | C&I Loadshift to BUGs | C&I Loadshift to BUGs | Large General | Miscellaneous | Winter Evening | MW of Load | 1 | 2028 | 2.3825
ENS | Preferred Plan | C&I Loadshift to BUGs | C&I Loadshift to BUGs | Small Industrial | Miscellaneous | Winter Morning | MW of Load | 1 | 2028 | 0.75687
ENS | Preferred Plan | C&I Loadshift to BUGs | C&I Loadshift to BUGs | Small Industrial | Miscellaneous | Winter Evening | MW of Load | 1 | 2028 | 1.0289
ENS | Preferred Plan | C&I Loadshift to BUGs | C&I Loadshift to BUGs | Medium Industrial | Manufacturing | Winter Morning | MW of Load | 1 | 2028 | 0.53225
ENS | Preferred Plan | C&I Loadshift to BUGs | C&I Loadshift to BUGs | Medium Industrial | Miscellaneous | Winter Morning | MW of Load | 1 | 2028 | 2.3099
ENS | Preferred Plan | C&I Loadshift to BUGs | C&I Loadshift to BUGs | Medium Industrial | Manufacturing | Winter Evening | MW of Load | 1 | 2028 | 0.50983
ENS | Preferred Plan | C&I Loadshift to BUGs | C&I Loadshift to BUGs | Medium Industrial | Miscellaneous | Winter Evening | MW of Load | 1 | 2028 | 2.2127
ENS | Preferred Plan | Dynamic Pricing | Dynamic Pricing with enabling tech. | Small General | Manufacturing | Winter Morning | MW of Load | 1 | 2028 | 0.0056411
ENS | Preferred Plan | Dynamic Pricing | Dynamic Pricing with enabling tech. | Small General | Manufacturing | Winter Evening | MW of Load | 1 | 2028 | 0.0064838
ENS | Preferred Plan | Dynamic Pricing | Dynamic Pricing with enabling tech. | Residential Charitable | Residential LI | Winter Morning | MW of Load | 1 | 2028 | 0.48698
ENS | Preferred Plan | Dynamic Pricing | Dynamic Pricing with enabling tech. | Residential Charitable | Residential Market Rate | Winter Morning | MW of Load | 1 | 2028 | 2.7639
ENS | Preferred Plan | Dynamic Pricing | Dynamic Pricing w/o enabling tech. | Residential Charitable | Residential LI | Winter Morning | MW of Load | 1 | 2028 | 1.717
ENS | Preferred Plan | Dynamic Pricing | Dynamic Pricing w/o enabling tech. | Residential Charitable | Residential Market Rate | Winter Morning | MW of Load | 1 | 2028 | 9.7452
ENS | Preferred Plan | Dynamic Pricing | Dynamic Pricing with enabling tech. | Residential Charitable | Residential LI | Winter Evening | MW of Load | 1 | 2028 | 0.54895
ENS | Preferred Plan | Dynamic Pricing | Dynamic Pricing with enabling tech. | Residential Charitable | Residential Market Rate | Winter Evening | MW of Load | 1 | 2028 | 3.1157
ENS | Preferred Plan | Dynamic Pricing | Dynamic Pricing w/o enabling tech. | Residential Charitable | Residential LI | Winter Evening | MW of Load | 1 | 2028 | 1.9355
ENS | Preferred Plan | Dynamic Pricing | Dynamic Pricing w/o enabling tech. | Residential Charitable | Residential Market Rate | Winter Evening | MW of Load | 1 | 2028 | 10.9855
ENS | Preferred Plan | Behavioral DR | Behavioral DR | Residential Charitable | Residential LI | Winter Morning | MW of Load | 1 | 2028 | 0.19065
ENS | Preferred Plan | Behavioral DR | Behavioral DR | Residential Charitable | Residential Market Rate | Winter Morning | MW of Load | 1 | 2028 | 1.0864
ENS | Preferred Plan | Behavioral DR | Behavioral DR | Residential Charitable | Residential LI | Winter Evening | MW of Load | 1 | 2028 | 0.21492
ENS | Preferred Plan | Behavioral DR | Behavioral DR | Residential Charitable | Residential Market Rate | Winter Evening | MW of Load | 1 | 2028 | 1.2247
ENS | Preferred Plan | Time-of-Use Rates (TOU) | Time-of-Use Rates (TOU) | Residential Charitable | Residential LI | Winter Morning | MW of Load | 0 | 2028 | 0.36909
ENS | Preferred Plan | Time-of-Use Rates (TOU) | Time-of-Use Rates (TOU) | Residential Charitable | Residential Market Rate | Winter Morning | MW of Load | 0 | 2028 | 2.1032
ENS | Preferred Plan | Time-of-Use Rates (TOU) | Time-of-Use Rates (TOU) | Residential Charitable | Residential LI | Winter Evening | MW of Load | 0 | 2028 | 0.41607
ENS | Preferred Plan | Time-of-Use Rates (TOU) | Time-of-Use Rates (TOU) | Residential Charitable | Residential Market Rate | Winter Evening | MW of Load | 0 | 2028 | 2.3708
ENS | Preferred Plan | DLC-Thermostat | DLC-Thermostat-BYOT-Central Heat Pump | Residential Charitable | Residential LI | Winter Morning | MW of Load | 0 | 2029 | 0.025388
ENS | Preferred Plan | DLC-Thermostat | DLC-Thermostat-BYOT-Central Heat Pump | Residential Charitable | Residential Market Rate | Winter Morning | MW of Load | 0 | 2029 | 0.15536
ENS | Preferred Plan | DLC-Thermostat | DLC-Thermostat-DI-Baseboard Heating | Residential Charitable | Residential LI | Winter Morning | MW of Load | 0 | 2029 | 0.12963
ENS | Preferred Plan | DLC-Thermostat | DLC-Thermostat-DI-Baseboard Heating | Residential Charitable | Residential Market Rate | Winter Morning | MW of Load | 0 | 2029 | 1.234
ENS | Preferred Plan | DLC-Thermostat | DLC-Thermostat-BYOT-Baseboard Heating | Residential Charitable | Residential LI | Winter Morning | MW of Load | 0 | 2029 | 0.015159
ENS | Preferred Plan | DLC-Thermostat | DLC-Thermostat-BYOT-Baseboard Heating | Residential Charitable | Residential Market Rate | Winter Morning | MW of Load | 0 | 2029 | 0.1443
ENS | Preferred Plan | DLC-Thermostat | DLC-Thermostat-DI-MSHP | Residential Charitable | Residential LI | Winter Morning | MW of Load | 0 | 2029 | 0.075118
ENS | Preferred Plan | DLC-Thermostat | DLC-Thermostat-DI-MSHP | Residential Charitable | Residential Market Rate | Winter Morning | MW of Load | 0 | 2029 | 0.71505
ENS | Preferred Plan | DLC-Thermostat | DLC-Thermostat-BYOT-MSHP | Residential Charitable | Residential LI | Winter Morning | MW of Load | 0 | 2029 | 0.0068071
ENS | Preferred Plan | DLC-Thermostat | DLC-Thermostat-BYOT-MSHP | Residential Charitable | Residential Market Rate | Winter Morning | MW of Load | 0 | 2029 | 0.064797
ENS | Preferred Plan | DLC-Thermostat | DLC-Thermostat-BYOT-Central Heat Pump | Residential Charitable | Residential LI | Winter Evening | MW of Load | 0 | 2029 | 0.025388
ENS | Preferred Plan | DLC-Thermostat | DLC-Thermostat-BYOT-Central Heat Pump | Residential Charitable | Residential Market Rate | Winter Evening | MW of Load | 0 | 2029 | 0.15536
ENS | Preferred Plan | DLC-Thermostat | DLC-Thermostat-DI-Baseboard Heating | Residential Charitable | Residential LI | Winter Evening | MW of Load | 0 | 2029 | 0.12963
ENS | Preferred Plan | DLC-Thermostat | DLC-Thermostat-DI-Baseboard Heating | Residential Charitable | Residential Market Rate | Winter Evening | MW of Load | 0 | 2029 | 1.234
ENS | Preferred Plan | DLC-Thermostat | DLC-Thermostat-BYOT-Baseboard Heating | Residential Charitable | Residential LI | Winter Evening | MW of Load | 0 | 2029 | 0.015159
ENS | Preferred Plan | DLC-Thermostat | DLC-Thermostat-BYOT-Baseboard Heating | Residential Charitable | Residential Market Rate | Winter Evening | MW of Load | 0 | 2029 | 0.1443
ENS | Preferred Plan | DLC-Thermostat | DLC-Thermostat-DI-MSHP | Residential Charitable | Residential LI | Winter Evening | MW of Load | 0 | 2029 | 0.075118
ENS | Preferred Plan | DLC-Thermostat | DLC-Thermostat-DI-MSHP | Residential Charitable | Residential Market Rate | Winter Evening | MW of Load | 0 | 2029 | 0.71505
ENS | Preferred Plan | DLC-Thermostat | DLC-Thermostat-BYOT-MSHP | Residential Charitable | Residential LI | Winter Evening | MW of Load | 0 | 2029 | 0.0068071
ENS | Preferred Plan | DLC-Thermostat | DLC-Thermostat-BYOT-MSHP | Residential Charitable | Residential Market Rate | Winter Evening | MW of Load | 0 | 2029 | 0.064797
ENS | Preferred Plan | DLC-Water Heating | DLC-Switch-Water Heating | Residential Charitable | Residential LI | Winter Morning | MW of Load | 0 | 2029 | 0.080025
ENS | Preferred Plan | DLC-Water Heating | DLC-Switch-Water Heating | Residential Charitable | Residential Market Rate | Winter Morning | MW of Load | 0 | 2029 | 0.91411
ENS | Preferred Plan | DLC-Water Heating | DLC-Switch-Water Heating | Residential Charitable | Residential LI | Winter Evening | MW of Load | 0 | 2029 | 0.067638
ENS | Preferred Plan | DLC-Water Heating | DLC-Switch-Water Heating | Residential Charitable | Residential Market Rate | Winter Evening | MW of Load | 0 | 2029 | 0.77262
ENS | Preferred Plan | C&I Curtailment | C&I Curtailment-Turnkey-Manual HVAC Control | General | Miscellaneous | Winter Morning | MW of Load | 1 | 2029 | 1.2305
ENS | Preferred Plan | C&I Curtailment | C&I Curtailment-Turnkey-Manual HVAC Control | General | Offices | Winter Morning | MW of Load | 1 | 2029 | 0.083738
ENS | Preferred Plan | C&I Curtailment | C&I Curtailment-Turnkey-Manual HVAC Control | General | Retail Trade | Winter Morning | MW of Load | 1 | 2029 | 0.28437
ENS | Preferred Plan | C&I Curtailment | C&I Curtailment-Turnkey-Manual HVAC Control | General | Services | Winter Morning | MW of Load | 1 | 2029 | 0.18385
ENS | Preferred Plan | C&I Curtailment | C&I Curtailment-Turnkey-Auto-DR HVAC Control | General | Miscellaneous | Winter Morning | MW of Load | 1 | 2029 | 0.077357
ENS | Preferred Plan | C&I Curtailment | C&I Curtailment-Turnkey-Auto-DR HVAC Control | General | Offices | Winter Morning | MW of Load | 1 | 2029 | 0.0052641
ENS | Preferred Plan | C&I Curtailment | C&I Curtailment-Turnkey-Auto-DR HVAC Control | General | Retail Trade | Winter Morning | MW of Load | 1 | 2029 | 0.017876
ENS | Preferred Plan | C&I Curtailment | C&I Curtailment-Turnkey-Auto-DR HVAC Control | General | Services | Winter Morning | MW of Load | 1 | 2029 | 0.011558
ENS | Preferred Plan | C&I Curtailment | C&I Curtailment-Turnkey-Standard Lighting Control | General | Miscellaneous | Winter Morning | MW of Load | 1 | 2029 | 0.51083
ENS | Preferred Plan | C&I Curtailment | C&I Curtailment-Turnkey-Standard Lighting Control | General | Offices | Winter Morning | MW of Load | 1 | 2029 | 0.010189
ENS | Preferred Plan | C&I Curtailment | C&I Curtailment-Turnkey-Standard Lighting Control | General | Retail Trade | Winter Morning | MW of Load | 1 | 2029 | 0.11367
ENS | Preferred Plan | C&I Curtailment | C&I Curtailment-Turnkey-Standard Lighting Control | General | Services | Winter Morning | MW of Load | 1 | 2029 | 0.073581
ENS | Preferred Plan | C&I Curtailment | C&I Curtailment-Turnkey-Water Heating Control | General | Miscellaneous | Winter Morning | MW of Load | 1 | 2029 | 0.033299
ENS | Preferred Plan | C&I Curtailment | C&I Curtailment-Turnkey-Water Heating Control | General | Offices | Winter Morning | MW of Load | 1 | 2029 | 0.00088686
ENS | Preferred Plan | C&I Curtailment | C&I Curtailment-Turnkey-Water Heating Control | General | Retail Trade | Winter Morning | MW of Load | 1 | 2029 | 0.017887
ENS | Preferred Plan | C&I Curtailment | C&I Curtailment-Turnkey-Water Heating Control | General | Services | Winter Morning | MW of Load | 1 | 2029 | 0.011551
ENS | Preferred Plan | C&I Curtailment | C&I Curtailment-Turnkey-Other | General | Miscellaneous | Winter Morning | MW of Load | 1 | 2029 | 0.5858
ENS | Preferred Plan | C&I Curtailment | C&I Curtailment-Turnkey-Other | General | Offices | Winter Morning | MW of Load | 1 | 2029 | 0.015978
ENS | Preferred Plan | C&I Curtailment | C&I Curtailment-Turnkey-Other | General | Retail Trade | Winter Morning | MW of Load | 1 | 2029 | 0.18556
ENS | Preferred Plan | C&I Curtailment | C&I Curtailment-Turnkey-Other | General | Services | Winter Morning | MW of Load | 1 | 2029 | 0.11993
ENS | Preferred Plan | C&I Curtailment | C&I Curtailment-Turnkey-Manual HVAC Control | General | Miscellaneous | Winter Evening | MW of Load | 1 | 2029 | 1.4434
ENS | Preferred Plan | C&I Curtailment | C&I Curtailment-Turnkey-Manual HVAC Control | General | Offices | Winter Evening | MW of Load | 1 | 2029 | 0.09822
ENS | Preferred Plan | C&I Curtailment | C&I Curtailment-Turnkey-Manual HVAC Control | General | Retail Trade | Winter Evening | MW of Load | 1 | 2029 | 0.33355
ENS | Preferred Plan | C&I Curtailment | C&I Curtailment-Turnkey-Manual HVAC Control | General | Services | Winter Evening | MW of Load | 1 | 2029 | 0.21565
ENS | Preferred Plan | C&I Curtailment | C&I Curtailment-Turnkey-Auto-DR HVAC Control | General | Miscellaneous | Winter Evening | MW of Load | 1 | 2029 | 0.090736
ENS | Preferred Plan | C&I Curtailment | C&I Curtailment-Turnkey-Auto-DR HVAC Control | General | Offices | Winter Evening | MW of Load | 1 | 2029 | 0.0061745
ENS | Preferred Plan | C&I Curtailment | C&I Curtailment-Turnkey-Auto-DR HVAC Control | General | Retail Trade | Winter Evening | MW of Load | 1 | 2029 | 0.020968
ENS | Preferred Plan | C&I Curtailment | C&I Curtailment-Turnkey-Auto-DR HVAC Control | General | Services | Winter Evening | MW of Load | 1 | 2029 | 0.013557
ENS | Preferred Plan | C&I Curtailment | C&I Curtailment-Turnkey-Standard Lighting Control | General | Miscellaneous | Winter Evening | MW of Load | 1 | 2029 | 0.59918
ENS | Preferred Plan | C&I Curtailment | C&I Curtailment-Turnkey-Standard Lighting Control | General | Offices | Winter Evening | MW of Load | 1 | 2029 | 0.011951
ENS | Preferred Plan | C&I Curtailment | C&I Curtailment-Turnkey-Standard Lighting Control | General | Retail Trade | Winter Evening | MW of Load | 1 | 2029 | 0.13333
ENS | Preferred Plan | C&I Curtailment | C&I Curtailment-Turnkey-Standard Lighting Control | General | Services | Winter Evening | MW of Load | 1 | 2029 | 0.086307
ENS | Preferred Plan | C&I Curtailment | C&I Curtailment-Turnkey-Water Heating Control | General | Miscellaneous | Winter Evening | MW of Load | 1 | 2029 | 0.039058
ENS | Preferred Plan | C&I Curtailment | C&I Curtailment-Turnkey-Water Heating Control | General | Offices | Winter Evening | MW of Load | 1 | 2029 | 0.0010402
ENS | Preferred Plan | C&I Curtailment | C&I Curtailment-Turnkey-Water Heating Control | General | Retail Trade | Winter Evening | MW of Load | 1 | 2029 | 0.020981
ENS | Preferred Plan | C&I Curtailment | C&I Curtailment-Turnkey-Water Heating Control | General | Services | Winter Evening | MW of Load | 1 | 2029 | 0.013549
ENS | Preferred Plan | C&I Curtailment | C&I Curtailment-Turnkey-Other | General | Miscellaneous | Winter Evening | MW of Load | 1 | 2029 | 0.68712
ENS | Preferred Plan | C&I Curtailment | C&I Curtailment-Turnkey-Other | General | Offices | Winter Evening | MW of Load | 1 | 2029 | 0.018741
ENS | Preferred Plan | C&I Curtailment | C&I Curtailment-Turnkey-Other | General | Retail Trade | Winter Evening | MW of Load | 1 | 2029 | 0.21765
ENS | Preferred Plan | C&I Curtailment | C&I Curtailment-Turnkey-Other | General | Services | Winter Evening | MW of Load | 1 | 2029 | 0.14067
ENS | Preferred Plan | C&I Curtailment | C&I Curtailment-Turnkey-Manual HVAC Control | Large General | Miscellaneous | Winter Morning | MW of Load | 1 | 2029 | 0.99244
ENS | Preferred Plan | C&I Curtailment | C&I Curtailment-Turnkey-Manual HVAC Control | Large General | Retail Trade | Winter Morning | MW of Load | 1 | 2029 | 0.041721
ENS | Preferred Plan | C&I Curtailment | C&I Curtailment-Turnkey-Manual HVAC Control | Large General | Services | Winter Morning | MW of Load | 1 | 2029 | 0.066811
ENS | Preferred Plan | C&I Curtailment | C&I Curtailment-Turnkey-Auto-DR HVAC Control | Large General | Miscellaneous | Winter Morning | MW of Load | 1 | 2029 | 0.062389
ENS | Preferred Plan | C&I Curtailment | C&I Curtailment-Turnkey-Auto-DR HVAC Control | Large General | Retail Trade | Winter Morning | MW of Load | 1 | 2029 | 0.0026227
ENS | Preferred Plan | C&I Curtailment | C&I Curtailment-Turnkey-Auto-DR HVAC Control | Large General | Services | Winter Morning | MW of Load | 1 | 2029 | 0.0042
ENS | Preferred Plan | C&I Curtailment | C&I Curtailment-Turnkey-Standard Lighting Control | Large General | Miscellaneous | Winter Morning | MW of Load | 1 | 2029 | 0.42782
ENS | Preferred Plan | C&I Curtailment | C&I Curtailment-Turnkey-Standard Lighting Control | Large General | Retail Trade | Winter Morning | MW of Load | 1 | 2029 | 0.016579
ENS | Preferred Plan | C&I Curtailment | C&I Curtailment-Turnkey-Standard Lighting Control | Large General | Services | Winter Morning | MW of Load | 1 | 2029 | 0.02655
ENS | Preferred Plan | C&I Curtailment | C&I Curtailment-Turnkey-Water Heating Control | Large General | Miscellaneous | Winter Morning | MW of Load | 1 | 2029 | 0.021262
ENS | Preferred Plan | C&I Curtailment | C&I Curtailment-Turnkey-Water Heating Control | Large General | Retail Trade | Winter Morning | MW of Load | 1 | 2029 | 0.0026396
ENS | Preferred Plan | C&I Curtailment | C&I Curtailment-Turnkey-Water Heating Control | Large General | Services | Winter Morning | MW of Load | 1 | 2029 | 0.004227
ENS | Preferred Plan | C&I Curtailment | C&I Curtailment-Turnkey-Other | Large General | Miscellaneous | Winter Morning | MW of Load | 1 | 2029 | 0.45595
ENS | Preferred Plan | C&I Curtailment | C&I Curtailment-Turnkey-Other | Large General | Retail Trade | Winter Morning | MW of Load | 1 | 2029 | 0.027265
ENS | Preferred Plan | C&I Curtailment | C&I Curtailment-Turnkey-Other | Large General | Services | Winter Morning | MW of Load | 1 | 2029 | 0.043663
ENS | Preferred Plan | C&I Curtailment | C&I Curtailment-Turnkey-Manual HVAC Control | Large General | Miscellaneous | Winter Evening | MW of Load | 1 | 2029 | 0.8552
ENS | Preferred Plan | C&I Curtailment | C&I Curtailment-Turnkey-Manual HVAC Control | Large General | Retail Trade | Winter Evening | MW of Load | 1 | 2029 | 0.035951
ENS | Preferred Plan | C&I Curtailment | C&I Curtailment-Turnkey-Manual HVAC Control | Large General | Services | Winter Evening | MW of Load | 1 | 2029 | 0.057572
ENS | Preferred Plan | C&I Curtailment | C&I Curtailment-Turnkey-Auto-DR HVAC Control | Large General | Miscellaneous | Winter Evening | MW of Load | 1 | 2029 | 0.053761
ENS | Preferred Plan | C&I Curtailment | C&I Curtailment-Turnkey-Auto-DR HVAC Control | Large General | Retail Trade | Winter Evening | MW of Load | 1 | 2029 | 0.00226
ENS | Preferred Plan | C&I Curtailment | C&I Curtailment-Turnkey-Auto-DR HVAC Control | Large General | Services | Winter Evening | MW of Load | 1 | 2029 | 0.0036192
ENS | Preferred Plan | C&I Curtailment | C&I Curtailment-Turnkey-Standard Lighting Control | Large General | Miscellaneous | Winter Evening | MW of Load | 1 | 2029 | 0.36866
ENS | Preferred Plan | C&I Curtailment | C&I Curtailment-Turnkey-Standard Lighting Control | Large General | Retail Trade | Winter Evening | MW of Load | 1 | 2029 | 0.014286
ENS | Preferred Plan | C&I Curtailment | C&I Curtailment-Turnkey-Standard Lighting Control | Large General | Services | Winter Evening | MW of Load | 1 | 2029 | 0.022878
ENS | Preferred Plan | C&I Curtailment | C&I Curtailment-Turnkey-Water Heating Control | Large General | Miscellaneous | Winter Evening | MW of Load | 1 | 2029 | 0.018322
ENS | Preferred Plan | C&I Curtailment | C&I Curtailment-Turnkey-Water Heating Control | Large General | Retail Trade | Winter Evening | MW of Load | 1 | 2029 | 0.0022746
ENS | Preferred Plan | C&I Curtailment | C&I Curtailment-Turnkey-Water Heating Control | Large General | Services | Winter Evening | MW of Load | 1 | 2029 | 0.0036425
ENS | Preferred Plan | C&I Curtailment | C&I Curtailment-Turnkey-Other | Large General | Miscellaneous | Winter Evening | MW of Load | 1 | 2029 | 0.3929
ENS | Preferred Plan | C&I Curtailment | C&I Curtailment-Turnkey-Other | Large General | Retail Trade | Winter Evening | MW of Load | 1 | 2029 | 0.023495
ENS | Preferred Plan | C&I Curtailment | C&I Curtailment-Turnkey-Other | Large General | Services | Winter Evening | MW of Load | 1 | 2029 | 0.037625
ENS | Preferred Plan | C&I Curtailment | C&I Curtailment-Turnkey-Manual HVAC Control | Small Industrial | Miscellaneous | Winter Morning | MW of Load | 1 | 2029 | 0.16547
ENS | Preferred Plan | C&I Curtailment | C&I Curtailment-Turnkey-Manual HVAC Control | Small Industrial | Offices | Winter Morning | MW of Load | 1 | 2029 | 0.002108
ENS | Preferred Plan | C&I Curtailment | C&I Curtailment-Turnkey-Manual HVAC Control | Small Industrial | Retail Trade | Winter Morning | MW of Load | 1 | 2029 | 0.0070266
ENS | Preferred Plan | C&I Curtailment | C&I Curtailment-Turnkey-Manual HVAC Control | Small Industrial | Services | Winter Morning | MW of Load | 1 | 2029 | 0.0022199
ENS | Preferred Plan | C&I Curtailment | C&I Curtailment-Turnkey-Auto-DR HVAC Control | Small Industrial | Miscellaneous | Winter Morning | MW of Load | 1 | 2029 | 0.010402
ENS | Preferred Plan | C&I Curtailment | C&I Curtailment-Turnkey-Auto-DR HVAC Control | Small Industrial | Offices | Winter Morning | MW of Load | 1 | 2029 | 0.00013252
ENS | Preferred Plan | C&I Curtailment | C&I Curtailment-Turnkey-Auto-DR HVAC Control | Small Industrial | Retail Trade | Winter Morning | MW of Load | 1 | 2029 | 0.00044172
ENS | Preferred Plan | C&I Curtailment | C&I Curtailment-Turnkey-Auto-DR HVAC Control | Small Industrial | Services | Winter Morning | MW of Load | 1 | 2029 | 0.00013955
ENS | Preferred Plan | C&I Curtailment | C&I Curtailment-Turnkey-Standard Lighting Control | Small Industrial | Miscellaneous | Winter Morning | MW of Load | 1 | 2029 | 0.051292
ENS | Preferred Plan | C&I Curtailment | C&I Curtailment-Turnkey-Standard Lighting Control | Small Industrial | Offices | Winter Morning | MW of Load | 1 | 2029 | 0.00027834
ENS | Preferred Plan | C&I Curtailment | C&I Curtailment-Turnkey-Standard Lighting Control | Small Industrial | Retail Trade | Winter Morning | MW of Load | 1 | 2029 | 0.003027
ENS | Preferred Plan | C&I Curtailment | C&I Curtailment-Turnkey-Standard Lighting Control | Small Industrial | Services | Winter Morning | MW of Load | 1 | 2029 | 0.0009563
ENS | Preferred Plan | C&I Curtailment | C&I Curtailment-Turnkey-Water Heating Control | Small Industrial | Miscellaneous | Winter Morning | MW of Load | 1 | 2029 | 0.0042152
ENS | Preferred Plan | C&I Curtailment | C&I Curtailment-Turnkey-Water Heating Control | Small Industrial | Offices | Winter Morning | MW of Load | 1 | 2029 | 2.1496e-05
ENS | Preferred Plan | C&I Curtailment | C&I Curtailment-Turnkey-Water Heating Control | Small Industrial | Retail Trade | Winter Morning | MW of Load | 1 | 2029 | 0.00040821
ENS | Preferred Plan | C&I Curtailment | C&I Curtailment-Turnkey-Water Heating Control | Small Industrial | Services | Winter Morning | MW of Load | 1 | 2029 | 0.00012896
ENS | Preferred Plan | C&I Curtailment | C&I Curtailment-Turnkey-Other | Small Industrial | Miscellaneous | Winter Morning | MW of Load | 1 | 2029 | 0.064923
ENS | Preferred Plan | C&I Curtailment | C&I Curtailment-Turnkey-Other | Small Industrial | Offices | Winter Morning | MW of Load | 1 | 2029 | 0.00040598
ENS | Preferred Plan | C&I Curtailment | C&I Curtailment-Turnkey-Other | Small Industrial | Retail Trade | Winter Morning | MW of Load | 1 | 2029 | 0.0044924
ENS | Preferred Plan | C&I Curtailment | C&I Curtailment-Turnkey-Other | Small Industrial | Services | Winter Morning | MW of Load | 1 | 2029 | 0.0014193
ENS | Preferred Plan | C&I Curtailment | C&I Curtailment-Turnkey-Industrial | Small Industrial | Manufacturing | Winter Morning | MW of Load | 1 | 2029 | 0.015517
ENS | Preferred Plan | C&I Curtailment | C&I Curtailment-Turnkey-Manual HVAC Control | Small Industrial | Miscellaneous | Winter Evening | MW of Load | 1 | 2029 | 0.22756
ENS | Preferred Plan | C&I Curtailment | C&I Curtailment-Turnkey-Manual HVAC Control | Small Industrial | Offices | Winter Evening | MW of Load | 1 | 2029 | 0.002899
ENS | Preferred Plan | C&I Curtailment | C&I Curtailment-Turnkey-Manual HVAC Control | Small Industrial | Retail Trade | Winter Evening | MW of Load | 1 | 2029 | 0.0096633
ENS | Preferred Plan | C&I Curtailment | C&I Curtailment-Turnkey-Manual HVAC Control | Small Industrial | Services | Winter Evening | MW of Load | 1 | 2029 | 0.0030529
ENS | Preferred Plan | C&I Curtailment | C&I Curtailment-Turnkey-Auto-DR HVAC Control | Small Industrial | Miscellaneous | Winter Evening | MW of Load | 1 | 2029 | 0.014305
ENS | Preferred Plan | C&I Curtailment | C&I Curtailment-Turnkey-Auto-DR HVAC Control | Small Industrial | Offices | Winter Evening | MW of Load | 1 | 2029 | 0.00018225
ENS | Preferred Plan | C&I Curtailment | C&I Curtailment-Turnkey-Auto-DR HVAC Control | Small Industrial | Retail Trade | Winter Evening | MW of Load | 1 | 2029 | 0.00060747
ENS | Preferred Plan | C&I Curtailment | C&I Curtailment-Turnkey-Auto-DR HVAC Control | Small Industrial | Services | Winter Evening | MW of Load | 1 | 2029 | 0.00019192
ENS | Preferred Plan | C&I Curtailment | C&I Curtailment-Turnkey-Standard Lighting Control | Small Industrial | Miscellaneous | Winter Evening | MW of Load | 1 | 2029 | 0.070539
ENS | Preferred Plan | C&I Curtailment | C&I Curtailment-Turnkey-Standard Lighting Control | Small Industrial | Offices | Winter Evening | MW of Load | 1 | 2029 | 0.00038278
ENS | Preferred Plan | C&I Curtailment | C&I Curtailment-Turnkey-Standard Lighting Control | Small Industrial | Retail Trade | Winter Evening | MW of Load | 1 | 2029 | 0.0041628
ENS | Preferred Plan | C&I Curtailment | C&I Curtailment-Turnkey-Standard Lighting Control | Small Industrial | Services | Winter Evening | MW of Load | 1 | 2029 | 0.0013151
ENS | Preferred Plan | C&I Curtailment | C&I Curtailment-Turnkey-Water Heating Control | Small Industrial | Miscellaneous | Winter Evening | MW of Load | 1 | 2029 | 0.0057969
ENS | Preferred Plan | C&I Curtailment | C&I Curtailment-Turnkey-Water Heating Control | Small Industrial | Offices | Winter Evening | MW of Load | 1 | 2029 | 2.9562e-05
ENS | Preferred Plan | C&I Curtailment | C&I Curtailment-Turnkey-Water Heating Control | Small Industrial | Retail Trade | Winter Evening | MW of Load | 1 | 2029 | 0.00056138
ENS | Preferred Plan | C&I Curtailment | C&I Curtailment-Turnkey-Water Heating Control | Small Industrial | Services | Winter Evening | MW of Load | 1 | 2029 | 0.00017735
ENS | Preferred Plan | C&I Curtailment | C&I Curtailment-Turnkey-Other | Small Industrial | Miscellaneous | Winter Evening | MW of Load | 1 | 2029 | 0.089285
ENS | Preferred Plan | C&I Curtailment | C&I Curtailment-Turnkey-Other | Small Industrial | Offices | Winter Evening | MW of Load | 1 | 2029 | 0.00055832
ENS | Preferred Plan | C&I Curtailment | C&I Curtailment-Turnkey-Other | Small Industrial | Retail Trade | Winter Evening | MW of Load | 1 | 2029 | 0.0061781
ENS | Preferred Plan | C&I Curtailment | C&I Curtailment-Turnkey-Other | Small Industrial | Services | Winter Evening | MW of Load | 1 | 2029 | 0.0019518
ENS | Preferred Plan | C&I Curtailment | C&I Curtailment-Turnkey-Industrial | Small Industrial | Manufacturing | Winter Evening | MW of Load | 1 | 2029 | 0.02134
ENS | Preferred Plan | C&I Curtailment | C&I Curtailment-Turnkey-Manual HVAC Control | Medium Industrial | Miscellaneous | Winter Morning | MW of Load | 1 | 2029 | 3.1744
ENS | Preferred Plan | C&I Curtailment | C&I Curtailment-Turnkey-Manual HVAC Control | Medium Industrial | Offices | Winter Morning | MW of Load | 1 | 2029 | 0.050907
ENS | Preferred Plan | C&I Curtailment | C&I Curtailment-Turnkey-Manual HVAC Control | Medium Industrial | Retail Trade | Winter Morning | MW of Load | 1 | 2029 | 0.70523
ENS | Preferred Plan | C&I Curtailment | C&I Curtailment-Turnkey-Manual HVAC Control | Medium Industrial | Services | Winter Morning | MW of Load | 1 | 2029 | 0.032473
ENS | Preferred Plan | C&I Curtailment | C&I Curtailment-Turnkey-Auto-DR HVAC Control | Medium Industrial | Miscellaneous | Winter Morning | MW of Load | 1 | 2029 | 0.19955
ENS | Preferred Plan | C&I Curtailment | C&I Curtailment-Turnkey-Auto-DR HVAC Control | Medium Industrial | Offices | Winter Morning | MW of Load | 1 | 2029 | 0.0032002
ENS | Preferred Plan | C&I Curtailment | C&I Curtailment-Turnkey-Auto-DR HVAC Control | Medium Industrial | Retail Trade | Winter Morning | MW of Load | 1 | 2029 | 0.044333
ENS | Preferred Plan | C&I Curtailment | C&I Curtailment-Turnkey-Auto-DR HVAC Control | Medium Industrial | Services | Winter Morning | MW of Load | 1 | 2029 | 0.0020414
ENS | Preferred Plan | C&I Curtailment | C&I Curtailment-Turnkey-Standard Lighting Control | Medium Industrial | Miscellaneous | Winter Morning | MW of Load | 1 | 2029 | 0.984
ENS | Preferred Plan | C&I Curtailment | C&I Curtailment-Turnkey-Standard Lighting Control | Medium Industrial | Offices | Winter Morning | MW of Load | 1 | 2029 | 0.0067217
ENS | Preferred Plan | C&I Curtailment | C&I Curtailment-Turnkey-Standard Lighting Control | Medium Industrial | Retail Trade | Winter Morning | MW of Load | 1 | 2029 | 0.3038
ENS | Preferred Plan | C&I Curtailment | C&I Curtailment-Turnkey-Standard Lighting Control | Medium Industrial | Services | Winter Morning | MW of Load | 1 | 2029 | 0.013989
ENS | Preferred Plan | C&I Curtailment | C&I Curtailment-Turnkey-Water Heating Control | Medium Industrial | Miscellaneous | Winter Morning | MW of Load | 1 | 2029 | 0.080865
ENS | Preferred Plan | C&I Curtailment | C&I Curtailment-Turnkey-Water Heating Control | Medium Industrial | Offices | Winter Morning | MW of Load | 1 | 2029 | 0.00051911
ENS | Preferred Plan | C&I Curtailment | C&I Curtailment-Turnkey-Water Heating Control | Medium Industrial | Retail Trade | Winter Morning | MW of Load | 1 | 2029 | 0.040969
ENS | Preferred Plan | C&I Curtailment | C&I Curtailment-Turnkey-Water Heating Control | Medium Industrial | Services | Winter Morning | MW of Load | 1 | 2029 | 0.0018865
ENS | Preferred Plan | C&I Curtailment | C&I Curtailment-Turnkey-Other | Medium Industrial | Miscellaneous | Winter Morning | MW of Load | 1 | 2029 | 1.2455
ENS | Preferred Plan | C&I Curtailment | C&I Curtailment-Turnkey-Other | Medium Industrial | Offices | Winter Morning | MW of Load | 1 | 2029 | 0.009804
ENS | Preferred Plan | C&I Curtailment | C&I Curtailment-Turnkey-Other | Medium Industrial | Retail Trade | Winter Morning | MW of Load | 1 | 2029 | 0.45088
ENS | Preferred Plan | C&I Curtailment | C&I Curtailment-Turnkey-Other | Medium Industrial | Services | Winter Morning | MW of Load | 1 | 2029 | 0.020762
ENS | Preferred Plan | C&I Curtailment | C&I Curtailment-Turnkey-Manual HVAC Control | Medium Industrial | Miscellaneous | Winter Evening | MW of Load | 1 | 2029 | 3.0762
ENS | Preferred Plan | C&I Curtailment | C&I Curtailment-Turnkey-Manual HVAC Control | Medium Industrial | Offices | Winter Evening | MW of Load | 1 | 2029 | 0.049334
ENS | Preferred Plan | C&I Curtailment | C&I Curtailment-Turnkey-Manual HVAC Control | Medium Industrial | Retail Trade | Winter Evening | MW of Load | 1 | 2029 | 0.68343
ENS | Preferred Plan | C&I Curtailment | C&I Curtailment-Turnkey-Manual HVAC Control | Medium Industrial | Services | Winter Evening | MW of Load | 1 | 2029 | 0.03147
ENS | Preferred Plan | C&I Curtailment | C&I Curtailment-Turnkey-Auto-DR HVAC Control | Medium Industrial | Miscellaneous | Winter Evening | MW of Load | 1 | 2029 | 0.19339
ENS | Preferred Plan | C&I Curtailment | C&I Curtailment-Turnkey-Auto-DR HVAC Control | Medium Industrial | Offices | Winter Evening | MW of Load | 1 | 2029 | 0.0031013
ENS | Preferred Plan | C&I Curtailment | C&I Curtailment-Turnkey-Auto-DR HVAC Control | Medium Industrial | Retail Trade | Winter Evening | MW of Load | 1 | 2029 | 0.042963
ENS | Preferred Plan | C&I Curtailment | C&I Curtailment-Turnkey-Auto-DR HVAC Control | Medium Industrial | Services | Winter Evening | MW of Load | 1 | 2029 | 0.0019783
ENS | Preferred Plan | C&I Curtailment | C&I Curtailment-Turnkey-Standard Lighting Control | Medium Industrial | Miscellaneous | Winter Evening | MW of Load | 1 | 2029 | 0.95359
ENS | Preferred Plan | C&I Curtailment | C&I Curtailment-Turnkey-Standard Lighting Control | Medium Industrial | Offices | Winter Evening | MW of Load | 1 | 2029 | 0.0065139
ENS | Preferred Plan | C&I Curtailment | C&I Curtailment-Turnkey-Standard Lighting Control | Medium Industrial | Retail Trade | Winter Evening | MW of Load | 1 | 2029 | 0.29441
ENS | Preferred Plan | C&I Curtailment | C&I Curtailment-Turnkey-Standard Lighting Control | Medium Industrial | Services | Winter Evening | MW of Load | 1 | 2029 | 0.013557
ENS | Preferred Plan | C&I Curtailment | C&I Curtailment-Turnkey-Water Heating Control | Medium Industrial | Miscellaneous | Winter Evening | MW of Load | 1 | 2029 | 0.078366
ENS | Preferred Plan | C&I Curtailment | C&I Curtailment-Turnkey-Water Heating Control | Medium Industrial | Offices | Winter Evening | MW of Load | 1 | 2029 | 0.00050307
ENS | Preferred Plan | C&I Curtailment | C&I Curtailment-Turnkey-Water Heating Control | Medium Industrial | Retail Trade | Winter Evening | MW of Load | 1 | 2029 | 0.039703
ENS | Preferred Plan | C&I Curtailment | C&I Curtailment-Turnkey-Water Heating Control | Medium Industrial | Services | Winter Evening | MW of Load | 1 | 2029 | 0.0018282
ENS | Preferred Plan | C&I Curtailment | C&I Curtailment-Turnkey-Other | Medium Industrial | Miscellaneous | Winter Evening | MW of Load | 1 | 2029 | 1.207
ENS | Preferred Plan | C&I Curtailment | C&I Curtailment-Turnkey-Other | Medium Industrial | Offices | Winter Evening | MW of Load | 1 | 2029 | 0.009501
ENS | Preferred Plan | C&I Curtailment | C&I Curtailment-Turnkey-Other | Medium Industrial | Retail Trade | Winter Evening | MW of Load | 1 | 2029 | 0.43694
ENS | Preferred Plan | C&I Curtailment | C&I Curtailment-Turnkey-Other | Medium Industrial | Services | Winter Evening | MW of Load | 1 | 2029 | 0.02012
ENS | Preferred Plan | C&I Curtailment | C&I Curtailment-Turnkey-Manual HVAC Control | Large Industrial | Miscellaneous | Winter Morning | MW of Load | 1 | 2029 | 0.066582
ENS | Preferred Plan | C&I Curtailment | C&I Curtailment-Turnkey-Auto-DR HVAC Control | Large Industrial | Miscellaneous | Winter Morning | MW of Load | 1 | 2029 | 0.0041856
ENS | Preferred Plan | C&I Curtailment | C&I Curtailment-Turnkey-Standard Lighting Control | Large Industrial | Miscellaneous | Winter Morning | MW of Load | 1 | 2029 | 0.028702
ENS | Preferred Plan | C&I Curtailment | C&I Curtailment-Turnkey-Water Heating Control | Large Industrial | Miscellaneous | Winter Morning | MW of Load | 1 | 2029 | 0.0014265
ENS | Preferred Plan | C&I Curtailment | C&I Curtailment-Turnkey-Other | Large Industrial | Miscellaneous | Winter Morning | MW of Load | 1 | 2029 | 0.030589
ENS | Preferred Plan | C&I Curtailment | C&I Curtailment-Turnkey-Industrial | Large Industrial | Manufacturing | Winter Morning | MW of Load | 1 | 2029 | 0.0060008
ENS | Preferred Plan | C&I Curtailment | C&I Curtailment-Turnkey-Manual HVAC Control | Large Industrial | Miscellaneous | Winter Evening | MW of Load | 1 | 2029 | 0.066305
ENS | Preferred Plan | C&I Curtailment | C&I Curtailment-Turnkey-Auto-DR HVAC Control | Large Industrial | Miscellaneous | Winter Evening | MW of Load | 1 | 2029 | 0.0041682
ENS | Preferred Plan | C&I Curtailment | C&I Curtailment-Turnkey-Standard Lighting Control | Large Industrial | Miscellaneous | Winter Evening | MW of Load | 1 | 2029 | 0.028582
ENS | Preferred Plan | C&I Curtailment | C&I Curtailment-Turnkey-Water Heating Control | Large Industrial | Miscellaneous | Winter Evening | MW of Load | 1 | 2029 | 0.0014205
ENS | Preferred Plan | C&I Curtailment | C&I Curtailment-Turnkey-Other | Large Industrial | Miscellaneous | Winter Evening | MW of Load | 1 | 2029 | 0.030462
ENS | Preferred Plan | C&I Curtailment | C&I Curtailment-Turnkey-Industrial | Large Industrial | Manufacturing | Winter Evening | MW of Load | 1 | 2029 | 0.0059758
ENS | Preferred Plan | C&I Loadshift to BUGs | C&I Loadshift to BUGs | Large General | Miscellaneous | Winter Morning | MW of Load | 1 | 2029 | 2.7771
ENS | Preferred Plan | C&I Loadshift to BUGs | C&I Loadshift to BUGs | Large General | Miscellaneous | Winter Evening | MW of Load | 1 | 2029 | 2.393
ENS | Preferred Plan | C&I Loadshift to BUGs | C&I Loadshift to BUGs | Small Industrial | Miscellaneous | Winter Morning | MW of Load | 1 | 2029 | 0.75899
ENS | Preferred Plan | C&I Loadshift to BUGs | C&I Loadshift to BUGs | Small Industrial | Miscellaneous | Winter Evening | MW of Load | 1 | 2029 | 1.0438
ENS | Preferred Plan | C&I Loadshift to BUGs | C&I Loadshift to BUGs | Medium Industrial | Manufacturing | Winter Morning | MW of Load | 1 | 2029 | 0.53162
ENS | Preferred Plan | C&I Loadshift to BUGs | C&I Loadshift to BUGs | Medium Industrial | Miscellaneous | Winter Morning | MW of Load | 1 | 2029 | 2.3072
ENS | Preferred Plan | C&I Loadshift to BUGs | C&I Loadshift to BUGs | Medium Industrial | Manufacturing | Winter Evening | MW of Load | 1 | 2029 | 0.51519
ENS | Preferred Plan | C&I Loadshift to BUGs | C&I Loadshift to BUGs | Medium Industrial | Miscellaneous | Winter Evening | MW of Load | 1 | 2029 | 2.2359
ENS | Preferred Plan | Dynamic Pricing | Dynamic Pricing with enabling tech. | Small General | Manufacturing | Winter Morning | MW of Load | 1 | 2029 | 0.0067572
ENS | Preferred Plan | Dynamic Pricing | Dynamic Pricing with enabling tech. | Small General | Manufacturing | Winter Evening | MW of Load | 1 | 2029 | 0.0078575
ENS | Preferred Plan | Dynamic Pricing | Dynamic Pricing with enabling tech. | Residential Charitable | Residential LI | Winter Morning | MW of Load | 1 | 2029 | 1.0222
ENS | Preferred Plan | Dynamic Pricing | Dynamic Pricing with enabling tech. | Residential Charitable | Residential Market Rate | Winter Morning | MW of Load | 1 | 2029 | 5.8026
ENS | Preferred Plan | Dynamic Pricing | Dynamic Pricing w/o enabling tech. | Residential Charitable | Residential LI | Winter Morning | MW of Load | 1 | 2029 | 1.7074
ENS | Preferred Plan | Dynamic Pricing | Dynamic Pricing w/o enabling tech. | Residential Charitable | Residential Market Rate | Winter Morning | MW of Load | 1 | 2029 | 9.6926
ENS | Preferred Plan | Dynamic Pricing | Dynamic Pricing with enabling tech. | Residential Charitable | Residential LI | Winter Evening | MW of Load | 1 | 2029 | 1.1657
ENS | Preferred Plan | Dynamic Pricing | Dynamic Pricing with enabling tech. | Residential Charitable | Residential Market Rate | Winter Evening | MW of Load | 1 | 2029 | 6.6176
ENS | Preferred Plan | Dynamic Pricing | Dynamic Pricing w/o enabling tech. | Residential Charitable | Residential LI | Winter Evening | MW of Load | 1 | 2029 | 1.9472
ENS | Preferred Plan | Dynamic Pricing | Dynamic Pricing w/o enabling tech. | Residential Charitable | Residential Market Rate | Winter Evening | MW of Load | 1 | 2029 | 11.0539
ENS | Preferred Plan | Behavioral DR | Behavioral DR | Residential Charitable | Residential LI | Winter Morning | MW of Load | 1 | 2029 | 0.29381
ENS | Preferred Plan | Behavioral DR | Behavioral DR | Residential Charitable | Residential Market Rate | Winter Morning | MW of Load | 1 | 2029 | 1.6743
ENS | Preferred Plan | Behavioral DR | Behavioral DR | Residential Charitable | Residential LI | Winter Evening | MW of Load | 1 | 2029 | 0.33508
ENS | Preferred Plan | Behavioral DR | Behavioral DR | Residential Charitable | Residential Market Rate | Winter Evening | MW of Load | 1 | 2029 | 1.9095
ENS | Preferred Plan | Time-of-Use Rates (TOU) | Time-of-Use Rates (TOU) | Residential Charitable | Residential LI | Winter Morning | MW of Load | 0 | 2029 | 0.34074
ENS | Preferred Plan | Time-of-Use Rates (TOU) | Time-of-Use Rates (TOU) | Residential Charitable | Residential Market Rate | Winter Morning | MW of Load | 0 | 2029 | 1.9417
ENS | Preferred Plan | Time-of-Use Rates (TOU) | Time-of-Use Rates (TOU) | Residential Charitable | Residential LI | Winter Evening | MW of Load | 0 | 2029 | 0.3886
ENS | Preferred Plan | Time-of-Use Rates (TOU) | Time-of-Use Rates (TOU) | Residential Charitable | Residential Market Rate | Winter Evening | MW of Load | 0 | 2029 | 2.2145
ENS | Preferred Plan | DLC-Thermostat | DLC-Thermostat-BYOT-Central Heat Pump | Residential Charitable | Residential LI | Winter Morning | MW of Load | 0 | 2030 | 0.024951
ENS | Preferred Plan | DLC-Thermostat | DLC-Thermostat-BYOT-Central Heat Pump | Residential Charitable | Residential Market Rate | Winter Morning | MW of Load | 0 | 2030 | 0.15269
ENS | Preferred Plan | DLC-Thermostat | DLC-Thermostat-DI-Baseboard Heating | Residential Charitable | Residential LI | Winter Morning | MW of Load | 0 | 2030 | 0.12704
ENS | Preferred Plan | DLC-Thermostat | DLC-Thermostat-DI-Baseboard Heating | Residential Charitable | Residential Market Rate | Winter Morning | MW of Load | 0 | 2030 | 1.2093
ENS | Preferred Plan | DLC-Thermostat | DLC-Thermostat-BYOT-Baseboard Heating | Residential Charitable | Residential LI | Winter Morning | MW of Load | 0 | 2030 | 0.014855
ENS | Preferred Plan | DLC-Thermostat | DLC-Thermostat-BYOT-Baseboard Heating | Residential Charitable | Residential Market Rate | Winter Morning | MW of Load | 0 | 2030 | 0.14141
ENS | Preferred Plan | DLC-Thermostat | DLC-Thermostat-DI-MSHP | Residential Charitable | Residential LI | Winter Morning | MW of Load | 0 | 2030 | 0.07362
ENS | Preferred Plan | DLC-Thermostat | DLC-Thermostat-DI-MSHP | Residential Charitable | Residential Market Rate | Winter Morning | MW of Load | 0 | 2030 | 0.70079
ENS | Preferred Plan | DLC-Thermostat | DLC-Thermostat-BYOT-MSHP | Residential Charitable | Residential LI | Winter Morning | MW of Load | 0 | 2030 | 0.0066616
ENS | Preferred Plan | DLC-Thermostat | DLC-Thermostat-BYOT-MSHP | Residential Charitable | Residential Market Rate | Winter Morning | MW of Load | 0 | 2030 | 0.063412
ENS | Preferred Plan | DLC-Thermostat | DLC-Thermostat-BYOT-Central Heat Pump | Residential Charitable | Residential LI | Winter Evening | MW of Load | 0 | 2030 | 0.024951
ENS | Preferred Plan | DLC-Thermostat | DLC-Thermostat-BYOT-Central Heat Pump | Residential Charitable | Residential Market Rate | Winter Evening | MW of Load | 0 | 2030 | 0.15269
ENS | Preferred Plan | DLC-Thermostat | DLC-Thermostat-DI-Baseboard Heating | Residential Charitable | Residential LI | Winter Evening | MW of Load | 0 | 2030 | 0.12704
ENS | Preferred Plan | DLC-Thermostat | DLC-Thermostat-DI-Baseboard Heating | Residential Charitable | Residential Market Rate | Winter Evening | MW of Load | 0 | 2030 | 1.2093
ENS | Preferred Plan | DLC-Thermostat | DLC-Thermostat-BYOT-Baseboard Heating | Residential Charitable | Residential LI | Winter Evening | MW of Load | 0 | 2030 | 0.014855
ENS | Preferred Plan | DLC-Thermostat | DLC-Thermostat-BYOT-Baseboard Heating | Residential Charitable | Residential Market Rate | Winter Evening | MW of Load | 0 | 2030 | 0.14141
ENS | Preferred Plan | DLC-Thermostat | DLC-Thermostat-DI-MSHP | Residential Charitable | Residential LI | Winter Evening | MW of Load | 0 | 2030 | 0.07362
ENS | Preferred Plan | DLC-Thermostat | DLC-Thermostat-DI-MSHP | Residential Charitable | Residential Market Rate | Winter Evening | MW of Load | 0 | 2030 | 0.70079
ENS | Preferred Plan | DLC-Thermostat | DLC-Thermostat-BYOT-MSHP | Residential Charitable | Residential LI | Winter Evening | MW of Load | 0 | 2030 | 0.0066616
ENS | Preferred Plan | DLC-Thermostat | DLC-Thermostat-BYOT-MSHP | Residential Charitable | Residential Market Rate | Winter Evening | MW of Load | 0 | 2030 | 0.063412
ENS | Preferred Plan | DLC-Water Heating | DLC-Switch-Water Heating | Residential Charitable | Residential LI | Winter Morning | MW of Load | 0 | 2030 | 0.078423
ENS | Preferred Plan | DLC-Water Heating | DLC-Switch-Water Heating | Residential Charitable | Residential Market Rate | Winter Morning | MW of Load | 0 | 2030 | 0.89581
ENS | Preferred Plan | DLC-Water Heating | DLC-Switch-Water Heating | Residential Charitable | Residential LI | Winter Evening | MW of Load | 0 | 2030 | 0.066284
ENS | Preferred Plan | DLC-Water Heating | DLC-Switch-Water Heating | Residential Charitable | Residential Market Rate | Winter Evening | MW of Load | 0 | 2030 | 0.75715
ENS | Preferred Plan | C&I Curtailment | C&I Curtailment-Turnkey-Manual HVAC Control | General | Miscellaneous | Winter Morning | MW of Load | 1 | 2030 | 1.3884
ENS | Preferred Plan | C&I Curtailment | C&I Curtailment-Turnkey-Manual HVAC Control | General | Offices | Winter Morning | MW of Load | 1 | 2030 | 0.095413
ENS | Preferred Plan | C&I Curtailment | C&I Curtailment-Turnkey-Manual HVAC Control | General | Retail Trade | Winter Morning | MW of Load | 1 | 2030 | 0.31889
ENS | Preferred Plan | C&I Curtailment | C&I Curtailment-Turnkey-Manual HVAC Control | General | Services | Winter Morning | MW of Load | 1 | 2030 | 0.20618
ENS | Preferred Plan | C&I Curtailment | C&I Curtailment-Turnkey-Auto-DR HVAC Control | General | Miscellaneous | Winter Morning | MW of Load | 1 | 2030 | 0.11014
ENS | Preferred Plan | C&I Curtailment | C&I Curtailment-Turnkey-Auto-DR HVAC Control | General | Offices | Winter Morning | MW of Load | 1 | 2030 | 0.007569
ENS | Preferred Plan | C&I Curtailment | C&I Curtailment-Turnkey-Auto-DR HVAC Control | General | Retail Trade | Winter Morning | MW of Load | 1 | 2030 | 0.025297
ENS | Preferred Plan | C&I Curtailment | C&I Curtailment-Turnkey-Auto-DR HVAC Control | General | Services | Winter Morning | MW of Load | 1 | 2030 | 0.016356
ENS | Preferred Plan | C&I Curtailment | C&I Curtailment-Turnkey-Standard Lighting Control | General | Miscellaneous | Winter Morning | MW of Load | 1 | 2030 | 0.57794
ENS | Preferred Plan | C&I Curtailment | C&I Curtailment-Turnkey-Standard Lighting Control | General | Offices | Winter Morning | MW of Load | 1 | 2030 | 0.011346
ENS | Preferred Plan | C&I Curtailment | C&I Curtailment-Turnkey-Standard Lighting Control | General | Retail Trade | Winter Morning | MW of Load | 1 | 2030 | 0.12705
ENS | Preferred Plan | C&I Curtailment | C&I Curtailment-Turnkey-Standard Lighting Control | General | Services | Winter Morning | MW of Load | 1 | 2030 | 0.08225
ENS | Preferred Plan | C&I Curtailment | C&I Curtailment-Turnkey-Water Heating Control | General | Miscellaneous | Winter Morning | MW of Load | 1 | 2030 | 0.038751
ENS | Preferred Plan | C&I Curtailment | C&I Curtailment-Turnkey-Water Heating Control | General | Offices | Winter Morning | MW of Load | 1 | 2030 | 0.0010289
ENS | Preferred Plan | C&I Curtailment | C&I Curtailment-Turnkey-Water Heating Control | General | Retail Trade | Winter Morning | MW of Load | 1 | 2030 | 0.020896
ENS | Preferred Plan | C&I Curtailment | C&I Curtailment-Turnkey-Water Heating Control | General | Services | Winter Morning | MW of Load | 1 | 2030 | 0.013492
ENS | Preferred Plan | C&I Curtailment | C&I Curtailment-Turnkey-Other | General | Miscellaneous | Winter Morning | MW of Load | 1 | 2030 | 0.67679
ENS | Preferred Plan | C&I Curtailment | C&I Curtailment-Turnkey-Other | General | Offices | Winter Morning | MW of Load | 1 | 2030 | 0.018407
ENS | Preferred Plan | C&I Curtailment | C&I Curtailment-Turnkey-Other | General | Retail Trade | Winter Morning | MW of Load | 1 | 2030 | 0.21467
ENS | Preferred Plan | C&I Curtailment | C&I Curtailment-Turnkey-Other | General | Services | Winter Morning | MW of Load | 1 | 2030 | 0.13875
ENS | Preferred Plan | C&I Curtailment | C&I Curtailment-Turnkey-Manual HVAC Control | General | Miscellaneous | Winter Evening | MW of Load | 1 | 2030 | 1.6246
ENS | Preferred Plan | C&I Curtailment | C&I Curtailment-Turnkey-Manual HVAC Control | General | Offices | Winter Evening | MW of Load | 1 | 2030 | 0.11164
ENS | Preferred Plan | C&I Curtailment | C&I Curtailment-Turnkey-Manual HVAC Control | General | Retail Trade | Winter Evening | MW of Load | 1 | 2030 | 0.37313
ENS | Preferred Plan | C&I Curtailment | C&I Curtailment-Turnkey-Manual HVAC Control | General | Services | Winter Evening | MW of Load | 1 | 2030 | 0.24125
ENS | Preferred Plan | C&I Curtailment | C&I Curtailment-Turnkey-Auto-DR HVAC Control | General | Miscellaneous | Winter Evening | MW of Load | 1 | 2030 | 0.12887
ENS | Preferred Plan | C&I Curtailment | C&I Curtailment-Turnkey-Auto-DR HVAC Control | General | Offices | Winter Evening | MW of Load | 1 | 2030 | 0.0088564
ENS | Preferred Plan | C&I Curtailment | C&I Curtailment-Turnkey-Auto-DR HVAC Control | General | Retail Trade | Winter Evening | MW of Load | 1 | 2030 | 0.0296
ENS | Preferred Plan | C&I Curtailment | C&I Curtailment-Turnkey-Auto-DR HVAC Control | General | Services | Winter Evening | MW of Load | 1 | 2030 | 0.019138
ENS | Preferred Plan | C&I Curtailment | C&I Curtailment-Turnkey-Standard Lighting Control | General | Miscellaneous | Winter Evening | MW of Load | 1 | 2030 | 0.67625
ENS | Preferred Plan | C&I Curtailment | C&I Curtailment-Turnkey-Standard Lighting Control | General | Offices | Winter Evening | MW of Load | 1 | 2030 | 0.013275
ENS | Preferred Plan | C&I Curtailment | C&I Curtailment-Turnkey-Standard Lighting Control | General | Retail Trade | Winter Evening | MW of Load | 1 | 2030 | 0.14866
ENS | Preferred Plan | C&I Curtailment | C&I Curtailment-Turnkey-Standard Lighting Control | General | Services | Winter Evening | MW of Load | 1 | 2030 | 0.096241
ENS | Preferred Plan | C&I Curtailment | C&I Curtailment-Turnkey-Water Heating Control | General | Miscellaneous | Winter Evening | MW of Load | 1 | 2030 | 0.045342
ENS | Preferred Plan | C&I Curtailment | C&I Curtailment-Turnkey-Water Heating Control | General | Offices | Winter Evening | MW of Load | 1 | 2030 | 0.0012039
ENS | Preferred Plan | C&I Curtailment | C&I Curtailment-Turnkey-Water Heating Control | General | Retail Trade | Winter Evening | MW of Load | 1 | 2030 | 0.02445
ENS | Preferred Plan | C&I Curtailment | C&I Curtailment-Turnkey-Water Heating Control | General | Services | Winter Evening | MW of Load | 1 | 2030 | 0.015787
ENS | Preferred Plan | C&I Curtailment | C&I Curtailment-Turnkey-Other | General | Miscellaneous | Winter Evening | MW of Load | 1 | 2030 | 0.79191
ENS | Preferred Plan | C&I Curtailment | C&I Curtailment-Turnkey-Other | General | Offices | Winter Evening | MW of Load | 1 | 2030 | 0.021538
ENS | Preferred Plan | C&I Curtailment | C&I Curtailment-Turnkey-Other | General | Retail Trade | Winter Evening | MW of Load | 1 | 2030 | 0.25119
ENS | Preferred Plan | C&I Curtailment | C&I Curtailment-Turnkey-Other | General | Services | Winter Evening | MW of Load | 1 | 2030 | 0.16235
ENS | Preferred Plan | C&I Curtailment | C&I Curtailment-Turnkey-Manual HVAC Control | Large General | Miscellaneous | Winter Morning | MW of Load | 1 | 2030 | 1.1202
ENS | Preferred Plan | C&I Curtailment | C&I Curtailment-Turnkey-Manual HVAC Control | Large General | Retail Trade | Winter Morning | MW of Load | 1 | 2030 | 0.046705
ENS | Preferred Plan | C&I Curtailment | C&I Curtailment-Turnkey-Manual HVAC Control | Large General | Services | Winter Morning | MW of Load | 1 | 2030 | 0.074793
ENS | Preferred Plan | C&I Curtailment | C&I Curtailment-Turnkey-Auto-DR HVAC Control | Large General | Miscellaneous | Winter Morning | MW of Load | 1 | 2030 | 0.088863
ENS | Preferred Plan | C&I Curtailment | C&I Curtailment-Turnkey-Auto-DR HVAC Control | Large General | Retail Trade | Winter Morning | MW of Load | 1 | 2030 | 0.003705
ENS | Preferred Plan | C&I Curtailment | C&I Curtailment-Turnkey-Auto-DR HVAC Control | Large General | Services | Winter Morning | MW of Load | 1 | 2030 | 0.0059332
ENS | Preferred Plan | C&I Curtailment | C&I Curtailment-Turnkey-Standard Lighting Control | Large General | Miscellaneous | Winter Morning | MW of Load | 1 | 2030 | 0.48425
ENS | Preferred Plan | C&I Curtailment | C&I Curtailment-Turnkey-Standard Lighting Control | Large General | Retail Trade | Winter Morning | MW of Load | 1 | 2030 | 0.018486
ENS | Preferred Plan | C&I Curtailment | C&I Curtailment-Turnkey-Standard Lighting Control | Large General | Services | Winter Morning | MW of Load | 1 | 2030 | 0.029603
ENS | Preferred Plan | C&I Curtailment | C&I Curtailment-Turnkey-Water Heating Control | Large General | Miscellaneous | Winter Morning | MW of Load | 1 | 2030 | 0.024592
ENS | Preferred Plan | C&I Curtailment | C&I Curtailment-Turnkey-Water Heating Control | Large General | Retail Trade | Winter Morning | MW of Load | 1 | 2030 | 0.0030809
ENS | Preferred Plan | C&I Curtailment | C&I Curtailment-Turnkey-Water Heating Control | Large General | Services | Winter Morning | MW of Load | 1 | 2030 | 0.0049337
ENS | Preferred Plan | C&I Curtailment | C&I Curtailment-Turnkey-Other | Large General | Miscellaneous | Winter Morning | MW of Load | 1 | 2030 | 0.52561
ENS | Preferred Plan | C&I Curtailment | C&I Curtailment-Turnkey-Other | Large General | Retail Trade | Winter Morning | MW of Load | 1 | 2030 | 0.031501
ENS | Preferred Plan | C&I Curtailment | C&I Curtailment-Turnkey-Other | Large General | Services | Winter Morning | MW of Load | 1 | 2030 | 0.050445
ENS | Preferred Plan | C&I Curtailment | C&I Curtailment-Turnkey-Manual HVAC Control | Large General | Miscellaneous | Winter Evening | MW of Load | 1 | 2030 | 0.96294
ENS | Preferred Plan | C&I Curtailment | C&I Curtailment-Turnkey-Manual HVAC Control | Large General | Retail Trade | Winter Evening | MW of Load | 1 | 2030 | 0.040148
ENS | Preferred Plan | C&I Curtailment | C&I Curtailment-Turnkey-Manual HVAC Control | Large General | Services | Winter Evening | MW of Load | 1 | 2030 | 0.064293
ENS | Preferred Plan | C&I Curtailment | C&I Curtailment-Turnkey-Auto-DR HVAC Control | Large General | Miscellaneous | Winter Evening | MW of Load | 1 | 2030 | 0.076388
ENS | Preferred Plan | C&I Curtailment | C&I Curtailment-Turnkey-Auto-DR HVAC Control | Large General | Retail Trade | Winter Evening | MW of Load | 1 | 2030 | 0.0031849
ENS | Preferred Plan | C&I Curtailment | C&I Curtailment-Turnkey-Auto-DR HVAC Control | Large General | Services | Winter Evening | MW of Load | 1 | 2030 | 0.0051003
ENS | Preferred Plan | C&I Curtailment | C&I Curtailment-Turnkey-Standard Lighting Control | Large General | Miscellaneous | Winter Evening | MW of Load | 1 | 2030 | 0.41627
ENS | Preferred Plan | C&I Curtailment | C&I Curtailment-Turnkey-Standard Lighting Control | Large General | Retail Trade | Winter Evening | MW of Load | 1 | 2030 | 0.015891
ENS | Preferred Plan | C&I Curtailment | C&I Curtailment-Turnkey-Standard Lighting Control | Large General | Services | Winter Evening | MW of Load | 1 | 2030 | 0.025447
ENS | Preferred Plan | C&I Curtailment | C&I Curtailment-Turnkey-Water Heating Control | Large General | Miscellaneous | Winter Evening | MW of Load | 1 | 2030 | 0.021139
ENS | Preferred Plan | C&I Curtailment | C&I Curtailment-Turnkey-Water Heating Control | Large General | Retail Trade | Winter Evening | MW of Load | 1 | 2030 | 0.0026484
ENS | Preferred Plan | C&I Curtailment | C&I Curtailment-Turnkey-Water Heating Control | Large General | Services | Winter Evening | MW of Load | 1 | 2030 | 0.0042411
ENS | Preferred Plan | C&I Curtailment | C&I Curtailment-Turnkey-Other | Large General | Miscellaneous | Winter Evening | MW of Load | 1 | 2030 | 0.45182
ENS | Preferred Plan | C&I Curtailment | C&I Curtailment-Turnkey-Other | Large General | Retail Trade | Winter Evening | MW of Load | 1 | 2030 | 0.027079
ENS | Preferred Plan | C&I Curtailment | C&I Curtailment-Turnkey-Other | Large General | Services | Winter Evening | MW of Load | 1 | 2030 | 0.043363
ENS | Preferred Plan | C&I Curtailment | C&I Curtailment-Turnkey-Manual HVAC Control | Small Industrial | Miscellaneous | Winter Morning | MW of Load | 1 | 2030 | 0.18679
ENS | Preferred Plan | C&I Curtailment | C&I Curtailment-Turnkey-Manual HVAC Control | Small Industrial | Offices | Winter Morning | MW of Load | 1 | 2030 | 0.0023937
ENS | Preferred Plan | C&I Curtailment | C&I Curtailment-Turnkey-Manual HVAC Control | Small Industrial | Retail Trade | Winter Morning | MW of Load | 1 | 2030 | 0.0078896
ENS | Preferred Plan | C&I Curtailment | C&I Curtailment-Turnkey-Manual HVAC Control | Small Industrial | Services | Winter Morning | MW of Load | 1 | 2030 | 0.0024925
ENS | Preferred Plan | C&I Curtailment | C&I Curtailment-Turnkey-Auto-DR HVAC Control | Small Industrial | Miscellaneous | Winter Morning | MW of Load | 1 | 2030 | 0.014818
ENS | Preferred Plan | C&I Curtailment | C&I Curtailment-Turnkey-Auto-DR HVAC Control | Small Industrial | Offices | Winter Morning | MW of Load | 1 | 2030 | 0.00018989
ENS | Preferred Plan | C&I Curtailment | C&I Curtailment-Turnkey-Auto-DR HVAC Control | Small Industrial | Retail Trade | Winter Morning | MW of Load | 1 | 2030 | 0.00062587
ENS | Preferred Plan | C&I Curtailment | C&I Curtailment-Turnkey-Auto-DR HVAC Control | Small Industrial | Services | Winter Morning | MW of Load | 1 | 2030 | 0.00019773
ENS | Preferred Plan | C&I Curtailment | C&I Curtailment-Turnkey-Standard Lighting Control | Small Industrial | Miscellaneous | Winter Morning | MW of Load | 1 | 2030 | 0.057796
ENS | Preferred Plan | C&I Curtailment | C&I Curtailment-Turnkey-Standard Lighting Control | Small Industrial | Offices | Winter Morning | MW of Load | 1 | 2030 | 0.00031205
ENS | Preferred Plan | C&I Curtailment | C&I Curtailment-Turnkey-Standard Lighting Control | Small Industrial | Retail Trade | Winter Morning | MW of Load | 1 | 2030 | 0.0034144
ENS | Preferred Plan | C&I Curtailment | C&I Curtailment-Turnkey-Standard Lighting Control | Small Industrial | Services | Winter Morning | MW of Load | 1 | 2030 | 0.0010787
ENS | Preferred Plan | C&I Curtailment | C&I Curtailment-Turnkey-Water Heating Control | Small Industrial | Miscellaneous | Winter Morning | MW of Load | 1 | 2030 | 0.0048796
ENS | Preferred Plan | C&I Curtailment | C&I Curtailment-Turnkey-Water Heating Control | Small Industrial | Offices | Winter Morning | MW of Load | 1 | 2030 | 2.4734e-05
ENS | Preferred Plan | C&I Curtailment | C&I Curtailment-Turnkey-Water Heating Control | Small Industrial | Retail Trade | Winter Morning | MW of Load | 1 | 2030 | 0.00047132
ENS | Preferred Plan | C&I Curtailment | C&I Curtailment-Turnkey-Water Heating Control | Small Industrial | Services | Winter Morning | MW of Load | 1 | 2030 | 0.0001489
ENS | Preferred Plan | C&I Curtailment | C&I Curtailment-Turnkey-Other | Small Industrial | Miscellaneous | Winter Morning | MW of Load | 1 | 2030 | 0.074832
ENS | Preferred Plan | C&I Curtailment | C&I Curtailment-Turnkey-Other | Small Industrial | Offices | Winter Morning | MW of Load | 1 | 2030 | 0.00046695
ENS | Preferred Plan | C&I Curtailment | C&I Curtailment-Turnkey-Other | Small Industrial | Retail Trade | Winter Morning | MW of Load | 1 | 2030 | 0.0051772
ENS | Preferred Plan | C&I Curtailment | C&I Curtailment-Turnkey-Other | Small Industrial | Services | Winter Morning | MW of Load | 1 | 2030 | 0.0016356
ENS | Preferred Plan | C&I Curtailment | C&I Curtailment-Turnkey-Industrial | Small Industrial | Manufacturing | Winter Morning | MW of Load | 1 | 2030 | 0.017788
ENS | Preferred Plan | C&I Curtailment | C&I Curtailment-Turnkey-Manual HVAC Control | Small Industrial | Miscellaneous | Winter Evening | MW of Load | 1 | 2030 | 0.25626
ENS | Preferred Plan | C&I Curtailment | C&I Curtailment-Turnkey-Manual HVAC Control | Small Industrial | Offices | Winter Evening | MW of Load | 1 | 2030 | 0.0032839
ENS | Preferred Plan | C&I Curtailment | C&I Curtailment-Turnkey-Manual HVAC Control | Small Industrial | Retail Trade | Winter Evening | MW of Load | 1 | 2030 | 0.010824
ENS | Preferred Plan | C&I Curtailment | C&I Curtailment-Turnkey-Manual HVAC Control | Small Industrial | Services | Winter Evening | MW of Load | 1 | 2030 | 0.0034195
ENS | Preferred Plan | C&I Curtailment | C&I Curtailment-Turnkey-Auto-DR HVAC Control | Small Industrial | Miscellaneous | Winter Evening | MW of Load | 1 | 2030 | 0.020328
ENS | Preferred Plan | C&I Curtailment | C&I Curtailment-Turnkey-Auto-DR HVAC Control | Small Industrial | Offices | Winter Evening | MW of Load | 1 | 2030 | 0.0002605
ENS | Preferred Plan | C&I Curtailment | C&I Curtailment-Turnkey-Auto-DR HVAC Control | Small Industrial | Retail Trade | Winter Evening | MW of Load | 1 | 2030 | 0.00085862
ENS | Preferred Plan | C&I Curtailment | C&I Curtailment-Turnkey-Auto-DR HVAC Control | Small Industrial | Services | Winter Evening | MW of Load | 1 | 2030 | 0.00027126
ENS | Preferred Plan | C&I Curtailment | C&I Curtailment-Turnkey-Standard Lighting Control | Small Industrial | Miscellaneous | Winter Evening | MW of Load | 1 | 2030 | 0.07929
ENS | Preferred Plan | C&I Curtailment | C&I Curtailment-Turnkey-Standard Lighting Control | Small Industrial | Offices | Winter Evening | MW of Load | 1 | 2030 | 0.0004281
ENS | Preferred Plan | C&I Curtailment | C&I Curtailment-Turnkey-Standard Lighting Control | Small Industrial | Retail Trade | Winter Evening | MW of Load | 1 | 2030 | 0.0046842
ENS | Preferred Plan | C&I Curtailment | C&I Curtailment-Turnkey-Standard Lighting Control | Small Industrial | Services | Winter Evening | MW of Load | 1 | 2030 | 0.0014799
ENS | Preferred Plan | C&I Curtailment | C&I Curtailment-Turnkey-Water Heating Control | Small Industrial | Miscellaneous | Winter Evening | MW of Load | 1 | 2030 | 0.0066943
ENS | Preferred Plan | C&I Curtailment | C&I Curtailment-Turnkey-Water Heating Control | Small Industrial | Offices | Winter Evening | MW of Load | 1 | 2030 | 3.3932e-05
ENS | Preferred Plan | C&I Curtailment | C&I Curtailment-Turnkey-Water Heating Control | Small Industrial | Retail Trade | Winter Evening | MW of Load | 1 | 2030 | 0.0006466
ENS | Preferred Plan | C&I Curtailment | C&I Curtailment-Turnkey-Water Heating Control | Small Industrial | Services | Winter Evening | MW of Load | 1 | 2030 | 0.00020428
ENS | Preferred Plan | C&I Curtailment | C&I Curtailment-Turnkey-Other | Small Industrial | Miscellaneous | Winter Evening | MW of Load | 1 | 2030 | 0.10266
ENS | Preferred Plan | C&I Curtailment | C&I Curtailment-Turnkey-Other | Small Industrial | Offices | Winter Evening | MW of Load | 1 | 2030 | 0.0006406
ENS | Preferred Plan | C&I Curtailment | C&I Curtailment-Turnkey-Other | Small Industrial | Retail Trade | Winter Evening | MW of Load | 1 | 2030 | 0.0071025
ENS | Preferred Plan | C&I Curtailment | C&I Curtailment-Turnkey-Other | Small Industrial | Services | Winter Evening | MW of Load | 1 | 2030 | 0.0022439
ENS | Preferred Plan | C&I Curtailment | C&I Curtailment-Turnkey-Industrial | Small Industrial | Manufacturing | Winter Evening | MW of Load | 1 | 2030 | 0.024403
ENS | Preferred Plan | C&I Curtailment | C&I Curtailment-Turnkey-Manual HVAC Control | Medium Industrial | Miscellaneous | Winter Morning | MW of Load | 1 | 2030 | 3.5843
ENS | Preferred Plan | C&I Curtailment | C&I Curtailment-Turnkey-Manual HVAC Control | Medium Industrial | Offices | Winter Morning | MW of Load | 1 | 2030 | 0.057819
ENS | Preferred Plan | C&I Curtailment | C&I Curtailment-Turnkey-Manual HVAC Control | Medium Industrial | Retail Trade | Winter Morning | MW of Load | 1 | 2030 | 0.79203
ENS | Preferred Plan | C&I Curtailment | C&I Curtailment-Turnkey-Manual HVAC Control | Medium Industrial | Services | Winter Morning | MW of Load | 1 | 2030 | 0.036471
ENS | Preferred Plan | C&I Curtailment | C&I Curtailment-Turnkey-Auto-DR HVAC Control | Medium Industrial | Miscellaneous | Winter Morning | MW of Load | 1 | 2030 | 0.28434
ENS | Preferred Plan | C&I Curtailment | C&I Curtailment-Turnkey-Auto-DR HVAC Control | Medium Industrial | Offices | Winter Morning | MW of Load | 1 | 2030 | 0.0045867
ENS | Preferred Plan | C&I Curtailment | C&I Curtailment-Turnkey-Auto-DR HVAC Control | Medium Industrial | Retail Trade | Winter Morning | MW of Load | 1 | 2030 | 0.06283
ENS | Preferred Plan | C&I Curtailment | C&I Curtailment-Turnkey-Auto-DR HVAC Control | Medium Industrial | Services | Winter Morning | MW of Load | 1 | 2030 | 0.0028931
ENS | Preferred Plan | C&I Curtailment | C&I Curtailment-Turnkey-Standard Lighting Control | Medium Industrial | Miscellaneous | Winter Morning | MW of Load | 1 | 2030 | 1.109
ENS | Preferred Plan | C&I Curtailment | C&I Curtailment-Turnkey-Standard Lighting Control | Medium Industrial | Offices | Winter Morning | MW of Load | 1 | 2030 | 0.0075376
ENS | Preferred Plan | C&I Curtailment | C&I Curtailment-Turnkey-Standard Lighting Control | Medium Industrial | Retail Trade | Winter Morning | MW of Load | 1 | 2030 | 0.34277
ENS | Preferred Plan | C&I Curtailment | C&I Curtailment-Turnkey-Standard Lighting Control | Medium Industrial | Services | Winter Morning | MW of Load | 1 | 2030 | 0.015784
ENS | Preferred Plan | C&I Curtailment | C&I Curtailment-Turnkey-Water Heating Control | Medium Industrial | Miscellaneous | Winter Morning | MW of Load | 1 | 2030 | 0.093634
ENS | Preferred Plan | C&I Curtailment | C&I Curtailment-Turnkey-Water Heating Control | Medium Industrial | Offices | Winter Morning | MW of Load | 1 | 2030 | 0.00059744
ENS | Preferred Plan | C&I Curtailment | C&I Curtailment-Turnkey-Water Heating Control | Medium Industrial | Retail Trade | Winter Morning | MW of Load | 1 | 2030 | 0.047315
ENS | Preferred Plan | C&I Curtailment | C&I Curtailment-Turnkey-Water Heating Control | Medium Industrial | Services | Winter Morning | MW of Load | 1 | 2030 | 0.0021787
ENS | Preferred Plan | C&I Curtailment | C&I Curtailment-Turnkey-Other | Medium Industrial | Miscellaneous | Winter Morning | MW of Load | 1 | 2030 | 1.4359
ENS | Preferred Plan | C&I Curtailment | C&I Curtailment-Turnkey-Other | Medium Industrial | Offices | Winter Morning | MW of Load | 1 | 2030 | 0.011279
ENS | Preferred Plan | C&I Curtailment | C&I Curtailment-Turnkey-Other | Medium Industrial | Retail Trade | Winter Morning | MW of Load | 1 | 2030 | 0.51973
ENS | Preferred Plan | C&I Curtailment | C&I Curtailment-Turnkey-Other | Medium Industrial | Services | Winter Morning | MW of Load | 1 | 2030 | 0.023932
ENS | Preferred Plan | C&I Curtailment | C&I Curtailment-Turnkey-Manual HVAC Control | Medium Industrial | Miscellaneous | Winter Evening | MW of Load | 1 | 2030 | 3.4651
ENS | Preferred Plan | C&I Curtailment | C&I Curtailment-Turnkey-Manual HVAC Control | Medium Industrial | Offices | Winter Evening | MW of Load | 1 | 2030 | 0.055896
ENS | Preferred Plan | C&I Curtailment | C&I Curtailment-Turnkey-Manual HVAC Control | Medium Industrial | Retail Trade | Winter Evening | MW of Load | 1 | 2030 | 0.76568
ENS | Preferred Plan | C&I Curtailment | C&I Curtailment-Turnkey-Manual HVAC Control | Medium Industrial | Services | Winter Evening | MW of Load | 1 | 2030 | 0.035257
ENS | Preferred Plan | C&I Curtailment | C&I Curtailment-Turnkey-Auto-DR HVAC Control | Medium Industrial | Miscellaneous | Winter Evening | MW of Load | 1 | 2030 | 0.27488
ENS | Preferred Plan | C&I Curtailment | C&I Curtailment-Turnkey-Auto-DR HVAC Control | Medium Industrial | Offices | Winter Evening | MW of Load | 1 | 2030 | 0.0044341
ENS | Preferred Plan | C&I Curtailment | C&I Curtailment-Turnkey-Auto-DR HVAC Control | Medium Industrial | Retail Trade | Winter Evening | MW of Load | 1 | 2030 | 0.06074
ENS | Preferred Plan | C&I Curtailment | C&I Curtailment-Turnkey-Auto-DR HVAC Control | Medium Industrial | Services | Winter Evening | MW of Load | 1 | 2030 | 0.0027969
ENS | Preferred Plan | C&I Curtailment | C&I Curtailment-Turnkey-Standard Lighting Control | Medium Industrial | Miscellaneous | Winter Evening | MW of Load | 1 | 2030 | 1.0721
ENS | Preferred Plan | C&I Curtailment | C&I Curtailment-Turnkey-Standard Lighting Control | Medium Industrial | Offices | Winter Evening | MW of Load | 1 | 2030 | 0.0072868
ENS | Preferred Plan | C&I Curtailment | C&I Curtailment-Turnkey-Standard Lighting Control | Medium Industrial | Retail Trade | Winter Evening | MW of Load | 1 | 2030 | 0.33137
ENS | Preferred Plan | C&I Curtailment | C&I Curtailment-Turnkey-Standard Lighting Control | Medium Industrial | Services | Winter Evening | MW of Load | 1 | 2030 | 0.015258
ENS | Preferred Plan | C&I Curtailment | C&I Curtailment-Turnkey-Water Heating Control | Medium Industrial | Miscellaneous | Winter Evening | MW of Load | 1 | 2030 | 0.090519
ENS | Preferred Plan | C&I Curtailment | C&I Curtailment-Turnkey-Water Heating Control | Medium Industrial | Offices | Winter Evening | MW of Load | 1 | 2030 | 0.00057756
ENS | Preferred Plan | C&I Curtailment | C&I Curtailment-Turnkey-Water Heating Control | Medium Industrial | Retail Trade | Winter Evening | MW of Load | 1 | 2030 | 0.045741
ENS | Preferred Plan | C&I Curtailment | C&I Curtailment-Turnkey-Water Heating Control | Medium Industrial | Services | Winter Evening | MW of Load | 1 | 2030 | 0.0021062
ENS | Preferred Plan | C&I Curtailment | C&I Curtailment-Turnkey-Other | Medium Industrial | Miscellaneous | Winter Evening | MW of Load | 1 | 2030 | 1.3882
ENS | Preferred Plan | C&I Curtailment | C&I Curtailment-Turnkey-Other | Medium Industrial | Offices | Winter Evening | MW of Load | 1 | 2030 | 0.010904
ENS | Preferred Plan | C&I Curtailment | C&I Curtailment-Turnkey-Other | Medium Industrial | Retail Trade | Winter Evening | MW of Load | 1 | 2030 | 0.50244
ENS | Preferred Plan | C&I Curtailment | C&I Curtailment-Turnkey-Other | Medium Industrial | Services | Winter Evening | MW of Load | 1 | 2030 | 0.023136
ENS | Preferred Plan | C&I Curtailment | C&I Curtailment-Turnkey-Manual HVAC Control | Large Industrial | Miscellaneous | Winter Morning | MW of Load | 1 | 2030 | 0.075115
ENS | Preferred Plan | C&I Curtailment | C&I Curtailment-Turnkey-Auto-DR HVAC Control | Large Industrial | Miscellaneous | Winter Morning | MW of Load | 1 | 2030 | 0.0059588
ENS | Preferred Plan | C&I Curtailment | C&I Curtailment-Turnkey-Standard Lighting Control | Large Industrial | Miscellaneous | Winter Morning | MW of Load | 1 | 2030 | 0.032472
ENS | Preferred Plan | C&I Curtailment | C&I Curtailment-Turnkey-Water Heating Control | Large Industrial | Miscellaneous | Winter Morning | MW of Load | 1 | 2030 | 0.001649
ENS | Preferred Plan | C&I Curtailment | C&I Curtailment-Turnkey-Other | Large Industrial | Miscellaneous | Winter Morning | MW of Load | 1 | 2030 | 0.035245
ENS | Preferred Plan | C&I Curtailment | C&I Curtailment-Turnkey-Industrial | Large Industrial | Manufacturing | Winter Morning | MW of Load | 1 | 2030 | 0.0068787
ENS | Preferred Plan | C&I Curtailment | C&I Curtailment-Turnkey-Manual HVAC Control | Large Industrial | Miscellaneous | Winter Evening | MW of Load | 1 | 2030 | 0.07462
ENS | Preferred Plan | C&I Curtailment | C&I Curtailment-Turnkey-Auto-DR HVAC Control | Large Industrial | Miscellaneous | Winter Evening | MW of Load | 1 | 2030 | 0.0059195
ENS | Preferred Plan | C&I Curtailment | C&I Curtailment-Turnkey-Standard Lighting Control | Large Industrial | Miscellaneous | Winter Evening | MW of Load | 1 | 2030 | 0.032258
ENS | Preferred Plan | C&I Curtailment | C&I Curtailment-Turnkey-Water Heating Control | Large Industrial | Miscellaneous | Winter Evening | MW of Load | 1 | 2030 | 0.0016381
ENS | Preferred Plan | C&I Curtailment | C&I Curtailment-Turnkey-Other | Large Industrial | Miscellaneous | Winter Evening | MW of Load | 1 | 2030 | 0.035013
ENS | Preferred Plan | C&I Curtailment | C&I Curtailment-Turnkey-Industrial | Large Industrial | Manufacturing | Winter Evening | MW of Load | 1 | 2030 | 0.0068334
ENS | Preferred Plan | C&I Loadshift to BUGs | C&I Loadshift to BUGs | Large General | Miscellaneous | Winter Morning | MW of Load | 1 | 2030 | 2.786
ENS | Preferred Plan | C&I Loadshift to BUGs | C&I Loadshift to BUGs | Large General | Miscellaneous | Winter Evening | MW of Load | 1 | 2030 | 2.3949
ENS | Preferred Plan | C&I Loadshift to BUGs | C&I Loadshift to BUGs | Small Industrial | Miscellaneous | Winter Morning | MW of Load | 1 | 2030 | 0.76955
ENS | Preferred Plan | C&I Loadshift to BUGs | C&I Loadshift to BUGs | Small Industrial | Miscellaneous | Winter Evening | MW of Load | 1 | 2030 | 1.0557
ENS | Preferred Plan | C&I Loadshift to BUGs | C&I Loadshift to BUGs | Medium Industrial | Manufacturing | Winter Morning | MW of Load | 1 | 2030 | 0.53727
ENS | Preferred Plan | C&I Loadshift to BUGs | C&I Loadshift to BUGs | Medium Industrial | Miscellaneous | Winter Morning | MW of Load | 1 | 2030 | 2.3317
ENS | Preferred Plan | C&I Loadshift to BUGs | C&I Loadshift to BUGs | Medium Industrial | Manufacturing | Winter Evening | MW of Load | 1 | 2030 | 0.5194
ENS | Preferred Plan | C&I Loadshift to BUGs | C&I Loadshift to BUGs | Medium Industrial | Miscellaneous | Winter Evening | MW of Load | 1 | 2030 | 2.2542
ENS | Preferred Plan | Dynamic Pricing | Dynamic Pricing with enabling tech. | Small General | Manufacturing | Winter Morning | MW of Load | 1 | 2030 | 0.0074048
ENS | Preferred Plan | Dynamic Pricing | Dynamic Pricing with enabling tech. | Small General | Manufacturing | Winter Evening | MW of Load | 1 | 2030 | 0.0085896
ENS | Preferred Plan | Dynamic Pricing | Dynamic Pricing with enabling tech. | Residential Charitable | Residential LI | Winter Morning | MW of Load | 1 | 2030 | 1.9608
ENS | Preferred Plan | Dynamic Pricing | Dynamic Pricing with enabling tech. | Residential Charitable | Residential Market Rate | Winter Morning | MW of Load | 1 | 2030 | 11.1327
ENS | Preferred Plan | Dynamic Pricing | Dynamic Pricing w/o enabling tech. | Residential Charitable | Residential LI | Winter Morning | MW of Load | 1 | 2030 | 1.724
ENS | Preferred Plan | Dynamic Pricing | Dynamic Pricing w/o enabling tech. | Residential Charitable | Residential Market Rate | Winter Morning | MW of Load | 1 | 2030 | 9.7886
ENS | Preferred Plan | Dynamic Pricing | Dynamic Pricing with enabling tech. | Residential Charitable | Residential LI | Winter Evening | MW of Load | 1 | 2030 | 2.2307
ENS | Preferred Plan | Dynamic Pricing | Dynamic Pricing with enabling tech. | Residential Charitable | Residential Market Rate | Winter Evening | MW of Load | 1 | 2030 | 12.6653
ENS | Preferred Plan | Dynamic Pricing | Dynamic Pricing w/o enabling tech. | Residential Charitable | Residential LI | Winter Evening | MW of Load | 1 | 2030 | 1.9614
ENS | Preferred Plan | Dynamic Pricing | Dynamic Pricing w/o enabling tech. | Residential Charitable | Residential Market Rate | Winter Evening | MW of Load | 1 | 2030 | 11.1362
ENS | Preferred Plan | Behavioral DR | Behavioral DR | Residential Charitable | Residential LI | Winter Morning | MW of Load | 1 | 2030 | 0.34446
ENS | Preferred Plan | Behavioral DR | Behavioral DR | Residential Charitable | Residential Market Rate | Winter Morning | MW of Load | 1 | 2030 | 1.9631
ENS | Preferred Plan | Behavioral DR | Behavioral DR | Residential Charitable | Residential LI | Winter Evening | MW of Load | 1 | 2030 | 0.39189
ENS | Preferred Plan | Behavioral DR | Behavioral DR | Residential Charitable | Residential Market Rate | Winter Evening | MW of Load | 1 | 2030 | 2.2333
ENS | Preferred Plan | Time-of-Use Rates (TOU) | Time-of-Use Rates (TOU) | Residential Charitable | Residential LI | Winter Morning | MW of Load | 0 | 2030 | 0.33196
ENS | Preferred Plan | Time-of-Use Rates (TOU) | Time-of-Use Rates (TOU) | Residential Charitable | Residential Market Rate | Winter Morning | MW of Load | 0 | 2030 | 1.8918
ENS | Preferred Plan | Time-of-Use Rates (TOU) | Time-of-Use Rates (TOU) | Residential Charitable | Residential LI | Winter Evening | MW of Load | 0 | 2030 | 0.37767
ENS | Preferred Plan | Time-of-Use Rates (TOU) | Time-of-Use Rates (TOU) | Residential Charitable | Residential Market Rate | Winter Evening | MW of Load | 0 | 2030 | 2.1523
ENS | Preferred Plan | DLC-Thermostat | DLC-Thermostat-BYOT-Central Heat Pump | Residential Charitable | Residential LI | Winter Morning | MW of Load | 0 | 2031 | 0.024484
ENS | Preferred Plan | DLC-Thermostat | DLC-Thermostat-BYOT-Central Heat Pump | Residential Charitable | Residential Market Rate | Winter Morning | MW of Load | 0 | 2031 | 0.14982
ENS | Preferred Plan | DLC-Thermostat | DLC-Thermostat-DI-Baseboard Heating | Residential Charitable | Residential LI | Winter Morning | MW of Load | 0 | 2031 | 0.1245
ENS | Preferred Plan | DLC-Thermostat | DLC-Thermostat-DI-Baseboard Heating | Residential Charitable | Residential Market Rate | Winter Morning | MW of Load | 0 | 2031 | 1.1851
ENS | Preferred Plan | DLC-Thermostat | DLC-Thermostat-BYOT-Baseboard Heating | Residential Charitable | Residential LI | Winter Morning | MW of Load | 0 | 2031 | 0.014556
ENS | Preferred Plan | DLC-Thermostat | DLC-Thermostat-BYOT-Baseboard Heating | Residential Charitable | Residential Market Rate | Winter Morning | MW of Load | 0 | 2031 | 0.13856
ENS | Preferred Plan | DLC-Thermostat | DLC-Thermostat-DI-MSHP | Residential Charitable | Residential LI | Winter Morning | MW of Load | 0 | 2031 | 0.072138
ENS | Preferred Plan | DLC-Thermostat | DLC-Thermostat-DI-MSHP | Residential Charitable | Residential Market Rate | Winter Morning | MW of Load | 0 | 2031 | 0.68668
ENS | Preferred Plan | DLC-Thermostat | DLC-Thermostat-BYOT-MSHP | Residential Charitable | Residential LI | Winter Morning | MW of Load | 0 | 2031 | 0.0065162
ENS | Preferred Plan | DLC-Thermostat | DLC-Thermostat-BYOT-MSHP | Residential Charitable | Residential Market Rate | Winter Morning | MW of Load | 0 | 2031 | 0.062028
ENS | Preferred Plan | DLC-Thermostat | DLC-Thermostat-BYOT-Central Heat Pump | Residential Charitable | Residential LI | Winter Evening | MW of Load | 0 | 2031 | 0.024484
ENS | Preferred Plan | DLC-Thermostat | DLC-Thermostat-BYOT-Central Heat Pump | Residential Charitable | Residential Market Rate | Winter Evening | MW of Load | 0 | 2031 | 0.14982
ENS | Preferred Plan | DLC-Thermostat | DLC-Thermostat-DI-Baseboard Heating | Residential Charitable | Residential LI | Winter Evening | MW of Load | 0 | 2031 | 0.1245
ENS | Preferred Plan | DLC-Thermostat | DLC-Thermostat-DI-Baseboard Heating | Residential Charitable | Residential Market Rate | Winter Evening | MW of Load | 0 | 2031 | 1.1851
ENS | Preferred Plan | DLC-Thermostat | DLC-Thermostat-BYOT-Baseboard Heating | Residential Charitable | Residential LI | Winter Evening | MW of Load | 0 | 2031 | 0.014556
ENS | Preferred Plan | DLC-Thermostat | DLC-Thermostat-BYOT-Baseboard Heating | Residential Charitable | Residential Market Rate | Winter Evening | MW of Load | 0 | 2031 | 0.13856
ENS | Preferred Plan | DLC-Thermostat | DLC-Thermostat-DI-MSHP | Residential Charitable | Residential LI | Winter Evening | MW of Load | 0 | 2031 | 0.072138
ENS | Preferred Plan | DLC-Thermostat | DLC-Thermostat-DI-MSHP | Residential Charitable | Residential Market Rate | Winter Evening | MW of Load | 0 | 2031 | 0.68668
ENS | Preferred Plan | DLC-Thermostat | DLC-Thermostat-BYOT-MSHP | Residential Charitable | Residential LI | Winter Evening | MW of Load | 0 | 2031 | 0.0065162
ENS | Preferred Plan | DLC-Thermostat | DLC-Thermostat-BYOT-MSHP | Residential Charitable | Residential Market Rate | Winter Evening | MW of Load | 0 | 2031 | 0.062028
ENS | Preferred Plan | DLC-Water Heating | DLC-Switch-Water Heating | Residential Charitable | Residential LI | Winter Morning | MW of Load | 0 | 2031 | 0.076857
ENS | Preferred Plan | DLC-Water Heating | DLC-Switch-Water Heating | Residential Charitable | Residential Market Rate | Winter Morning | MW of Load | 0 | 2031 | 0.87793
ENS | Preferred Plan | DLC-Water Heating | DLC-Switch-Water Heating | Residential Charitable | Residential LI | Winter Evening | MW of Load | 0 | 2031 | 0.064961
ENS | Preferred Plan | DLC-Water Heating | DLC-Switch-Water Heating | Residential Charitable | Residential Market Rate | Winter Evening | MW of Load | 0 | 2031 | 0.74203
ENS | Preferred Plan | C&I Curtailment | C&I Curtailment-Turnkey-Manual HVAC Control | General | Miscellaneous | Winter Morning | MW of Load | 1 | 2031 | 1.5473
ENS | Preferred Plan | C&I Curtailment | C&I Curtailment-Turnkey-Manual HVAC Control | General | Offices | Winter Morning | MW of Load | 1 | 2031 | 0.10633
ENS | Preferred Plan | C&I Curtailment | C&I Curtailment-Turnkey-Manual HVAC Control | General | Retail Trade | Winter Morning | MW of Load | 1 | 2031 | 0.35538
ENS | Preferred Plan | C&I Curtailment | C&I Curtailment-Turnkey-Manual HVAC Control | General | Services | Winter Morning | MW of Load | 1 | 2031 | 0.22977
ENS | Preferred Plan | C&I Curtailment | C&I Curtailment-Turnkey-Auto-DR HVAC Control | General | Miscellaneous | Winter Morning | MW of Load | 1 | 2031 | 0.15343
ENS | Preferred Plan | C&I Curtailment | C&I Curtailment-Turnkey-Auto-DR HVAC Control | General | Offices | Winter Morning | MW of Load | 1 | 2031 | 0.010544
ENS | Preferred Plan | C&I Curtailment | C&I Curtailment-Turnkey-Auto-DR HVAC Control | General | Retail Trade | Winter Morning | MW of Load | 1 | 2031 | 0.035239
ENS | Preferred Plan | C&I Curtailment | C&I Curtailment-Turnkey-Auto-DR HVAC Control | General | Services | Winter Morning | MW of Load | 1 | 2031 | 0.022784
ENS | Preferred Plan | C&I Curtailment | C&I Curtailment-Turnkey-Standard Lighting Control | General | Miscellaneous | Winter Morning | MW of Load | 1 | 2031 | 0.64407
ENS | Preferred Plan | C&I Curtailment | C&I Curtailment-Turnkey-Standard Lighting Control | General | Offices | Winter Morning | MW of Load | 1 | 2031 | 0.012644
ENS | Preferred Plan | C&I Curtailment | C&I Curtailment-Turnkey-Standard Lighting Control | General | Retail Trade | Winter Morning | MW of Load | 1 | 2031 | 0.14158
ENS | Preferred Plan | C&I Curtailment | C&I Curtailment-Turnkey-Standard Lighting Control | General | Services | Winter Morning | MW of Load | 1 | 2031 | 0.091661
ENS | Preferred Plan | C&I Curtailment | C&I Curtailment-Turnkey-Water Heating Control | General | Miscellaneous | Winter Morning | MW of Load | 1 | 2031 | 0.043184
ENS | Preferred Plan | C&I Curtailment | C&I Curtailment-Turnkey-Water Heating Control | General | Offices | Winter Morning | MW of Load | 1 | 2031 | 0.0011466
ENS | Preferred Plan | C&I Curtailment | C&I Curtailment-Turnkey-Water Heating Control | General | Retail Trade | Winter Morning | MW of Load | 1 | 2031 | 0.023287
ENS | Preferred Plan | C&I Curtailment | C&I Curtailment-Turnkey-Water Heating Control | General | Services | Winter Morning | MW of Load | 1 | 2031 | 0.015036
ENS | Preferred Plan | C&I Curtailment | C&I Curtailment-Turnkey-Other | General | Miscellaneous | Winter Morning | MW of Load | 1 | 2031 | 0.75422
ENS | Preferred Plan | C&I Curtailment | C&I Curtailment-Turnkey-Other | General | Offices | Winter Morning | MW of Load | 1 | 2031 | 0.020513
ENS | Preferred Plan | C&I Curtailment | C&I Curtailment-Turnkey-Other | General | Retail Trade | Winter Morning | MW of Load | 1 | 2031 | 0.23923
ENS | Preferred Plan | C&I Curtailment | C&I Curtailment-Turnkey-Other | General | Services | Winter Morning | MW of Load | 1 | 2031 | 0.15462
ENS | Preferred Plan | C&I Curtailment | C&I Curtailment-Turnkey-Manual HVAC Control | General | Miscellaneous | Winter Evening | MW of Load | 1 | 2031 | 1.8096
ENS | Preferred Plan | C&I Curtailment | C&I Curtailment-Turnkey-Manual HVAC Control | General | Offices | Winter Evening | MW of Load | 1 | 2031 | 0.12436
ENS | Preferred Plan | C&I Curtailment | C&I Curtailment-Turnkey-Manual HVAC Control | General | Retail Trade | Winter Evening | MW of Load | 1 | 2031 | 0.41564
ENS | Preferred Plan | C&I Curtailment | C&I Curtailment-Turnkey-Manual HVAC Control | General | Services | Winter Evening | MW of Load | 1 | 2031 | 0.26874
ENS | Preferred Plan | C&I Curtailment | C&I Curtailment-Turnkey-Auto-DR HVAC Control | General | Miscellaneous | Winter Evening | MW of Load | 1 | 2031 | 0.17944
ENS | Preferred Plan | C&I Curtailment | C&I Curtailment-Turnkey-Auto-DR HVAC Control | General | Offices | Winter Evening | MW of Load | 1 | 2031 | 0.012332
ENS | Preferred Plan | C&I Curtailment | C&I Curtailment-Turnkey-Auto-DR HVAC Control | General | Retail Trade | Winter Evening | MW of Load | 1 | 2031 | 0.041215
ENS | Preferred Plan | C&I Curtailment | C&I Curtailment-Turnkey-Auto-DR HVAC Control | General | Services | Winter Evening | MW of Load | 1 | 2031 | 0.026648
ENS | Preferred Plan | C&I Curtailment | C&I Curtailment-Turnkey-Standard Lighting Control | General | Miscellaneous | Winter Evening | MW of Load | 1 | 2031 | 0.75329
ENS | Preferred Plan | C&I Curtailment | C&I Curtailment-Turnkey-Standard Lighting Control | General | Offices | Winter Evening | MW of Load | 1 | 2031 | 0.014788
ENS | Preferred Plan | C&I Curtailment | C&I Curtailment-Turnkey-Standard Lighting Control | General | Retail Trade | Winter Evening | MW of Load | 1 | 2031 | 0.16559
ENS | Preferred Plan | C&I Curtailment | C&I Curtailment-Turnkey-Standard Lighting Control | General | Services | Winter Evening | MW of Load | 1 | 2031 | 0.1072
ENS | Preferred Plan | C&I Curtailment | C&I Curtailment-Turnkey-Water Heating Control | General | Miscellaneous | Winter Evening | MW of Load | 1 | 2031 | 0.050507
ENS | Preferred Plan | C&I Curtailment | C&I Curtailment-Turnkey-Water Heating Control | General | Offices | Winter Evening | MW of Load | 1 | 2031 | 0.0013411
ENS | Preferred Plan | C&I Curtailment | C&I Curtailment-Turnkey-Water Heating Control | General | Retail Trade | Winter Evening | MW of Load | 1 | 2031 | 0.027236
ENS | Preferred Plan | C&I Curtailment | C&I Curtailment-Turnkey-Water Heating Control | General | Services | Winter Evening | MW of Load | 1 | 2031 | 0.017586
ENS | Preferred Plan | C&I Curtailment | C&I Curtailment-Turnkey-Other | General | Miscellaneous | Winter Evening | MW of Load | 1 | 2031 | 0.88212
ENS | Preferred Plan | C&I Curtailment | C&I Curtailment-Turnkey-Other | General | Offices | Winter Evening | MW of Load | 1 | 2031 | 0.023991
ENS | Preferred Plan | C&I Curtailment | C&I Curtailment-Turnkey-Other | General | Retail Trade | Winter Evening | MW of Load | 1 | 2031 | 0.2798
ENS | Preferred Plan | C&I Curtailment | C&I Curtailment-Turnkey-Other | General | Services | Winter Evening | MW of Load | 1 | 2031 | 0.18084
ENS | Preferred Plan | C&I Curtailment | C&I Curtailment-Turnkey-Manual HVAC Control | Large General | Miscellaneous | Winter Morning | MW of Load | 1 | 2031 | 1.2482
ENS | Preferred Plan | C&I Curtailment | C&I Curtailment-Turnkey-Manual HVAC Control | Large General | Retail Trade | Winter Morning | MW of Load | 1 | 2031 | 0.052044
ENS | Preferred Plan | C&I Curtailment | C&I Curtailment-Turnkey-Manual HVAC Control | Large General | Services | Winter Morning | MW of Load | 1 | 2031 | 0.083342
ENS | Preferred Plan | C&I Curtailment | C&I Curtailment-Turnkey-Auto-DR HVAC Control | Large General | Miscellaneous | Winter Morning | MW of Load | 1 | 2031 | 0.12378
ENS | Preferred Plan | C&I Curtailment | C&I Curtailment-Turnkey-Auto-DR HVAC Control | Large General | Retail Trade | Winter Morning | MW of Load | 1 | 2031 | 0.0051607
ENS | Preferred Plan | C&I Curtailment | C&I Curtailment-Turnkey-Auto-DR HVAC Control | Large General | Services | Winter Morning | MW of Load | 1 | 2031 | 0.0082642
ENS | Preferred Plan | C&I Curtailment | C&I Curtailment-Turnkey-Standard Lighting Control | Large General | Miscellaneous | Winter Morning | MW of Load | 1 | 2031 | 0.5396
ENS | Preferred Plan | C&I Curtailment | C&I Curtailment-Turnkey-Standard Lighting Control | Large General | Retail Trade | Winter Morning | MW of Load | 1 | 2031 | 0.020599
ENS | Preferred Plan | C&I Curtailment | C&I Curtailment-Turnkey-Standard Lighting Control | Large General | Services | Winter Morning | MW of Load | 1 | 2031 | 0.032987
ENS | Preferred Plan | C&I Curtailment | C&I Curtailment-Turnkey-Water Heating Control | Large General | Miscellaneous | Winter Morning | MW of Load | 1 | 2031 | 0.027403
ENS | Preferred Plan | C&I Curtailment | C&I Curtailment-Turnkey-Water Heating Control | Large General | Retail Trade | Winter Morning | MW of Load | 1 | 2031 | 0.0034331
ENS | Preferred Plan | C&I Curtailment | C&I Curtailment-Turnkey-Water Heating Control | Large General | Services | Winter Morning | MW of Load | 1 | 2031 | 0.0054977
ENS | Preferred Plan | C&I Curtailment | C&I Curtailment-Turnkey-Other | Large General | Miscellaneous | Winter Morning | MW of Load | 1 | 2031 | 0.58569
ENS | Preferred Plan | C&I Curtailment | C&I Curtailment-Turnkey-Other | Large General | Retail Trade | Winter Morning | MW of Load | 1 | 2031 | 0.035102
ENS | Preferred Plan | C&I Curtailment | C&I Curtailment-Turnkey-Other | Large General | Services | Winter Morning | MW of Load | 1 | 2031 | 0.056212
ENS | Preferred Plan | C&I Curtailment | C&I Curtailment-Turnkey-Manual HVAC Control | Large General | Miscellaneous | Winter Evening | MW of Load | 1 | 2031 | 1.0725
ENS | Preferred Plan | C&I Curtailment | C&I Curtailment-Turnkey-Manual HVAC Control | Large General | Retail Trade | Winter Evening | MW of Load | 1 | 2031 | 0.044718
ENS | Preferred Plan | C&I Curtailment | C&I Curtailment-Turnkey-Manual HVAC Control | Large General | Services | Winter Evening | MW of Load | 1 | 2031 | 0.071611
ENS | Preferred Plan | C&I Curtailment | C&I Curtailment-Turnkey-Auto-DR HVAC Control | Large General | Miscellaneous | Winter Evening | MW of Load | 1 | 2031 | 0.10635
ENS | Preferred Plan | C&I Curtailment | C&I Curtailment-Turnkey-Auto-DR HVAC Control | Large General | Retail Trade | Winter Evening | MW of Load | 1 | 2031 | 0.0044342
ENS | Preferred Plan | C&I Curtailment | C&I Curtailment-Turnkey-Auto-DR HVAC Control | Large General | Services | Winter Evening | MW of Load | 1 | 2031 | 0.0071009
ENS | Preferred Plan | C&I Curtailment | C&I Curtailment-Turnkey-Standard Lighting Control | Large General | Miscellaneous | Winter Evening | MW of Load | 1 | 2031 | 0.46365
ENS | Preferred Plan | C&I Curtailment | C&I Curtailment-Turnkey-Standard Lighting Control | Large General | Retail Trade | Winter Evening | MW of Load | 1 | 2031 | 0.017699
ENS | Preferred Plan | C&I Curtailment | C&I Curtailment-Turnkey-Standard Lighting Control | Large General | Services | Winter Evening | MW of Load | 1 | 2031 | 0.028343
ENS | Preferred Plan | C&I Curtailment | C&I Curtailment-Turnkey-Water Heating Control | Large General | Miscellaneous | Winter Evening | MW of Load | 1 | 2031 | 0.023545
ENS | Preferred Plan | C&I Curtailment | C&I Curtailment-Turnkey-Water Heating Control | Large General | Retail Trade | Winter Evening | MW of Load | 1 | 2031 | 0.0029498
ENS | Preferred Plan | C&I Curtailment | C&I Curtailment-Turnkey-Water Heating Control | Large General | Services | Winter Evening | MW of Load | 1 | 2031 | 0.0047238
ENS | Preferred Plan | C&I Curtailment | C&I Curtailment-Turnkey-Other | Large General | Miscellaneous | Winter Evening | MW of Load | 1 | 2031 | 0.50325
ENS | Preferred Plan | C&I Curtailment | C&I Curtailment-Turnkey-Other | Large General | Retail Trade | Winter Evening | MW of Load | 1 | 2031 | 0.030161
ENS | Preferred Plan | C&I Curtailment | C&I Curtailment-Turnkey-Other | Large General | Services | Winter Evening | MW of Load | 1 | 2031 | 0.048299
ENS | Preferred Plan | C&I Curtailment | C&I Curtailment-Turnkey-Manual HVAC Control | Small Industrial | Miscellaneous | Winter Morning | MW of Load | 1 | 2031 | 0.20805
ENS | Preferred Plan | C&I Curtailment | C&I Curtailment-Turnkey-Manual HVAC Control | Small Industrial | Offices | Winter Morning | MW of Load | 1 | 2031 | 0.0026661
ENS | Preferred Plan | C&I Curtailment | C&I Curtailment-Turnkey-Manual HVAC Control | Small Industrial | Retail Trade | Winter Morning | MW of Load | 1 | 2031 | 0.0087874
ENS | Preferred Plan | C&I Curtailment | C&I Curtailment-Turnkey-Manual HVAC Control | Small Industrial | Services | Winter Morning | MW of Load | 1 | 2031 | 0.0027762
ENS | Preferred Plan | C&I Curtailment | C&I Curtailment-Turnkey-Auto-DR HVAC Control | Small Industrial | Miscellaneous | Winter Morning | MW of Load | 1 | 2031 | 0.02063
ENS | Preferred Plan | C&I Curtailment | C&I Curtailment-Turnkey-Auto-DR HVAC Control | Small Industrial | Offices | Winter Morning | MW of Load | 1 | 2031 | 0.00026437
ENS | Preferred Plan | C&I Curtailment | C&I Curtailment-Turnkey-Auto-DR HVAC Control | Small Industrial | Retail Trade | Winter Morning | MW of Load | 1 | 2031 | 0.00087136
ENS | Preferred Plan | C&I Curtailment | C&I Curtailment-Turnkey-Auto-DR HVAC Control | Small Industrial | Services | Winter Morning | MW of Load | 1 | 2031 | 0.00027528
ENS | Preferred Plan | C&I Curtailment | C&I Curtailment-Turnkey-Standard Lighting Control | Small Industrial | Miscellaneous | Winter Morning | MW of Load | 1 | 2031 | 0.064373
ENS | Preferred Plan | C&I Curtailment | C&I Curtailment-Turnkey-Standard Lighting Control | Small Industrial | Offices | Winter Morning | MW of Load | 1 | 2031 | 0.00034756
ENS | Preferred Plan | C&I Curtailment | C&I Curtailment-Turnkey-Standard Lighting Control | Small Industrial | Retail Trade | Winter Morning | MW of Load | 1 | 2031 | 0.003803
ENS | Preferred Plan | C&I Curtailment | C&I Curtailment-Turnkey-Standard Lighting Control | Small Industrial | Services | Winter Morning | MW of Load | 1 | 2031 | 0.0012015
ENS | Preferred Plan | C&I Curtailment | C&I Curtailment-Turnkey-Water Heating Control | Small Industrial | Miscellaneous | Winter Morning | MW of Load | 1 | 2031 | 0.0054349
ENS | Preferred Plan | C&I Curtailment | C&I Curtailment-Turnkey-Water Heating Control | Small Industrial | Offices | Winter Morning | MW of Load | 1 | 2031 | 2.7548e-05
ENS | Preferred Plan | C&I Curtailment | C&I Curtailment-Turnkey-Water Heating Control | Small Industrial | Retail Trade | Winter Morning | MW of Load | 1 | 2031 | 0.00052495
ENS | Preferred Plan | C&I Curtailment | C&I Curtailment-Turnkey-Water Heating Control | Small Industrial | Services | Winter Morning | MW of Load | 1 | 2031 | 0.00016584
ENS | Preferred Plan | C&I Curtailment | C&I Curtailment-Turnkey-Other | Small Industrial | Miscellaneous | Winter Morning | MW of Load | 1 | 2031 | 0.083347
ENS | Preferred Plan | C&I Curtailment | C&I Curtailment-Turnkey-Other | Small Industrial | Offices | Winter Morning | MW of Load | 1 | 2031 | 0.00052008
ENS | Preferred Plan | C&I Curtailment | C&I Curtailment-Turnkey-Other | Small Industrial | Retail Trade | Winter Morning | MW of Load | 1 | 2031 | 0.0057663
ENS | Preferred Plan | C&I Curtailment | C&I Curtailment-Turnkey-Other | Small Industrial | Services | Winter Morning | MW of Load | 1 | 2031 | 0.0018217
ENS | Preferred Plan | C&I Curtailment | C&I Curtailment-Turnkey-Industrial | Small Industrial | Manufacturing | Winter Morning | MW of Load | 1 | 2031 | 0.019812
ENS | Preferred Plan | C&I Curtailment | C&I Curtailment-Turnkey-Manual HVAC Control | Small Industrial | Miscellaneous | Winter Evening | MW of Load | 1 | 2031 | 0.28529
ENS | Preferred Plan | C&I Curtailment | C&I Curtailment-Turnkey-Manual HVAC Control | Small Industrial | Offices | Winter Evening | MW of Load | 1 | 2031 | 0.0036559
ENS | Preferred Plan | C&I Curtailment | C&I Curtailment-Turnkey-Manual HVAC Control | Small Industrial | Retail Trade | Winter Evening | MW of Load | 1 | 2031 | 0.01205
ENS | Preferred Plan | C&I Curtailment | C&I Curtailment-Turnkey-Manual HVAC Control | Small Industrial | Services | Winter Evening | MW of Load | 1 | 2031 | 0.0038069
ENS | Preferred Plan | C&I Curtailment | C&I Curtailment-Turnkey-Auto-DR HVAC Control | Small Industrial | Miscellaneous | Winter Evening | MW of Load | 1 | 2031 | 0.02829
ENS | Preferred Plan | C&I Curtailment | C&I Curtailment-Turnkey-Auto-DR HVAC Control | Small Industrial | Offices | Winter Evening | MW of Load | 1 | 2031 | 0.00036252
ENS | Preferred Plan | C&I Curtailment | C&I Curtailment-Turnkey-Auto-DR HVAC Control | Small Industrial | Retail Trade | Winter Evening | MW of Load | 1 | 2031 | 0.0011949
ENS | Preferred Plan | C&I Curtailment | C&I Curtailment-Turnkey-Auto-DR HVAC Control | Small Industrial | Services | Winter Evening | MW of Load | 1 | 2031 | 0.00037749
ENS | Preferred Plan | C&I Curtailment | C&I Curtailment-Turnkey-Standard Lighting Control | Small Industrial | Miscellaneous | Winter Evening | MW of Load | 1 | 2031 | 0.088273
ENS | Preferred Plan | C&I Curtailment | C&I Curtailment-Turnkey-Standard Lighting Control | Small Industrial | Offices | Winter Evening | MW of Load | 1 | 2031 | 0.00047661
ENS | Preferred Plan | C&I Curtailment | C&I Curtailment-Turnkey-Standard Lighting Control | Small Industrial | Retail Trade | Winter Evening | MW of Load | 1 | 2031 | 0.0052149
ENS | Preferred Plan | C&I Curtailment | C&I Curtailment-Turnkey-Standard Lighting Control | Small Industrial | Services | Winter Evening | MW of Load | 1 | 2031 | 0.0016475
ENS | Preferred Plan | C&I Curtailment | C&I Curtailment-Turnkey-Water Heating Control | Small Industrial | Miscellaneous | Winter Evening | MW of Load | 1 | 2031 | 0.0074528
ENS | Preferred Plan | C&I Curtailment | C&I Curtailment-Turnkey-Water Heating Control | Small Industrial | Offices | Winter Evening | MW of Load | 1 | 2031 | 3.7776e-05
ENS | Preferred Plan | C&I Curtailment | C&I Curtailment-Turnkey-Water Heating Control | Small Industrial | Retail Trade | Winter Evening | MW of Load | 1 | 2031 | 0.00071985
ENS | Preferred Plan | C&I Curtailment | C&I Curtailment-Turnkey-Water Heating Control | Small Industrial | Services | Winter Evening | MW of Load | 1 | 2031 | 0.00022742
ENS | Preferred Plan | C&I Curtailment | C&I Curtailment-Turnkey-Other | Small Industrial | Miscellaneous | Winter Evening | MW of Load | 1 | 2031 | 0.11429
ENS | Preferred Plan | C&I Curtailment | C&I Curtailment-Turnkey-Other | Small Industrial | Offices | Winter Evening | MW of Load | 1 | 2031 | 0.00071318
ENS | Preferred Plan | C&I Curtailment | C&I Curtailment-Turnkey-Other | Small Industrial | Retail Trade | Winter Evening | MW of Load | 1 | 2031 | 0.0079072
ENS | Preferred Plan | C&I Curtailment | C&I Curtailment-Turnkey-Other | Small Industrial | Services | Winter Evening | MW of Load | 1 | 2031 | 0.0024981
ENS | Preferred Plan | C&I Curtailment | C&I Curtailment-Turnkey-Industrial | Small Industrial | Manufacturing | Winter Evening | MW of Load | 1 | 2031 | 0.027168
ENS | Preferred Plan | C&I Curtailment | C&I Curtailment-Turnkey-Manual HVAC Control | Medium Industrial | Miscellaneous | Winter Morning | MW of Load | 1 | 2031 | 3.9913
ENS | Preferred Plan | C&I Curtailment | C&I Curtailment-Turnkey-Manual HVAC Control | Medium Industrial | Offices | Winter Morning | MW of Load | 1 | 2031 | 0.064384
ENS | Preferred Plan | C&I Curtailment | C&I Curtailment-Turnkey-Manual HVAC Control | Medium Industrial | Retail Trade | Winter Morning | MW of Load | 1 | 2031 | 0.88196
ENS | Preferred Plan | C&I Curtailment | C&I Curtailment-Turnkey-Manual HVAC Control | Medium Industrial | Services | Winter Morning | MW of Load | 1 | 2031 | 0.040611
ENS | Preferred Plan | C&I Curtailment | C&I Curtailment-Turnkey-Auto-DR HVAC Control | Medium Industrial | Miscellaneous | Winter Morning | MW of Load | 1 | 2031 | 0.39578
ENS | Preferred Plan | C&I Curtailment | C&I Curtailment-Turnkey-Auto-DR HVAC Control | Medium Industrial | Offices | Winter Morning | MW of Load | 1 | 2031 | 0.0063843
ENS | Preferred Plan | C&I Curtailment | C&I Curtailment-Turnkey-Auto-DR HVAC Control | Medium Industrial | Retail Trade | Winter Morning | MW of Load | 1 | 2031 | 0.087455
ENS | Preferred Plan | C&I Curtailment | C&I Curtailment-Turnkey-Auto-DR HVAC Control | Medium Industrial | Services | Winter Morning | MW of Load | 1 | 2031 | 0.004027
ENS | Preferred Plan | C&I Curtailment | C&I Curtailment-Turnkey-Standard Lighting Control | Medium Industrial | Miscellaneous | Winter Morning | MW of Load | 1 | 2031 | 1.235
ENS | Preferred Plan | C&I Curtailment | C&I Curtailment-Turnkey-Standard Lighting Control | Medium Industrial | Offices | Winter Morning | MW of Load | 1 | 2031 | 0.0083934
ENS | Preferred Plan | C&I Curtailment | C&I Curtailment-Turnkey-Standard Lighting Control | Medium Industrial | Retail Trade | Winter Morning | MW of Load | 1 | 2031 | 0.38169
ENS | Preferred Plan | C&I Curtailment | C&I Curtailment-Turnkey-Standard Lighting Control | Medium Industrial | Services | Winter Morning | MW of Load | 1 | 2031 | 0.017576
ENS | Preferred Plan | C&I Curtailment | C&I Curtailment-Turnkey-Water Heating Control | Medium Industrial | Miscellaneous | Winter Morning | MW of Load | 1 | 2031 | 0.10427
ENS | Preferred Plan | C&I Curtailment | C&I Curtailment-Turnkey-Water Heating Control | Medium Industrial | Offices | Winter Morning | MW of Load | 1 | 2031 | 0.00066527
ENS | Preferred Plan | C&I Curtailment | C&I Curtailment-Turnkey-Water Heating Control | Medium Industrial | Retail Trade | Winter Morning | MW of Load | 1 | 2031 | 0.052687
ENS | Preferred Plan | C&I Curtailment | C&I Curtailment-Turnkey-Water Heating Control | Medium Industrial | Services | Winter Morning | MW of Load | 1 | 2031 | 0.0024261
ENS | Preferred Plan | C&I Curtailment | C&I Curtailment-Turnkey-Other | Medium Industrial | Miscellaneous | Winter Morning | MW of Load | 1 | 2031 | 1.599
ENS | Preferred Plan | C&I Curtailment | C&I Curtailment-Turnkey-Other | Medium Industrial | Offices | Winter Morning | MW of Load | 1 | 2031 | 0.01256
ENS | Preferred Plan | C&I Curtailment | C&I Curtailment-Turnkey-Other | Medium Industrial | Retail Trade | Winter Morning | MW of Load | 1 | 2031 | 0.57874
ENS | Preferred Plan | C&I Curtailment | C&I Curtailment-Turnkey-Other | Medium Industrial | Services | Winter Morning | MW of Load | 1 | 2031 | 0.026649
ENS | Preferred Plan | C&I Curtailment | C&I Curtailment-Turnkey-Manual HVAC Control | Medium Industrial | Miscellaneous | Winter Evening | MW of Load | 1 | 2031 | 3.8568
ENS | Preferred Plan | C&I Curtailment | C&I Curtailment-Turnkey-Manual HVAC Control | Medium Industrial | Offices | Winter Evening | MW of Load | 1 | 2031 | 0.062215
ENS | Preferred Plan | C&I Curtailment | C&I Curtailment-Turnkey-Manual HVAC Control | Medium Industrial | Retail Trade | Winter Evening | MW of Load | 1 | 2031 | 0.85224
ENS | Preferred Plan | C&I Curtailment | C&I Curtailment-Turnkey-Manual HVAC Control | Medium Industrial | Services | Winter Evening | MW of Load | 1 | 2031 | 0.039243
ENS | Preferred Plan | C&I Curtailment | C&I Curtailment-Turnkey-Auto-DR HVAC Control | Medium Industrial | Miscellaneous | Winter Evening | MW of Load | 1 | 2031 | 0.38244
ENS | Preferred Plan | C&I Curtailment | C&I Curtailment-Turnkey-Auto-DR HVAC Control | Medium Industrial | Offices | Winter Evening | MW of Load | 1 | 2031 | 0.0061692
ENS | Preferred Plan | C&I Curtailment | C&I Curtailment-Turnkey-Auto-DR HVAC Control | Medium Industrial | Retail Trade | Winter Evening | MW of Load | 1 | 2031 | 0.084508
ENS | Preferred Plan | C&I Curtailment | C&I Curtailment-Turnkey-Auto-DR HVAC Control | Medium Industrial | Services | Winter Evening | MW of Load | 1 | 2031 | 0.0038913
ENS | Preferred Plan | C&I Curtailment | C&I Curtailment-Turnkey-Standard Lighting Control | Medium Industrial | Miscellaneous | Winter Evening | MW of Load | 1 | 2031 | 1.1934
ENS | Preferred Plan | C&I Curtailment | C&I Curtailment-Turnkey-Standard Lighting Control | Medium Industrial | Offices | Winter Evening | MW of Load | 1 | 2031 | 0.0081106
ENS | Preferred Plan | C&I Curtailment | C&I Curtailment-Turnkey-Standard Lighting Control | Medium Industrial | Retail Trade | Winter Evening | MW of Load | 1 | 2031 | 0.36883
ENS | Preferred Plan | C&I Curtailment | C&I Curtailment-Turnkey-Standard Lighting Control | Medium Industrial | Services | Winter Evening | MW of Load | 1 | 2031 | 0.016983
ENS | Preferred Plan | C&I Curtailment | C&I Curtailment-Turnkey-Water Heating Control | Medium Industrial | Miscellaneous | Winter Evening | MW of Load | 1 | 2031 | 0.10075
ENS | Preferred Plan | C&I Curtailment | C&I Curtailment-Turnkey-Water Heating Control | Medium Industrial | Offices | Winter Evening | MW of Load | 1 | 2031 | 0.00064285
ENS | Preferred Plan | C&I Curtailment | C&I Curtailment-Turnkey-Water Heating Control | Medium Industrial | Retail Trade | Winter Evening | MW of Load | 1 | 2031 | 0.050912
ENS | Preferred Plan | C&I Curtailment | C&I Curtailment-Turnkey-Water Heating Control | Medium Industrial | Services | Winter Evening | MW of Load | 1 | 2031 | 0.0023443
ENS | Preferred Plan | C&I Curtailment | C&I Curtailment-Turnkey-Other | Medium Industrial | Miscellaneous | Winter Evening | MW of Load | 1 | 2031 | 1.5451
ENS | Preferred Plan | C&I Curtailment | C&I Curtailment-Turnkey-Other | Medium Industrial | Offices | Winter Evening | MW of Load | 1 | 2031 | 0.012137
ENS | Preferred Plan | C&I Curtailment | C&I Curtailment-Turnkey-Other | Medium Industrial | Retail Trade | Winter Evening | MW of Load | 1 | 2031 | 0.55924
ENS | Preferred Plan | C&I Curtailment | C&I Curtailment-Turnkey-Other | Medium Industrial | Services | Winter Evening | MW of Load | 1 | 2031 | 0.025751
ENS | Preferred Plan | C&I Curtailment | C&I Curtailment-Turnkey-Manual HVAC Control | Large Industrial | Miscellaneous | Winter Morning | MW of Load | 1 | 2031 | 0.083731
ENS | Preferred Plan | C&I Curtailment | C&I Curtailment-Turnkey-Auto-DR HVAC Control | Large Industrial | Miscellaneous | Winter Morning | MW of Load | 1 | 2031 | 0.0083027
ENS | Preferred Plan | C&I Curtailment | C&I Curtailment-Turnkey-Standard Lighting Control | Large Industrial | Miscellaneous | Winter Morning | MW of Load | 1 | 2031 | 0.036196
ENS | Preferred Plan | C&I Curtailment | C&I Curtailment-Turnkey-Water Heating Control | Large Industrial | Miscellaneous | Winter Morning | MW of Load | 1 | 2031 | 0.0018381
ENS | Preferred Plan | C&I Curtailment | C&I Curtailment-Turnkey-Other | Large Industrial | Miscellaneous | Winter Morning | MW of Load | 1 | 2031 | 0.039287
ENS | Preferred Plan | C&I Curtailment | C&I Curtailment-Turnkey-Industrial | Large Industrial | Manufacturing | Winter Morning | MW of Load | 1 | 2031 | 0.0076677
ENS | Preferred Plan | C&I Curtailment | C&I Curtailment-Turnkey-Manual HVAC Control | Large Industrial | Miscellaneous | Winter Evening | MW of Load | 1 | 2031 | 0.083142
ENS | Preferred Plan | C&I Curtailment | C&I Curtailment-Turnkey-Auto-DR HVAC Control | Large Industrial | Miscellaneous | Winter Evening | MW of Load | 1 | 2031 | 0.0082444
ENS | Preferred Plan | C&I Curtailment | C&I Curtailment-Turnkey-Standard Lighting Control | Large Industrial | Miscellaneous | Winter Evening | MW of Load | 1 | 2031 | 0.035941
ENS | Preferred Plan | C&I Curtailment | C&I Curtailment-Turnkey-Water Heating Control | Large Industrial | Miscellaneous | Winter Evening | MW of Load | 1 | 2031 | 0.0018252
ENS | Preferred Plan | C&I Curtailment | C&I Curtailment-Turnkey-Other | Large Industrial | Miscellaneous | Winter Evening | MW of Load | 1 | 2031 | 0.039011
ENS | Preferred Plan | C&I Curtailment | C&I Curtailment-Turnkey-Industrial | Large Industrial | Manufacturing | Winter Evening | MW of Load | 1 | 2031 | 0.0076138
ENS | Preferred Plan | C&I Loadshift to BUGs | C&I Loadshift to BUGs | Large General | Miscellaneous | Winter Morning | MW of Load | 1 | 2031 | 2.7889
ENS | Preferred Plan | C&I Loadshift to BUGs | C&I Loadshift to BUGs | Large General | Miscellaneous | Winter Evening | MW of Load | 1 | 2031 | 2.3963
ENS | Preferred Plan | C&I Loadshift to BUGs | C&I Loadshift to BUGs | Small Industrial | Miscellaneous | Winter Morning | MW of Load | 1 | 2031 | 0.77827
ENS | Preferred Plan | C&I Loadshift to BUGs | C&I Loadshift to BUGs | Small Industrial | Miscellaneous | Winter Evening | MW of Load | 1 | 2031 | 1.0672
ENS | Preferred Plan | C&I Loadshift to BUGs | C&I Loadshift to BUGs | Medium Industrial | Manufacturing | Winter Morning | MW of Load | 1 | 2031 | 0.54149
ENS | Preferred Plan | C&I Loadshift to BUGs | C&I Loadshift to BUGs | Medium Industrial | Miscellaneous | Winter Morning | MW of Load | 1 | 2031 | 2.3501
ENS | Preferred Plan | C&I Loadshift to BUGs | C&I Loadshift to BUGs | Medium Industrial | Manufacturing | Winter Evening | MW of Load | 1 | 2031 | 0.52324
ENS | Preferred Plan | C&I Loadshift to BUGs | C&I Loadshift to BUGs | Medium Industrial | Miscellaneous | Winter Evening | MW of Load | 1 | 2031 | 2.2709
ENS | Preferred Plan | Dynamic Pricing | Dynamic Pricing with enabling tech. | Small General | Manufacturing | Winter Morning | MW of Load | 1 | 2031 | 0.0075942
ENS | Preferred Plan | Dynamic Pricing | Dynamic Pricing with enabling tech. | Small General | Manufacturing | Winter Evening | MW of Load | 1 | 2031 | 0.0088053
ENS | Preferred Plan | Dynamic Pricing | Dynamic Pricing with enabling tech. | Residential Charitable | Residential LI | Winter Morning | MW of Load | 1 | 2031 | 3.2799
ENS | Preferred Plan | Dynamic Pricing | Dynamic Pricing with enabling tech. | Residential Charitable | Residential Market Rate | Winter Morning | MW of Load | 1 | 2031 | 18.6253
ENS | Preferred Plan | Dynamic Pricing | Dynamic Pricing w/o enabling tech. | Residential Charitable | Residential LI | Winter Morning | MW of Load | 1 | 2031 | 1.7263
ENS | Preferred Plan | Dynamic Pricing | Dynamic Pricing w/o enabling tech. | Residential Charitable | Residential Market Rate | Winter Morning | MW of Load | 1 | 2031 | 9.8028
ENS | Preferred Plan | Dynamic Pricing | Dynamic Pricing with enabling tech. | Residential Charitable | Residential LI | Winter Evening | MW of Load | 1 | 2031 | 3.7298
ENS | Preferred Plan | Dynamic Pricing | Dynamic Pricing with enabling tech. | Residential Charitable | Residential Market Rate | Winter Evening | MW of Load | 1 | 2031 | 21.1801
ENS | Preferred Plan | Dynamic Pricing | Dynamic Pricing w/o enabling tech. | Residential Charitable | Residential LI | Winter Evening | MW of Load | 1 | 2031 | 1.9631
ENS | Preferred Plan | Dynamic Pricing | Dynamic Pricing w/o enabling tech. | Residential Charitable | Residential Market Rate | Winter Evening | MW of Load | 1 | 2031 | 11.1474
ENS | Preferred Plan | Behavioral DR | Behavioral DR | Residential Charitable | Residential LI | Winter Morning | MW of Load | 1 | 2031 | 0.38317
ENS | Preferred Plan | Behavioral DR | Behavioral DR | Residential Charitable | Residential Market Rate | Winter Morning | MW of Load | 1 | 2031 | 2.1838
ENS | Preferred Plan | Behavioral DR | Behavioral DR | Residential Charitable | Residential LI | Winter Evening | MW of Load | 1 | 2031 | 0.43572
ENS | Preferred Plan | Behavioral DR | Behavioral DR | Residential Charitable | Residential Market Rate | Winter Evening | MW of Load | 1 | 2031 | 2.4833
ENS | Preferred Plan | Time-of-Use Rates (TOU) | Time-of-Use Rates (TOU) | Residential Charitable | Residential LI | Winter Morning | MW of Load | 0 | 2031 | 0.3227
ENS | Preferred Plan | Time-of-Use Rates (TOU) | Time-of-Use Rates (TOU) | Residential Charitable | Residential Market Rate | Winter Morning | MW of Load | 0 | 2031 | 1.8391
ENS | Preferred Plan | Time-of-Use Rates (TOU) | Time-of-Use Rates (TOU) | Residential Charitable | Residential LI | Winter Evening | MW of Load | 0 | 2031 | 0.36696
ENS | Preferred Plan | Time-of-Use Rates (TOU) | Time-of-Use Rates (TOU) | Residential Charitable | Residential Market Rate | Winter Evening | MW of Load | 0 | 2031 | 2.0914
ENS | Preferred Plan | DLC-Thermostat | DLC-Thermostat-BYOT-Central Heat Pump | Residential Charitable | Residential LI | Winter Morning | MW of Load | 0 | 2032 | 0.024469
ENS | Preferred Plan | DLC-Thermostat | DLC-Thermostat-BYOT-Central Heat Pump | Residential Charitable | Residential Market Rate | Winter Morning | MW of Load | 0 | 2032 | 0.14974
ENS | Preferred Plan | DLC-Thermostat | DLC-Thermostat-DI-Baseboard Heating | Residential Charitable | Residential LI | Winter Morning | MW of Load | 0 | 2032 | 0.1245
ENS | Preferred Plan | DLC-Thermostat | DLC-Thermostat-DI-Baseboard Heating | Residential Charitable | Residential Market Rate | Winter Morning | MW of Load | 0 | 2032 | 1.1851
ENS | Preferred Plan | DLC-Thermostat | DLC-Thermostat-BYOT-Baseboard Heating | Residential Charitable | Residential LI | Winter Morning | MW of Load | 0 | 2032 | 0.014557
ENS | Preferred Plan | DLC-Thermostat | DLC-Thermostat-BYOT-Baseboard Heating | Residential Charitable | Residential Market Rate | Winter Morning | MW of Load | 0 | 2032 | 0.13857
ENS | Preferred Plan | DLC-Thermostat | DLC-Thermostat-DI-MSHP | Residential Charitable | Residential LI | Winter Morning | MW of Load | 0 | 2032 | 0.072145
ENS | Preferred Plan | DLC-Thermostat | DLC-Thermostat-DI-MSHP | Residential Charitable | Residential Market Rate | Winter Morning | MW of Load | 0 | 2032 | 0.68675
ENS | Preferred Plan | DLC-Thermostat | DLC-Thermostat-BYOT-MSHP | Residential Charitable | Residential LI | Winter Morning | MW of Load | 0 | 2032 | 0.0065544
ENS | Preferred Plan | DLC-Thermostat | DLC-Thermostat-BYOT-MSHP | Residential Charitable | Residential Market Rate | Winter Morning | MW of Load | 0 | 2032 | 0.062392
ENS | Preferred Plan | DLC-Thermostat | DLC-Thermostat-BYOT-Central Heat Pump | Residential Charitable | Residential LI | Winter Evening | MW of Load | 0 | 2032 | 0.024469
ENS | Preferred Plan | DLC-Thermostat | DLC-Thermostat-BYOT-Central Heat Pump | Residential Charitable | Residential Market Rate | Winter Evening | MW of Load | 0 | 2032 | 0.14974
ENS | Preferred Plan | DLC-Thermostat | DLC-Thermostat-DI-Baseboard Heating | Residential Charitable | Residential LI | Winter Evening | MW of Load | 0 | 2032 | 0.1245
ENS | Preferred Plan | DLC-Thermostat | DLC-Thermostat-DI-Baseboard Heating | Residential Charitable | Residential Market Rate | Winter Evening | MW of Load | 0 | 2032 | 1.1851
ENS | Preferred Plan | DLC-Thermostat | DLC-Thermostat-BYOT-Baseboard Heating | Residential Charitable | Residential LI | Winter Evening | MW of Load | 0 | 2032 | 0.014557
ENS | Preferred Plan | DLC-Thermostat | DLC-Thermostat-BYOT-Baseboard Heating | Residential Charitable | Residential Market Rate | Winter Evening | MW of Load | 0 | 2032 | 0.13857
ENS | Preferred Plan | DLC-Thermostat | DLC-Thermostat-DI-MSHP | Residential Charitable | Residential LI | Winter Evening | MW of Load | 0 | 2032 | 0.072145
ENS | Preferred Plan | DLC-Thermostat | DLC-Thermostat-DI-MSHP | Residential Charitable | Residential Market Rate | Winter Evening | MW of Load | 0 | 2032 | 0.68675
ENS | Preferred Plan | DLC-Thermostat | DLC-Thermostat-BYOT-MSHP | Residential Charitable | Residential LI | Winter Evening | MW of Load | 0 | 2032 | 0.0065544
ENS | Preferred Plan | DLC-Thermostat | DLC-Thermostat-BYOT-MSHP | Residential Charitable | Residential Market Rate | Winter Evening | MW of Load | 0 | 2032 | 0.062392
ENS | Preferred Plan | DLC-Water Heating | DLC-Switch-Water Heating | Residential Charitable | Residential LI | Winter Morning | MW of Load | 0 | 2032 | 0.07686
ENS | Preferred Plan | DLC-Water Heating | DLC-Switch-Water Heating | Residential Charitable | Residential Market Rate | Winter Morning | MW of Load | 0 | 2032 | 0.87795
ENS | Preferred Plan | DLC-Water Heating | DLC-Switch-Water Heating | Residential Charitable | Residential LI | Winter Evening | MW of Load | 0 | 2032 | 0.064962
ENS | Preferred Plan | DLC-Water Heating | DLC-Switch-Water Heating | Residential Charitable | Residential Market Rate | Winter Evening | MW of Load | 0 | 2032 | 0.74205
ENS | Preferred Plan | C&I Curtailment | C&I Curtailment-Turnkey-Manual HVAC Control | General | Miscellaneous | Winter Morning | MW of Load | 1 | 2032 | 1.5573
ENS | Preferred Plan | C&I Curtailment | C&I Curtailment-Turnkey-Manual HVAC Control | General | Offices | Winter Morning | MW of Load | 1 | 2032 | 0.10702
ENS | Preferred Plan | C&I Curtailment | C&I Curtailment-Turnkey-Manual HVAC Control | General | Retail Trade | Winter Morning | MW of Load | 1 | 2032 | 0.35768
ENS | Preferred Plan | C&I Curtailment | C&I Curtailment-Turnkey-Manual HVAC Control | General | Services | Winter Morning | MW of Load | 1 | 2032 | 0.23126
ENS | Preferred Plan | C&I Curtailment | C&I Curtailment-Turnkey-Auto-DR HVAC Control | General | Miscellaneous | Winter Morning | MW of Load | 1 | 2032 | 0.19303
ENS | Preferred Plan | C&I Curtailment | C&I Curtailment-Turnkey-Auto-DR HVAC Control | General | Offices | Winter Morning | MW of Load | 1 | 2032 | 0.013265
ENS | Preferred Plan | C&I Curtailment | C&I Curtailment-Turnkey-Auto-DR HVAC Control | General | Retail Trade | Winter Morning | MW of Load | 1 | 2032 | 0.044335
ENS | Preferred Plan | C&I Curtailment | C&I Curtailment-Turnkey-Auto-DR HVAC Control | General | Services | Winter Morning | MW of Load | 1 | 2032 | 0.028665
ENS | Preferred Plan | C&I Curtailment | C&I Curtailment-Turnkey-Standard Lighting Control | General | Miscellaneous | Winter Morning | MW of Load | 1 | 2032 | 0.64824
ENS | Preferred Plan | C&I Curtailment | C&I Curtailment-Turnkey-Standard Lighting Control | General | Offices | Winter Morning | MW of Load | 1 | 2032 | 0.012726
ENS | Preferred Plan | C&I Curtailment | C&I Curtailment-Turnkey-Standard Lighting Control | General | Retail Trade | Winter Morning | MW of Load | 1 | 2032 | 0.1425
ENS | Preferred Plan | C&I Curtailment | C&I Curtailment-Turnkey-Standard Lighting Control | General | Services | Winter Morning | MW of Load | 1 | 2032 | 0.092255
ENS | Preferred Plan | C&I Curtailment | C&I Curtailment-Turnkey-Water Heating Control | General | Miscellaneous | Winter Morning | MW of Load | 1 | 2032 | 0.043464
ENS | Preferred Plan | C&I Curtailment | C&I Curtailment-Turnkey-Water Heating Control | General | Offices | Winter Morning | MW of Load | 1 | 2032 | 0.0011541
ENS | Preferred Plan | C&I Curtailment | C&I Curtailment-Turnkey-Water Heating Control | General | Retail Trade | Winter Morning | MW of Load | 1 | 2032 | 0.023438
ENS | Preferred Plan | C&I Curtailment | C&I Curtailment-Turnkey-Water Heating Control | General | Services | Winter Morning | MW of Load | 1 | 2032 | 0.015134
ENS | Preferred Plan | C&I Curtailment | C&I Curtailment-Turnkey-Other | General | Miscellaneous | Winter Morning | MW of Load | 1 | 2032 | 0.75911
ENS | Preferred Plan | C&I Curtailment | C&I Curtailment-Turnkey-Other | General | Offices | Winter Morning | MW of Load | 1 | 2032 | 0.020646
ENS | Preferred Plan | C&I Curtailment | C&I Curtailment-Turnkey-Other | General | Retail Trade | Winter Morning | MW of Load | 1 | 2032 | 0.24078
ENS | Preferred Plan | C&I Curtailment | C&I Curtailment-Turnkey-Other | General | Services | Winter Morning | MW of Load | 1 | 2032 | 0.15562
ENS | Preferred Plan | C&I Curtailment | C&I Curtailment-Turnkey-Manual HVAC Control | General | Miscellaneous | Winter Evening | MW of Load | 1 | 2032 | 1.8233
ENS | Preferred Plan | C&I Curtailment | C&I Curtailment-Turnkey-Manual HVAC Control | General | Offices | Winter Evening | MW of Load | 1 | 2032 | 0.1253
ENS | Preferred Plan | C&I Curtailment | C&I Curtailment-Turnkey-Manual HVAC Control | General | Retail Trade | Winter Evening | MW of Load | 1 | 2032 | 0.41878
ENS | Preferred Plan | C&I Curtailment | C&I Curtailment-Turnkey-Manual HVAC Control | General | Services | Winter Evening | MW of Load | 1 | 2032 | 0.27077
ENS | Preferred Plan | C&I Curtailment | C&I Curtailment-Turnkey-Auto-DR HVAC Control | General | Miscellaneous | Winter Evening | MW of Load | 1 | 2032 | 0.226
ENS | Preferred Plan | C&I Curtailment | C&I Curtailment-Turnkey-Auto-DR HVAC Control | General | Offices | Winter Evening | MW of Load | 1 | 2032 | 0.015531
ENS | Preferred Plan | C&I Curtailment | C&I Curtailment-Turnkey-Auto-DR HVAC Control | General | Retail Trade | Winter Evening | MW of Load | 1 | 2032 | 0.051908
ENS | Preferred Plan | C&I Curtailment | C&I Curtailment-Turnkey-Auto-DR HVAC Control | General | Services | Winter Evening | MW of Load | 1 | 2032 | 0.033562
ENS | Preferred Plan | C&I Curtailment | C&I Curtailment-Turnkey-Standard Lighting Control | General | Miscellaneous | Winter Evening | MW of Load | 1 | 2032 | 0.75899
ENS | Preferred Plan | C&I Curtailment | C&I Curtailment-Turnkey-Standard Lighting Control | General | Offices | Winter Evening | MW of Load | 1 | 2032 | 0.0149
ENS | Preferred Plan | C&I Curtailment | C&I Curtailment-Turnkey-Standard Lighting Control | General | Retail Trade | Winter Evening | MW of Load | 1 | 2032 | 0.16684
ENS | Preferred Plan | C&I Curtailment | C&I Curtailment-Turnkey-Standard Lighting Control | General | Services | Winter Evening | MW of Load | 1 | 2032 | 0.10802
ENS | Preferred Plan | C&I Curtailment | C&I Curtailment-Turnkey-Water Heating Control | General | Miscellaneous | Winter Evening | MW of Load | 1 | 2032 | 0.050889
ENS | Preferred Plan | C&I Curtailment | C&I Curtailment-Turnkey-Water Heating Control | General | Offices | Winter Evening | MW of Load | 1 | 2032 | 0.0013512
ENS | Preferred Plan | C&I Curtailment | C&I Curtailment-Turnkey-Water Heating Control | General | Retail Trade | Winter Evening | MW of Load | 1 | 2032 | 0.027442
ENS | Preferred Plan | C&I Curtailment | C&I Curtailment-Turnkey-Water Heating Control | General | Services | Winter Evening | MW of Load | 1 | 2032 | 0.017719
ENS | Preferred Plan | C&I Curtailment | C&I Curtailment-Turnkey-Other | General | Miscellaneous | Winter Evening | MW of Load | 1 | 2032 | 0.88879
ENS | Preferred Plan | C&I Curtailment | C&I Curtailment-Turnkey-Other | General | Offices | Winter Evening | MW of Load | 1 | 2032 | 0.024173
ENS | Preferred Plan | C&I Curtailment | C&I Curtailment-Turnkey-Other | General | Retail Trade | Winter Evening | MW of Load | 1 | 2032 | 0.28192
ENS | Preferred Plan | C&I Curtailment | C&I Curtailment-Turnkey-Other | General | Services | Winter Evening | MW of Load | 1 | 2032 | 0.18221
ENS | Preferred Plan | C&I Curtailment | C&I Curtailment-Turnkey-Manual HVAC Control | Large General | Miscellaneous | Winter Morning | MW of Load | 1 | 2032 | 1.2429
ENS | Preferred Plan | C&I Curtailment | C&I Curtailment-Turnkey-Manual HVAC Control | Large General | Retail Trade | Winter Morning | MW of Load | 1 | 2032 | 0.051821
ENS | Preferred Plan | C&I Curtailment | C&I Curtailment-Turnkey-Manual HVAC Control | Large General | Services | Winter Morning | MW of Load | 1 | 2032 | 0.082985
ENS | Preferred Plan | C&I Curtailment | C&I Curtailment-Turnkey-Auto-DR HVAC Control | Large General | Miscellaneous | Winter Morning | MW of Load | 1 | 2032 | 0.15406
ENS | Preferred Plan | C&I Curtailment | C&I Curtailment-Turnkey-Auto-DR HVAC Control | Large General | Retail Trade | Winter Morning | MW of Load | 1 | 2032 | 0.0064232
ENS | Preferred Plan | C&I Curtailment | C&I Curtailment-Turnkey-Auto-DR HVAC Control | Large General | Services | Winter Morning | MW of Load | 1 | 2032 | 0.010286
ENS | Preferred Plan | C&I Curtailment | C&I Curtailment-Turnkey-Standard Lighting Control | Large General | Miscellaneous | Winter Morning | MW of Load | 1 | 2032 | 0.53729
ENS | Preferred Plan | C&I Curtailment | C&I Curtailment-Turnkey-Standard Lighting Control | Large General | Retail Trade | Winter Morning | MW of Load | 1 | 2032 | 0.020511
ENS | Preferred Plan | C&I Curtailment | C&I Curtailment-Turnkey-Standard Lighting Control | Large General | Services | Winter Morning | MW of Load | 1 | 2032 | 0.032845
ENS | Preferred Plan | C&I Curtailment | C&I Curtailment-Turnkey-Water Heating Control | Large General | Miscellaneous | Winter Morning | MW of Load | 1 | 2032 | 0.027285
ENS | Preferred Plan | C&I Curtailment | C&I Curtailment-Turnkey-Water Heating Control | Large General | Retail Trade | Winter Morning | MW of Load | 1 | 2032 | 0.0034184
ENS | Preferred Plan | C&I Curtailment | C&I Curtailment-Turnkey-Water Heating Control | Large General | Services | Winter Morning | MW of Load | 1 | 2032 | 0.0054741
ENS | Preferred Plan | C&I Curtailment | C&I Curtailment-Turnkey-Other | Large General | Miscellaneous | Winter Morning | MW of Load | 1 | 2032 | 0.58318
ENS | Preferred Plan | C&I Curtailment | C&I Curtailment-Turnkey-Other | Large General | Retail Trade | Winter Morning | MW of Load | 1 | 2032 | 0.034951
ENS | Preferred Plan | C&I Curtailment | C&I Curtailment-Turnkey-Other | Large General | Services | Winter Morning | MW of Load | 1 | 2032 | 0.055971
ENS | Preferred Plan | C&I Curtailment | C&I Curtailment-Turnkey-Manual HVAC Control | Large General | Miscellaneous | Winter Evening | MW of Load | 1 | 2032 | 1.0691
ENS | Preferred Plan | C&I Curtailment | C&I Curtailment-Turnkey-Manual HVAC Control | Large General | Retail Trade | Winter Evening | MW of Load | 1 | 2032 | 0.044574
ENS | Preferred Plan | C&I Curtailment | C&I Curtailment-Turnkey-Manual HVAC Control | Large General | Services | Winter Evening | MW of Load | 1 | 2032 | 0.071381
ENS | Preferred Plan | C&I Curtailment | C&I Curtailment-Turnkey-Auto-DR HVAC Control | Large General | Miscellaneous | Winter Evening | MW of Load | 1 | 2032 | 0.13251
ENS | Preferred Plan | C&I Curtailment | C&I Curtailment-Turnkey-Auto-DR HVAC Control | Large General | Retail Trade | Winter Evening | MW of Load | 1 | 2032 | 0.005525
ENS | Preferred Plan | C&I Curtailment | C&I Curtailment-Turnkey-Auto-DR HVAC Control | Large General | Services | Winter Evening | MW of Load | 1 | 2032 | 0.0088477
ENS | Preferred Plan | C&I Curtailment | C&I Curtailment-Turnkey-Standard Lighting Control | Large General | Miscellaneous | Winter Evening | MW of Load | 1 | 2032 | 0.46216
ENS | Preferred Plan | C&I Curtailment | C&I Curtailment-Turnkey-Standard Lighting Control | Large General | Retail Trade | Winter Evening | MW of Load | 1 | 2032 | 0.017642
ENS | Preferred Plan | C&I Curtailment | C&I Curtailment-Turnkey-Standard Lighting Control | Large General | Services | Winter Evening | MW of Load | 1 | 2032 | 0.028252
ENS | Preferred Plan | C&I Curtailment | C&I Curtailment-Turnkey-Water Heating Control | Large General | Miscellaneous | Winter Evening | MW of Load | 1 | 2032 | 0.02347
ENS | Preferred Plan | C&I Curtailment | C&I Curtailment-Turnkey-Water Heating Control | Large General | Retail Trade | Winter Evening | MW of Load | 1 | 2032 | 0.0029403
ENS | Preferred Plan | C&I Curtailment | C&I Curtailment-Turnkey-Water Heating Control | Large General | Services | Winter Evening | MW of Load | 1 | 2032 | 0.0047086
ENS | Preferred Plan | C&I Curtailment | C&I Curtailment-Turnkey-Other | Large General | Miscellaneous | Winter Evening | MW of Load | 1 | 2032 | 0.50163
ENS | Preferred Plan | C&I Curtailment | C&I Curtailment-Turnkey-Other | Large General | Retail Trade | Winter Evening | MW of Load | 1 | 2032 | 0.030064
ENS | Preferred Plan | C&I Curtailment | C&I Curtailment-Turnkey-Other | Large General | Services | Winter Evening | MW of Load | 1 | 2032 | 0.048144
ENS | Preferred Plan | C&I Curtailment | C&I Curtailment-Turnkey-Manual HVAC Control | Small Industrial | Miscellaneous | Winter Morning | MW of Load | 1 | 2032 | 0.20923
ENS | Preferred Plan | C&I Curtailment | C&I Curtailment-Turnkey-Manual HVAC Control | Small Industrial | Offices | Winter Morning | MW of Load | 1 | 2032 | 0.0026813
ENS | Preferred Plan | C&I Curtailment | C&I Curtailment-Turnkey-Manual HVAC Control | Small Industrial | Retail Trade | Winter Morning | MW of Load | 1 | 2032 | 0.0088375
ENS | Preferred Plan | C&I Curtailment | C&I Curtailment-Turnkey-Manual HVAC Control | Small Industrial | Services | Winter Morning | MW of Load | 1 | 2032 | 0.002792
ENS | Preferred Plan | C&I Curtailment | C&I Curtailment-Turnkey-Auto-DR HVAC Control | Small Industrial | Miscellaneous | Winter Morning | MW of Load | 1 | 2032 | 0.025935
ENS | Preferred Plan | C&I Curtailment | C&I Curtailment-Turnkey-Auto-DR HVAC Control | Small Industrial | Offices | Winter Morning | MW of Load | 1 | 2032 | 0.00033235
ENS | Preferred Plan | C&I Curtailment | C&I Curtailment-Turnkey-Auto-DR HVAC Control | Small Industrial | Retail Trade | Winter Morning | MW of Load | 1 | 2032 | 0.0010954
ENS | Preferred Plan | C&I Curtailment | C&I Curtailment-Turnkey-Auto-DR HVAC Control | Small Industrial | Services | Winter Morning | MW of Load | 1 | 2032 | 0.00034607
ENS | Preferred Plan | C&I Curtailment | C&I Curtailment-Turnkey-Standard Lighting Control | Small Industrial | Miscellaneous | Winter Morning | MW of Load | 1 | 2032 | 0.06474
ENS | Preferred Plan | C&I Curtailment | C&I Curtailment-Turnkey-Standard Lighting Control | Small Industrial | Offices | Winter Morning | MW of Load | 1 | 2032 | 0.00034954
ENS | Preferred Plan | C&I Curtailment | C&I Curtailment-Turnkey-Standard Lighting Control | Small Industrial | Retail Trade | Winter Morning | MW of Load | 1 | 2032 | 0.0038247
ENS | Preferred Plan | C&I Curtailment | C&I Curtailment-Turnkey-Standard Lighting Control | Small Industrial | Services | Winter Morning | MW of Load | 1 | 2032 | 0.0012083
ENS | Preferred Plan | C&I Curtailment | C&I Curtailment-Turnkey-Water Heating Control | Small Industrial | Miscellaneous | Winter Morning | MW of Load | 1 | 2032 | 0.0054659
ENS | Preferred Plan | C&I Curtailment | C&I Curtailment-Turnkey-Water Heating Control | Small Industrial | Offices | Winter Morning | MW of Load | 1 | 2032 | 2.7705e-05
ENS | Preferred Plan | C&I Curtailment | C&I Curtailment-Turnkey-Water Heating Control | Small Industrial | Retail Trade | Winter Morning | MW of Load | 1 | 2032 | 0.00052794
ENS | Preferred Plan | C&I Curtailment | C&I Curtailment-Turnkey-Water Heating Control | Small Industrial | Services | Winter Morning | MW of Load | 1 | 2032 | 0.00016679
ENS | Preferred Plan | C&I Curtailment | C&I Curtailment-Turnkey-Other | Small Industrial | Miscellaneous | Winter Morning | MW of Load | 1 | 2032 | 0.083822
ENS | Preferred Plan | C&I Curtailment | C&I Curtailment-Turnkey-Other | Small Industrial | Offices | Winter Morning | MW of Load | 1 | 2032 | 0.00052305
ENS | Preferred Plan | C&I Curtailment | C&I Curtailment-Turnkey-Other | Small Industrial | Retail Trade | Winter Morning | MW of Load | 1 | 2032 | 0.0057992
ENS | Preferred Plan | C&I Curtailment | C&I Curtailment-Turnkey-Other | Small Industrial | Services | Winter Morning | MW of Load | 1 | 2032 | 0.0018321
ENS | Preferred Plan | C&I Curtailment | C&I Curtailment-Turnkey-Industrial | Small Industrial | Manufacturing | Winter Morning | MW of Load | 1 | 2032 | 0.019925
ENS | Preferred Plan | C&I Curtailment | C&I Curtailment-Turnkey-Manual HVAC Control | Small Industrial | Miscellaneous | Winter Evening | MW of Load | 1 | 2032 | 0.28723
ENS | Preferred Plan | C&I Curtailment | C&I Curtailment-Turnkey-Manual HVAC Control | Small Industrial | Offices | Winter Evening | MW of Load | 1 | 2032 | 0.0036807
ENS | Preferred Plan | C&I Curtailment | C&I Curtailment-Turnkey-Manual HVAC Control | Small Industrial | Retail Trade | Winter Evening | MW of Load | 1 | 2032 | 0.012132
ENS | Preferred Plan | C&I Curtailment | C&I Curtailment-Turnkey-Manual HVAC Control | Small Industrial | Services | Winter Evening | MW of Load | 1 | 2032 | 0.0038327
ENS | Preferred Plan | C&I Curtailment | C&I Curtailment-Turnkey-Auto-DR HVAC Control | Small Industrial | Miscellaneous | Winter Evening | MW of Load | 1 | 2032 | 0.035602
ENS | Preferred Plan | C&I Curtailment | C&I Curtailment-Turnkey-Auto-DR HVAC Control | Small Industrial | Offices | Winter Evening | MW of Load | 1 | 2032 | 0.00045623
ENS | Preferred Plan | C&I Curtailment | C&I Curtailment-Turnkey-Auto-DR HVAC Control | Small Industrial | Retail Trade | Winter Evening | MW of Load | 1 | 2032 | 0.0015037
ENS | Preferred Plan | C&I Curtailment | C&I Curtailment-Turnkey-Auto-DR HVAC Control | Small Industrial | Services | Winter Evening | MW of Load | 1 | 2032 | 0.00047507
ENS | Preferred Plan | C&I Curtailment | C&I Curtailment-Turnkey-Standard Lighting Control | Small Industrial | Miscellaneous | Winter Evening | MW of Load | 1 | 2032 | 0.088872
ENS | Preferred Plan | C&I Curtailment | C&I Curtailment-Turnkey-Standard Lighting Control | Small Industrial | Offices | Winter Evening | MW of Load | 1 | 2032 | 0.00047984
ENS | Preferred Plan | C&I Curtailment | C&I Curtailment-Turnkey-Standard Lighting Control | Small Industrial | Retail Trade | Winter Evening | MW of Load | 1 | 2032 | 0.0052503
ENS | Preferred Plan | C&I Curtailment | C&I Curtailment-Turnkey-Standard Lighting Control | Small Industrial | Services | Winter Evening | MW of Load | 1 | 2032 | 0.0016587
ENS | Preferred Plan | C&I Curtailment | C&I Curtailment-Turnkey-Water Heating Control | Small Industrial | Miscellaneous | Winter Evening | MW of Load | 1 | 2032 | 0.0075033
ENS | Preferred Plan | C&I Curtailment | C&I Curtailment-Turnkey-Water Heating Control | Small Industrial | Offices | Winter Evening | MW of Load | 1 | 2032 | 3.8032e-05
ENS | Preferred Plan | C&I Curtailment | C&I Curtailment-Turnkey-Water Heating Control | Small Industrial | Retail Trade | Winter Evening | MW of Load | 1 | 2032 | 0.00072474
ENS | Preferred Plan | C&I Curtailment | C&I Curtailment-Turnkey-Water Heating Control | Small Industrial | Services | Winter Evening | MW of Load | 1 | 2032 | 0.00022896
ENS | Preferred Plan | C&I Curtailment | C&I Curtailment-Turnkey-Other | Small Industrial | Miscellaneous | Winter Evening | MW of Load | 1 | 2032 | 0.11507
ENS | Preferred Plan | C&I Curtailment | C&I Curtailment-Turnkey-Other | Small Industrial | Offices | Winter Evening | MW of Load | 1 | 2032 | 0.00071802
ENS | Preferred Plan | C&I Curtailment | C&I Curtailment-Turnkey-Other | Small Industrial | Retail Trade | Winter Evening | MW of Load | 1 | 2032 | 0.0079609
ENS | Preferred Plan | C&I Curtailment | C&I Curtailment-Turnkey-Other | Small Industrial | Services | Winter Evening | MW of Load | 1 | 2032 | 0.002515
ENS | Preferred Plan | C&I Curtailment | C&I Curtailment-Turnkey-Industrial | Small Industrial | Manufacturing | Winter Evening | MW of Load | 1 | 2032 | 0.027352
ENS | Preferred Plan | C&I Curtailment | C&I Curtailment-Turnkey-Manual HVAC Control | Medium Industrial | Miscellaneous | Winter Morning | MW of Load | 1 | 2032 | 4.0017
ENS | Preferred Plan | C&I Curtailment | C&I Curtailment-Turnkey-Manual HVAC Control | Medium Industrial | Offices | Winter Morning | MW of Load | 1 | 2032 | 0.064551
ENS | Preferred Plan | C&I Curtailment | C&I Curtailment-Turnkey-Manual HVAC Control | Medium Industrial | Retail Trade | Winter Morning | MW of Load | 1 | 2032 | 0.88425
ENS | Preferred Plan | C&I Curtailment | C&I Curtailment-Turnkey-Manual HVAC Control | Medium Industrial | Services | Winter Morning | MW of Load | 1 | 2032 | 0.040717
ENS | Preferred Plan | C&I Curtailment | C&I Curtailment-Turnkey-Auto-DR HVAC Control | Medium Industrial | Miscellaneous | Winter Morning | MW of Load | 1 | 2032 | 0.49601
ENS | Preferred Plan | C&I Curtailment | C&I Curtailment-Turnkey-Auto-DR HVAC Control | Medium Industrial | Offices | Winter Morning | MW of Load | 1 | 2032 | 0.0080012
ENS | Preferred Plan | C&I Curtailment | C&I Curtailment-Turnkey-Auto-DR HVAC Control | Medium Industrial | Retail Trade | Winter Morning | MW of Load | 1 | 2032 | 0.1096
ENS | Preferred Plan | C&I Curtailment | C&I Curtailment-Turnkey-Auto-DR HVAC Control | Medium Industrial | Services | Winter Morning | MW of Load | 1 | 2032 | 0.0050469
ENS | Preferred Plan | C&I Curtailment | C&I Curtailment-Turnkey-Standard Lighting Control | Medium Industrial | Miscellaneous | Winter Morning | MW of Load | 1 | 2032 | 1.2382
ENS | Preferred Plan | C&I Curtailment | C&I Curtailment-Turnkey-Standard Lighting Control | Medium Industrial | Offices | Winter Morning | MW of Load | 1 | 2032 | 0.0084152
ENS | Preferred Plan | C&I Curtailment | C&I Curtailment-Turnkey-Standard Lighting Control | Medium Industrial | Retail Trade | Winter Morning | MW of Load | 1 | 2032 | 0.38268
ENS | Preferred Plan | C&I Curtailment | C&I Curtailment-Turnkey-Standard Lighting Control | Medium Industrial | Services | Winter Morning | MW of Load | 1 | 2032 | 0.017621
ENS | Preferred Plan | C&I Curtailment | C&I Curtailment-Turnkey-Water Heating Control | Medium Industrial | Miscellaneous | Winter Morning | MW of Load | 1 | 2032 | 0.10454
ENS | Preferred Plan | C&I Curtailment | C&I Curtailment-Turnkey-Water Heating Control | Medium Industrial | Offices | Winter Morning | MW of Load | 1 | 2032 | 0.000667
ENS | Preferred Plan | C&I Curtailment | C&I Curtailment-Turnkey-Water Heating Control | Medium Industrial | Retail Trade | Winter Morning | MW of Load | 1 | 2032 | 0.052824
ENS | Preferred Plan | C&I Curtailment | C&I Curtailment-Turnkey-Water Heating Control | Medium Industrial | Services | Winter Morning | MW of Load | 1 | 2032 | 0.0024324
ENS | Preferred Plan | C&I Curtailment | C&I Curtailment-Turnkey-Other | Medium Industrial | Miscellaneous | Winter Morning | MW of Load | 1 | 2032 | 1.6031
ENS | Preferred Plan | C&I Curtailment | C&I Curtailment-Turnkey-Other | Medium Industrial | Offices | Winter Morning | MW of Load | 1 | 2032 | 0.012592
ENS | Preferred Plan | C&I Curtailment | C&I Curtailment-Turnkey-Other | Medium Industrial | Retail Trade | Winter Morning | MW of Load | 1 | 2032 | 0.58024
ENS | Preferred Plan | C&I Curtailment | C&I Curtailment-Turnkey-Other | Medium Industrial | Services | Winter Morning | MW of Load | 1 | 2032 | 0.026718
ENS | Preferred Plan | C&I Curtailment | C&I Curtailment-Turnkey-Manual HVAC Control | Medium Industrial | Miscellaneous | Winter Evening | MW of Load | 1 | 2032 | 3.871
ENS | Preferred Plan | C&I Curtailment | C&I Curtailment-Turnkey-Manual HVAC Control | Medium Industrial | Offices | Winter Evening | MW of Load | 1 | 2032 | 0.062443
ENS | Preferred Plan | C&I Curtailment | C&I Curtailment-Turnkey-Manual HVAC Control | Medium Industrial | Retail Trade | Winter Evening | MW of Load | 1 | 2032 | 0.85537
ENS | Preferred Plan | C&I Curtailment | C&I Curtailment-Turnkey-Manual HVAC Control | Medium Industrial | Services | Winter Evening | MW of Load | 1 | 2032 | 0.039387
ENS | Preferred Plan | C&I Curtailment | C&I Curtailment-Turnkey-Auto-DR HVAC Control | Medium Industrial | Miscellaneous | Winter Evening | MW of Load | 1 | 2032 | 0.47981
ENS | Preferred Plan | C&I Curtailment | C&I Curtailment-Turnkey-Auto-DR HVAC Control | Medium Industrial | Offices | Winter Evening | MW of Load | 1 | 2032 | 0.0077399
ENS | Preferred Plan | C&I Curtailment | C&I Curtailment-Turnkey-Auto-DR HVAC Control | Medium Industrial | Retail Trade | Winter Evening | MW of Load | 1 | 2032 | 0.10602
ENS | Preferred Plan | C&I Curtailment | C&I Curtailment-Turnkey-Auto-DR HVAC Control | Medium Industrial | Services | Winter Evening | MW of Load | 1 | 2032 | 0.0048821
ENS | Preferred Plan | C&I Curtailment | C&I Curtailment-Turnkey-Standard Lighting Control | Medium Industrial | Miscellaneous | Winter Evening | MW of Load | 1 | 2032 | 1.1977
ENS | Preferred Plan | C&I Curtailment | C&I Curtailment-Turnkey-Standard Lighting Control | Medium Industrial | Offices | Winter Evening | MW of Load | 1 | 2032 | 0.0081404
ENS | Preferred Plan | C&I Curtailment | C&I Curtailment-Turnkey-Standard Lighting Control | Medium Industrial | Retail Trade | Winter Evening | MW of Load | 1 | 2032 | 0.37018
ENS | Preferred Plan | C&I Curtailment | C&I Curtailment-Turnkey-Standard Lighting Control | Medium Industrial | Services | Winter Evening | MW of Load | 1 | 2032 | 0.017046
ENS | Preferred Plan | C&I Curtailment | C&I Curtailment-Turnkey-Water Heating Control | Medium Industrial | Miscellaneous | Winter Evening | MW of Load | 1 | 2032 | 0.10112
ENS | Preferred Plan | C&I Curtailment | C&I Curtailment-Turnkey-Water Heating Control | Medium Industrial | Offices | Winter Evening | MW of Load | 1 | 2032 | 0.00064521
ENS | Preferred Plan | C&I Curtailment | C&I Curtailment-Turnkey-Water Heating Control | Medium Industrial | Retail Trade | Winter Evening | MW of Load | 1 | 2032 | 0.051099
ENS | Preferred Plan | C&I Curtailment | C&I Curtailment-Turnkey-Water Heating Control | Medium Industrial | Services | Winter Evening | MW of Load | 1 | 2032 | 0.0023529
ENS | Preferred Plan | C&I Curtailment | C&I Curtailment-Turnkey-Other | Medium Industrial | Miscellaneous | Winter Evening | MW of Load | 1 | 2032 | 1.5508
ENS | Preferred Plan | C&I Curtailment | C&I Curtailment-Turnkey-Other | Medium Industrial | Offices | Winter Evening | MW of Load | 1 | 2032 | 0.012181
ENS | Preferred Plan | C&I Curtailment | C&I Curtailment-Turnkey-Other | Medium Industrial | Retail Trade | Winter Evening | MW of Load | 1 | 2032 | 0.5613
ENS | Preferred Plan | C&I Curtailment | C&I Curtailment-Turnkey-Other | Medium Industrial | Services | Winter Evening | MW of Load | 1 | 2032 | 0.025846
ENS | Preferred Plan | C&I Curtailment | C&I Curtailment-Turnkey-Manual HVAC Control | Large Industrial | Miscellaneous | Winter Morning | MW of Load | 1 | 2032 | 0.083314
ENS | Preferred Plan | C&I Curtailment | C&I Curtailment-Turnkey-Auto-DR HVAC Control | Large Industrial | Miscellaneous | Winter Morning | MW of Load | 1 | 2032 | 0.010327
ENS | Preferred Plan | C&I Curtailment | C&I Curtailment-Turnkey-Standard Lighting Control | Large Industrial | Miscellaneous | Winter Morning | MW of Load | 1 | 2032 | 0.036016
ENS | Preferred Plan | C&I Curtailment | C&I Curtailment-Turnkey-Water Heating Control | Large Industrial | Miscellaneous | Winter Morning | MW of Load | 1 | 2032 | 0.001829
ENS | Preferred Plan | C&I Curtailment | C&I Curtailment-Turnkey-Other | Large Industrial | Miscellaneous | Winter Morning | MW of Load | 1 | 2032 | 0.039092
ENS | Preferred Plan | C&I Curtailment | C&I Curtailment-Turnkey-Industrial | Large Industrial | Manufacturing | Winter Morning | MW of Load | 1 | 2032 | 0.0076296
ENS | Preferred Plan | C&I Curtailment | C&I Curtailment-Turnkey-Manual HVAC Control | Large Industrial | Miscellaneous | Winter Evening | MW of Load | 1 | 2032 | 0.082818
ENS | Preferred Plan | C&I Curtailment | C&I Curtailment-Turnkey-Auto-DR HVAC Control | Large Industrial | Miscellaneous | Winter Evening | MW of Load | 1 | 2032 | 0.010265
ENS | Preferred Plan | C&I Curtailment | C&I Curtailment-Turnkey-Standard Lighting Control | Large Industrial | Miscellaneous | Winter Evening | MW of Load | 1 | 2032 | 0.035801
ENS | Preferred Plan | C&I Curtailment | C&I Curtailment-Turnkey-Water Heating Control | Large Industrial | Miscellaneous | Winter Evening | MW of Load | 1 | 2032 | 0.0018181
ENS | Preferred Plan | C&I Curtailment | C&I Curtailment-Turnkey-Other | Large Industrial | Miscellaneous | Winter Evening | MW of Load | 1 | 2032 | 0.038859
ENS | Preferred Plan | C&I Curtailment | C&I Curtailment-Turnkey-Industrial | Large Industrial | Manufacturing | Winter Evening | MW of Load | 1 | 2032 | 0.0075841
ENS | Preferred Plan | C&I Loadshift to BUGs | C&I Loadshift to BUGs | Large General | Miscellaneous | Winter Morning | MW of Load | 1 | 2032 | 2.777
ENS | Preferred Plan | C&I Loadshift to BUGs | C&I Loadshift to BUGs | Large General | Miscellaneous | Winter Evening | MW of Load | 1 | 2032 | 2.3886
ENS | Preferred Plan | C&I Loadshift to BUGs | C&I Loadshift to BUGs | Small Industrial | Miscellaneous | Winter Morning | MW of Load | 1 | 2032 | 0.78271
ENS | Preferred Plan | C&I Loadshift to BUGs | C&I Loadshift to BUGs | Small Industrial | Miscellaneous | Winter Evening | MW of Load | 1 | 2032 | 1.0745
ENS | Preferred Plan | C&I Loadshift to BUGs | C&I Loadshift to BUGs | Medium Industrial | Manufacturing | Winter Morning | MW of Load | 1 | 2032 | 0.5429
ENS | Preferred Plan | C&I Loadshift to BUGs | C&I Loadshift to BUGs | Medium Industrial | Miscellaneous | Winter Morning | MW of Load | 1 | 2032 | 2.3562
ENS | Preferred Plan | C&I Loadshift to BUGs | C&I Loadshift to BUGs | Medium Industrial | Manufacturing | Winter Evening | MW of Load | 1 | 2032 | 0.52517
ENS | Preferred Plan | C&I Loadshift to BUGs | C&I Loadshift to BUGs | Medium Industrial | Miscellaneous | Winter Evening | MW of Load | 1 | 2032 | 2.2792
ENS | Preferred Plan | Dynamic Pricing | Dynamic Pricing with enabling tech. | Small General | Manufacturing | Winter Morning | MW of Load | 1 | 2032 | 0.0077957
ENS | Preferred Plan | Dynamic Pricing | Dynamic Pricing with enabling tech. | Small General | Manufacturing | Winter Evening | MW of Load | 1 | 2032 | 0.0090487
ENS | Preferred Plan | Dynamic Pricing | Dynamic Pricing with enabling tech. | Residential Charitable | Residential LI | Winter Morning | MW of Load | 1 | 2032 | 3.2862
ENS | Preferred Plan | Dynamic Pricing | Dynamic Pricing with enabling tech. | Residential Charitable | Residential Market Rate | Winter Morning | MW of Load | 1 | 2032 | 18.6616
ENS | Preferred Plan | Dynamic Pricing | Dynamic Pricing w/o enabling tech. | Residential Charitable | Residential LI | Winter Morning | MW of Load | 1 | 2032 | 1.7296
ENS | Preferred Plan | Dynamic Pricing | Dynamic Pricing w/o enabling tech. | Residential Charitable | Residential Market Rate | Winter Morning | MW of Load | 1 | 2032 | 9.8219
ENS | Preferred Plan | Dynamic Pricing | Dynamic Pricing with enabling tech. | Residential Charitable | Residential LI | Winter Evening | MW of Load | 1 | 2032 | 3.741
ENS | Preferred Plan | Dynamic Pricing | Dynamic Pricing with enabling tech. | Residential Charitable | Residential Market Rate | Winter Evening | MW of Load | 1 | 2032 | 21.2442
ENS | Preferred Plan | Dynamic Pricing | Dynamic Pricing w/o enabling tech. | Residential Charitable | Residential LI | Winter Evening | MW of Load | 1 | 2032 | 1.9689
ENS | Preferred Plan | Dynamic Pricing | Dynamic Pricing w/o enabling tech. | Residential Charitable | Residential Market Rate | Winter Evening | MW of Load | 1 | 2032 | 11.1812
ENS | Preferred Plan | Behavioral DR | Behavioral DR | Residential Charitable | Residential LI | Winter Morning | MW of Load | 1 | 2032 | 0.38389
ENS | Preferred Plan | Behavioral DR | Behavioral DR | Residential Charitable | Residential Market Rate | Winter Morning | MW of Load | 1 | 2032 | 2.1879
ENS | Preferred Plan | Behavioral DR | Behavioral DR | Residential Charitable | Residential LI | Winter Evening | MW of Load | 1 | 2032 | 0.43701
ENS | Preferred Plan | Behavioral DR | Behavioral DR | Residential Charitable | Residential Market Rate | Winter Evening | MW of Load | 1 | 2032 | 2.4907
ENS | Preferred Plan | Time-of-Use Rates (TOU) | Time-of-Use Rates (TOU) | Residential Charitable | Residential LI | Winter Morning | MW of Load | 0 | 2032 | 0.32331
ENS | Preferred Plan | Time-of-Use Rates (TOU) | Time-of-Use Rates (TOU) | Residential Charitable | Residential Market Rate | Winter Morning | MW of Load | 0 | 2032 | 1.8426
ENS | Preferred Plan | Time-of-Use Rates (TOU) | Time-of-Use Rates (TOU) | Residential Charitable | Residential LI | Winter Evening | MW of Load | 0 | 2032 | 0.36805
ENS | Preferred Plan | Time-of-Use Rates (TOU) | Time-of-Use Rates (TOU) | Residential Charitable | Residential Market Rate | Winter Evening | MW of Load | 0 | 2032 | 2.0976
ENS | Preferred Plan | DLC-Thermostat | DLC-Thermostat-BYOT-Central Heat Pump | Residential Charitable | Residential LI | Winter Morning | MW of Load | 0 | 2033 | 0.024456
ENS | Preferred Plan | DLC-Thermostat | DLC-Thermostat-BYOT-Central Heat Pump | Residential Charitable | Residential Market Rate | Winter Morning | MW of Load | 0 | 2033 | 0.14966
ENS | Preferred Plan | DLC-Thermostat | DLC-Thermostat-DI-Baseboard Heating | Residential Charitable | Residential LI | Winter Morning | MW of Load | 0 | 2033 | 0.1245
ENS | Preferred Plan | DLC-Thermostat | DLC-Thermostat-DI-Baseboard Heating | Residential Charitable | Residential Market Rate | Winter Morning | MW of Load | 0 | 2033 | 1.1851
ENS | Preferred Plan | DLC-Thermostat | DLC-Thermostat-BYOT-Baseboard Heating | Residential Charitable | Residential LI | Winter Morning | MW of Load | 0 | 2033 | 0.014557
ENS | Preferred Plan | DLC-Thermostat | DLC-Thermostat-BYOT-Baseboard Heating | Residential Charitable | Residential Market Rate | Winter Morning | MW of Load | 0 | 2033 | 0.13857
ENS | Preferred Plan | DLC-Thermostat | DLC-Thermostat-DI-MSHP | Residential Charitable | Residential LI | Winter Morning | MW of Load | 0 | 2033 | 0.072143
ENS | Preferred Plan | DLC-Thermostat | DLC-Thermostat-DI-MSHP | Residential Charitable | Residential Market Rate | Winter Morning | MW of Load | 0 | 2033 | 0.68673
ENS | Preferred Plan | DLC-Thermostat | DLC-Thermostat-BYOT-MSHP | Residential Charitable | Residential LI | Winter Morning | MW of Load | 0 | 2033 | 0.0065929
ENS | Preferred Plan | DLC-Thermostat | DLC-Thermostat-BYOT-MSHP | Residential Charitable | Residential Market Rate | Winter Morning | MW of Load | 0 | 2033 | 0.062758
ENS | Preferred Plan | DLC-Thermostat | DLC-Thermostat-BYOT-Central Heat Pump | Residential Charitable | Residential LI | Winter Evening | MW of Load | 0 | 2033 | 0.024456
ENS | Preferred Plan | DLC-Thermostat | DLC-Thermostat-BYOT-Central Heat Pump | Residential Charitable | Residential Market Rate | Winter Evening | MW of Load | 0 | 2033 | 0.14966
ENS | Preferred Plan | DLC-Thermostat | DLC-Thermostat-DI-Baseboard Heating | Residential Charitable | Residential LI | Winter Evening | MW of Load | 0 | 2033 | 0.1245
ENS | Preferred Plan | DLC-Thermostat | DLC-Thermostat-DI-Baseboard Heating | Residential Charitable | Residential Market Rate | Winter Evening | MW of Load | 0 | 2033 | 1.1851
ENS | Preferred Plan | DLC-Thermostat | DLC-Thermostat-BYOT-Baseboard Heating | Residential Charitable | Residential LI | Winter Evening | MW of Load | 0 | 2033 | 0.014557
ENS | Preferred Plan | DLC-Thermostat | DLC-Thermostat-BYOT-Baseboard Heating | Residential Charitable | Residential Market Rate | Winter Evening | MW of Load | 0 | 2033 | 0.13857
ENS | Preferred Plan | DLC-Thermostat | DLC-Thermostat-DI-MSHP | Residential Charitable | Residential LI | Winter Evening | MW of Load | 0 | 2033 | 0.072143
ENS | Preferred Plan | DLC-Thermostat | DLC-Thermostat-DI-MSHP | Residential Charitable | Residential Market Rate | Winter Evening | MW of Load | 0 | 2033 | 0.68673
ENS | Preferred Plan | DLC-Thermostat | DLC-Thermostat-BYOT-MSHP | Residential Charitable | Residential LI | Winter Evening | MW of Load | 0 | 2033 | 0.0065929
ENS | Preferred Plan | DLC-Thermostat | DLC-Thermostat-BYOT-MSHP | Residential Charitable | Residential Market Rate | Winter Evening | MW of Load | 0 | 2033 | 0.062758
ENS | Preferred Plan | DLC-Water Heating | DLC-Switch-Water Heating | Residential Charitable | Residential LI | Winter Morning | MW of Load | 0 | 2033 | 0.076855
ENS | Preferred Plan | DLC-Water Heating | DLC-Switch-Water Heating | Residential Charitable | Residential Market Rate | Winter Morning | MW of Load | 0 | 2033 | 0.8779
ENS | Preferred Plan | DLC-Water Heating | DLC-Switch-Water Heating | Residential Charitable | Residential LI | Winter Evening | MW of Load | 0 | 2033 | 0.064958
ENS | Preferred Plan | DLC-Water Heating | DLC-Switch-Water Heating | Residential Charitable | Residential Market Rate | Winter Evening | MW of Load | 0 | 2033 | 0.74201
ENS | Preferred Plan | C&I Curtailment | C&I Curtailment-Turnkey-Manual HVAC Control | General | Miscellaneous | Winter Morning | MW of Load | 1 | 2033 | 1.5573
ENS | Preferred Plan | C&I Curtailment | C&I Curtailment-Turnkey-Manual HVAC Control | General | Offices | Winter Morning | MW of Load | 1 | 2033 | 0.10702
ENS | Preferred Plan | C&I Curtailment | C&I Curtailment-Turnkey-Manual HVAC Control | General | Retail Trade | Winter Morning | MW of Load | 1 | 2033 | 0.35768
ENS | Preferred Plan | C&I Curtailment | C&I Curtailment-Turnkey-Manual HVAC Control | General | Services | Winter Morning | MW of Load | 1 | 2033 | 0.23126
ENS | Preferred Plan | C&I Curtailment | C&I Curtailment-Turnkey-Auto-DR HVAC Control | General | Miscellaneous | Winter Morning | MW of Load | 1 | 2033 | 0.24128
ENS | Preferred Plan | C&I Curtailment | C&I Curtailment-Turnkey-Auto-DR HVAC Control | General | Offices | Winter Morning | MW of Load | 1 | 2033 | 0.016581
ENS | Preferred Plan | C&I Curtailment | C&I Curtailment-Turnkey-Auto-DR HVAC Control | General | Retail Trade | Winter Morning | MW of Load | 1 | 2033 | 0.055418
ENS | Preferred Plan | C&I Curtailment | C&I Curtailment-Turnkey-Auto-DR HVAC Control | General | Services | Winter Morning | MW of Load | 1 | 2033 | 0.035831
ENS | Preferred Plan | C&I Curtailment | C&I Curtailment-Turnkey-Standard Lighting Control | General | Miscellaneous | Winter Morning | MW of Load | 1 | 2033 | 0.64824
ENS | Preferred Plan | C&I Curtailment | C&I Curtailment-Turnkey-Standard Lighting Control | General | Offices | Winter Morning | MW of Load | 1 | 2033 | 0.012726
ENS | Preferred Plan | C&I Curtailment | C&I Curtailment-Turnkey-Standard Lighting Control | General | Retail Trade | Winter Morning | MW of Load | 1 | 2033 | 0.1425
ENS | Preferred Plan | C&I Curtailment | C&I Curtailment-Turnkey-Standard Lighting Control | General | Services | Winter Morning | MW of Load | 1 | 2033 | 0.092255
ENS | Preferred Plan | C&I Curtailment | C&I Curtailment-Turnkey-Water Heating Control | General | Miscellaneous | Winter Morning | MW of Load | 1 | 2033 | 0.043464
ENS | Preferred Plan | C&I Curtailment | C&I Curtailment-Turnkey-Water Heating Control | General | Offices | Winter Morning | MW of Load | 1 | 2033 | 0.0011541
ENS | Preferred Plan | C&I Curtailment | C&I Curtailment-Turnkey-Water Heating Control | General | Retail Trade | Winter Morning | MW of Load | 1 | 2033 | 0.023438
ENS | Preferred Plan | C&I Curtailment | C&I Curtailment-Turnkey-Water Heating Control | General | Services | Winter Morning | MW of Load | 1 | 2033 | 0.015134
ENS | Preferred Plan | C&I Curtailment | C&I Curtailment-Turnkey-Other | General | Miscellaneous | Winter Morning | MW of Load | 1 | 2033 | 0.75911
ENS | Preferred Plan | C&I Curtailment | C&I Curtailment-Turnkey-Other | General | Offices | Winter Morning | MW of Load | 1 | 2033 | 0.020646
ENS | Preferred Plan | C&I Curtailment | C&I Curtailment-Turnkey-Other | General | Retail Trade | Winter Morning | MW of Load | 1 | 2033 | 0.24078
ENS | Preferred Plan | C&I Curtailment | C&I Curtailment-Turnkey-Other | General | Services | Winter Morning | MW of Load | 1 | 2033 | 0.15562
ENS | Preferred Plan | C&I Curtailment | C&I Curtailment-Turnkey-Manual HVAC Control | General | Miscellaneous | Winter Evening | MW of Load | 1 | 2033 | 1.8233
ENS | Preferred Plan | C&I Curtailment | C&I Curtailment-Turnkey-Manual HVAC Control | General | Offices | Winter Evening | MW of Load | 1 | 2033 | 0.1253
ENS | Preferred Plan | C&I Curtailment | C&I Curtailment-Turnkey-Manual HVAC Control | General | Retail Trade | Winter Evening | MW of Load | 1 | 2033 | 0.41878
ENS | Preferred Plan | C&I Curtailment | C&I Curtailment-Turnkey-Manual HVAC Control | General | Services | Winter Evening | MW of Load | 1 | 2033 | 0.27077
ENS | Preferred Plan | C&I Curtailment | C&I Curtailment-Turnkey-Auto-DR HVAC Control | General | Miscellaneous | Winter Evening | MW of Load | 1 | 2033 | 0.2825
ENS | Preferred Plan | C&I Curtailment | C&I Curtailment-Turnkey-Auto-DR HVAC Control | General | Offices | Winter Evening | MW of Load | 1 | 2033 | 0.019414
ENS | Preferred Plan | C&I Curtailment | C&I Curtailment-Turnkey-Auto-DR HVAC Control | General | Retail Trade | Winter Evening | MW of Load | 1 | 2033 | 0.064886
ENS | Preferred Plan | C&I Curtailment | C&I Curtailment-Turnkey-Auto-DR HVAC Control | General | Services | Winter Evening | MW of Load | 1 | 2033 | 0.041953
ENS | Preferred Plan | C&I Curtailment | C&I Curtailment-Turnkey-Standard Lighting Control | General | Miscellaneous | Winter Evening | MW of Load | 1 | 2033 | 0.75899
ENS | Preferred Plan | C&I Curtailment | C&I Curtailment-Turnkey-Standard Lighting Control | General | Offices | Winter Evening | MW of Load | 1 | 2033 | 0.0149
ENS | Preferred Plan | C&I Curtailment | C&I Curtailment-Turnkey-Standard Lighting Control | General | Retail Trade | Winter Evening | MW of Load | 1 | 2033 | 0.16684
ENS | Preferred Plan | C&I Curtailment | C&I Curtailment-Turnkey-Standard Lighting Control | General | Services | Winter Evening | MW of Load | 1 | 2033 | 0.10802
ENS | Preferred Plan | C&I Curtailment | C&I Curtailment-Turnkey-Water Heating Control | General | Miscellaneous | Winter Evening | MW of Load | 1 | 2033 | 0.050889
ENS | Preferred Plan | C&I Curtailment | C&I Curtailment-Turnkey-Water Heating Control | General | Offices | Winter Evening | MW of Load | 1 | 2033 | 0.0013512
ENS | Preferred Plan | C&I Curtailment | C&I Curtailment-Turnkey-Water Heating Control | General | Retail Trade | Winter Evening | MW of Load | 1 | 2033 | 0.027442
ENS | Preferred Plan | C&I Curtailment | C&I Curtailment-Turnkey-Water Heating Control | General | Services | Winter Evening | MW of Load | 1 | 2033 | 0.017719
ENS | Preferred Plan | C&I Curtailment | C&I Curtailment-Turnkey-Other | General | Miscellaneous | Winter Evening | MW of Load | 1 | 2033 | 0.88879
ENS | Preferred Plan | C&I Curtailment | C&I Curtailment-Turnkey-Other | General | Offices | Winter Evening | MW of Load | 1 | 2033 | 0.024173
ENS | Preferred Plan | C&I Curtailment | C&I Curtailment-Turnkey-Other | General | Retail Trade | Winter Evening | MW of Load | 1 | 2033 | 0.28192
ENS | Preferred Plan | C&I Curtailment | C&I Curtailment-Turnkey-Other | General | Services | Winter Evening | MW of Load | 1 | 2033 | 0.18221
ENS | Preferred Plan | C&I Curtailment | C&I Curtailment-Turnkey-Manual HVAC Control | Large General | Miscellaneous | Winter Morning | MW of Load | 1 | 2033 | 1.2429
ENS | Preferred Plan | C&I Curtailment | C&I Curtailment-Turnkey-Manual HVAC Control | Large General | Retail Trade | Winter Morning | MW of Load | 1 | 2033 | 0.051821
ENS | Preferred Plan | C&I Curtailment | C&I Curtailment-Turnkey-Manual HVAC Control | Large General | Services | Winter Morning | MW of Load | 1 | 2033 | 0.082985
ENS | Preferred Plan | C&I Curtailment | C&I Curtailment-Turnkey-Auto-DR HVAC Control | Large General | Miscellaneous | Winter Morning | MW of Load | 1 | 2033 | 0.19257
ENS | Preferred Plan | C&I Curtailment | C&I Curtailment-Turnkey-Auto-DR HVAC Control | Large General | Retail Trade | Winter Morning | MW of Load | 1 | 2033 | 0.008029
ENS | Preferred Plan | C&I Curtailment | C&I Curtailment-Turnkey-Auto-DR HVAC Control | Large General | Services | Winter Morning | MW of Load | 1 | 2033 | 0.012858
ENS | Preferred Plan | C&I Curtailment | C&I Curtailment-Turnkey-Standard Lighting Control | Large General | Miscellaneous | Winter Morning | MW of Load | 1 | 2033 | 0.53729
ENS | Preferred Plan | C&I Curtailment | C&I Curtailment-Turnkey-Standard Lighting Control | Large General | Retail Trade | Winter Morning | MW of Load | 1 | 2033 | 0.020511
ENS | Preferred Plan | C&I Curtailment | C&I Curtailment-Turnkey-Standard Lighting Control | Large General | Services | Winter Morning | MW of Load | 1 | 2033 | 0.032845
ENS | Preferred Plan | C&I Curtailment | C&I Curtailment-Turnkey-Water Heating Control | Large General | Miscellaneous | Winter Morning | MW of Load | 1 | 2033 | 0.027285
ENS | Preferred Plan | C&I Curtailment | C&I Curtailment-Turnkey-Water Heating Control | Large General | Retail Trade | Winter Morning | MW of Load | 1 | 2033 | 0.0034184
ENS | Preferred Plan | C&I Curtailment | C&I Curtailment-Turnkey-Water Heating Control | Large General | Services | Winter Morning | MW of Load | 1 | 2033 | 0.0054741
ENS | Preferred Plan | C&I Curtailment | C&I Curtailment-Turnkey-Other | Large General | Miscellaneous | Winter Morning | MW of Load | 1 | 2033 | 0.58318
ENS | Preferred Plan | C&I Curtailment | C&I Curtailment-Turnkey-Other | Large General | Retail Trade | Winter Morning | MW of Load | 1 | 2033 | 0.034951
ENS | Preferred Plan | C&I Curtailment | C&I Curtailment-Turnkey-Other | Large General | Services | Winter Morning | MW of Load | 1 | 2033 | 0.055971
ENS | Preferred Plan | C&I Curtailment | C&I Curtailment-Turnkey-Manual HVAC Control | Large General | Miscellaneous | Winter Evening | MW of Load | 1 | 2033 | 1.0691
ENS | Preferred Plan | C&I Curtailment | C&I Curtailment-Turnkey-Manual HVAC Control | Large General | Retail Trade | Winter Evening | MW of Load | 1 | 2033 | 0.044574
ENS | Preferred Plan | C&I Curtailment | C&I Curtailment-Turnkey-Manual HVAC Control | Large General | Services | Winter Evening | MW of Load | 1 | 2033 | 0.071381
ENS | Preferred Plan | C&I Curtailment | C&I Curtailment-Turnkey-Auto-DR HVAC Control | Large General | Miscellaneous | Winter Evening | MW of Load | 1 | 2033 | 0.16564
ENS | Preferred Plan | C&I Curtailment | C&I Curtailment-Turnkey-Auto-DR HVAC Control | Large General | Retail Trade | Winter Evening | MW of Load | 1 | 2033 | 0.0069062
ENS | Preferred Plan | C&I Curtailment | C&I Curtailment-Turnkey-Auto-DR HVAC Control | Large General | Services | Winter Evening | MW of Load | 1 | 2033 | 0.01106
ENS | Preferred Plan | C&I Curtailment | C&I Curtailment-Turnkey-Standard Lighting Control | Large General | Miscellaneous | Winter Evening | MW of Load | 1 | 2033 | 0.46216
ENS | Preferred Plan | C&I Curtailment | C&I Curtailment-Turnkey-Standard Lighting Control | Large General | Retail Trade | Winter Evening | MW of Load | 1 | 2033 | 0.017642
ENS | Preferred Plan | C&I Curtailment | C&I Curtailment-Turnkey-Standard Lighting Control | Large General | Services | Winter Evening | MW of Load | 1 | 2033 | 0.028252
ENS | Preferred Plan | C&I Curtailment | C&I Curtailment-Turnkey-Water Heating Control | Large General | Miscellaneous | Winter Evening | MW of Load | 1 | 2033 | 0.02347
ENS | Preferred Plan | C&I Curtailment | C&I Curtailment-Turnkey-Water Heating Control | Large General | Retail Trade | Winter Evening | MW of Load | 1 | 2033 | 0.0029403
ENS | Preferred Plan | C&I Curtailment | C&I Curtailment-Turnkey-Water Heating Control | Large General | Services | Winter Evening | MW of Load | 1 | 2033 | 0.0047086
ENS | Preferred Plan | C&I Curtailment | C&I Curtailment-Turnkey-Other | Large General | Miscellaneous | Winter Evening | MW of Load | 1 | 2033 | 0.50163
ENS | Preferred Plan | C&I Curtailment | C&I Curtailment-Turnkey-Other | Large General | Retail Trade | Winter Evening | MW of Load | 1 | 2033 | 0.030064
ENS | Preferred Plan | C&I Curtailment | C&I Curtailment-Turnkey-Other | Large General | Services | Winter Evening | MW of Load | 1 | 2033 | 0.048144
ENS | Preferred Plan | C&I Curtailment | C&I Curtailment-Turnkey-Manual HVAC Control | Small Industrial | Miscellaneous | Winter Morning | MW of Load | 1 | 2033 | 0.20923
ENS | Preferred Plan | C&I Curtailment | C&I Curtailment-Turnkey-Manual HVAC Control | Small Industrial | Offices | Winter Morning | MW of Load | 1 | 2033 | 0.0026813
ENS | Preferred Plan | C&I Curtailment | C&I Curtailment-Turnkey-Manual HVAC Control | Small Industrial | Retail Trade | Winter Morning | MW of Load | 1 | 2033 | 0.0088375
ENS | Preferred Plan | C&I Curtailment | C&I Curtailment-Turnkey-Manual HVAC Control | Small Industrial | Services | Winter Morning | MW of Load | 1 | 2033 | 0.002792
ENS | Preferred Plan | C&I Curtailment | C&I Curtailment-Turnkey-Auto-DR HVAC Control | Small Industrial | Miscellaneous | Winter Morning | MW of Load | 1 | 2033 | 0.032418
ENS | Preferred Plan | C&I Curtailment | C&I Curtailment-Turnkey-Auto-DR HVAC Control | Small Industrial | Offices | Winter Morning | MW of Load | 1 | 2033 | 0.00041543
ENS | Preferred Plan | C&I Curtailment | C&I Curtailment-Turnkey-Auto-DR HVAC Control | Small Industrial | Retail Trade | Winter Morning | MW of Load | 1 | 2033 | 0.0013693
ENS | Preferred Plan | C&I Curtailment | C&I Curtailment-Turnkey-Auto-DR HVAC Control | Small Industrial | Services | Winter Morning | MW of Load | 1 | 2033 | 0.00043259
ENS | Preferred Plan | C&I Curtailment | C&I Curtailment-Turnkey-Standard Lighting Control | Small Industrial | Miscellaneous | Winter Morning | MW of Load | 1 | 2033 | 0.06474
ENS | Preferred Plan | C&I Curtailment | C&I Curtailment-Turnkey-Standard Lighting Control | Small Industrial | Offices | Winter Morning | MW of Load | 1 | 2033 | 0.00034954
ENS | Preferred Plan | C&I Curtailment | C&I Curtailment-Turnkey-Standard Lighting Control | Small Industrial | Retail Trade | Winter Morning | MW of Load | 1 | 2033 | 0.0038247
ENS | Preferred Plan | C&I Curtailment | C&I Curtailment-Turnkey-Standard Lighting Control | Small Industrial | Services | Winter Morning | MW of Load | 1 | 2033 | 0.0012083
ENS | Preferred Plan | C&I Curtailment | C&I Curtailment-Turnkey-Water Heating Control | Small Industrial | Miscellaneous | Winter Morning | MW of Load | 1 | 2033 | 0.0054659
ENS | Preferred Plan | C&I Curtailment | C&I Curtailment-Turnkey-Water Heating Control | Small Industrial | Offices | Winter Morning | MW of Load | 1 | 2033 | 2.7705e-05
ENS | Preferred Plan | C&I Curtailment | C&I Curtailment-Turnkey-Water Heating Control | Small Industrial | Retail Trade | Winter Morning | MW of Load | 1 | 2033 | 0.00052794
ENS | Preferred Plan | C&I Curtailment | C&I Curtailment-Turnkey-Water Heating Control | Small Industrial | Services | Winter Morning | MW of Load | 1 | 2033 | 0.00016679
ENS | Preferred Plan | C&I Curtailment | C&I Curtailment-Turnkey-Other | Small Industrial | Miscellaneous | Winter Morning | MW of Load | 1 | 2033 | 0.083822
ENS | Preferred Plan | C&I Curtailment | C&I Curtailment-Turnkey-Other | Small Industrial | Offices | Winter Morning | MW of Load | 1 | 2033 | 0.00052305
ENS | Preferred Plan | C&I Curtailment | C&I Curtailment-Turnkey-Other | Small Industrial | Retail Trade | Winter Morning | MW of Load | 1 | 2033 | 0.0057992
ENS | Preferred Plan | C&I Curtailment | C&I Curtailment-Turnkey-Other | Small Industrial | Services | Winter Morning | MW of Load | 1 | 2033 | 0.0018321
ENS | Preferred Plan | C&I Curtailment | C&I Curtailment-Turnkey-Industrial | Small Industrial | Manufacturing | Winter Morning | MW of Load | 1 | 2033 | 0.019925
ENS | Preferred Plan | C&I Curtailment | C&I Curtailment-Turnkey-Manual HVAC Control | Small Industrial | Miscellaneous | Winter Evening | MW of Load | 1 | 2033 | 0.28723
ENS | Preferred Plan | C&I Curtailment | C&I Curtailment-Turnkey-Manual HVAC Control | Small Industrial | Offices | Winter Evening | MW of Load | 1 | 2033 | 0.0036807
ENS | Preferred Plan | C&I Curtailment | C&I Curtailment-Turnkey-Manual HVAC Control | Small Industrial | Retail Trade | Winter Evening | MW of Load | 1 | 2033 | 0.012132
ENS | Preferred Plan | C&I Curtailment | C&I Curtailment-Turnkey-Manual HVAC Control | Small Industrial | Services | Winter Evening | MW of Load | 1 | 2033 | 0.0038327
ENS | Preferred Plan | C&I Curtailment | C&I Curtailment-Turnkey-Auto-DR HVAC Control | Small Industrial | Miscellaneous | Winter Evening | MW of Load | 1 | 2033 | 0.044502
ENS | Preferred Plan | C&I Curtailment | C&I Curtailment-Turnkey-Auto-DR HVAC Control | Small Industrial | Offices | Winter Evening | MW of Load | 1 | 2033 | 0.00057029
ENS | Preferred Plan | C&I Curtailment | C&I Curtailment-Turnkey-Auto-DR HVAC Control | Small Industrial | Retail Trade | Winter Evening | MW of Load | 1 | 2033 | 0.0018797
ENS | Preferred Plan | C&I Curtailment | C&I Curtailment-Turnkey-Auto-DR HVAC Control | Small Industrial | Services | Winter Evening | MW of Load | 1 | 2033 | 0.00059384
ENS | Preferred Plan | C&I Curtailment | C&I Curtailment-Turnkey-Standard Lighting Control | Small Industrial | Miscellaneous | Winter Evening | MW of Load | 1 | 2033 | 0.088872
ENS | Preferred Plan | C&I Curtailment | C&I Curtailment-Turnkey-Standard Lighting Control | Small Industrial | Offices | Winter Evening | MW of Load | 1 | 2033 | 0.00047984
ENS | Preferred Plan | C&I Curtailment | C&I Curtailment-Turnkey-Standard Lighting Control | Small Industrial | Retail Trade | Winter Evening | MW of Load | 1 | 2033 | 0.0052503
ENS | Preferred Plan | C&I Curtailment | C&I Curtailment-Turnkey-Standard Lighting Control | Small Industrial | Services | Winter Evening | MW of Load | 1 | 2033 | 0.0016587
ENS | Preferred Plan | C&I Curtailment | C&I Curtailment-Turnkey-Water Heating Control | Small Industrial | Miscellaneous | Winter Evening | MW of Load | 1 | 2033 | 0.0075033
ENS | Preferred Plan | C&I Curtailment | C&I Curtailment-Turnkey-Water Heating Control | Small Industrial | Offices | Winter Evening | MW of Load | 1 | 2033 | 3.8032e-05
ENS | Preferred Plan | C&I Curtailment | C&I Curtailment-Turnkey-Water Heating Control | Small Industrial | Retail Trade | Winter Evening | MW of Load | 1 | 2033 | 0.00072474
ENS | Preferred Plan | C&I Curtailment | C&I Curtailment-Turnkey-Water Heating Control | Small Industrial | Services | Winter Evening | MW of Load | 1 | 2033 | 0.00022896
ENS | Preferred Plan | C&I Curtailment | C&I Curtailment-Turnkey-Other | Small Industrial | Miscellaneous | Winter Evening | MW of Load | 1 | 2033 | 0.11507
ENS | Preferred Plan | C&I Curtailment | C&I Curtailment-Turnkey-Other | Small Industrial | Offices | Winter Evening | MW of Load | 1 | 2033 | 0.00071802
ENS | Preferred Plan | C&I Curtailment | C&I Curtailment-Turnkey-Other | Small Industrial | Retail Trade | Winter Evening | MW of Load | 1 | 2033 | 0.0079609
ENS | Preferred Plan | C&I Curtailment | C&I Curtailment-Turnkey-Other | Small Industrial | Services | Winter Evening | MW of Load | 1 | 2033 | 0.002515
ENS | Preferred Plan | C&I Curtailment | C&I Curtailment-Turnkey-Industrial | Small Industrial | Manufacturing | Winter Evening | MW of Load | 1 | 2033 | 0.027352
ENS | Preferred Plan | C&I Curtailment | C&I Curtailment-Turnkey-Manual HVAC Control | Medium Industrial | Miscellaneous | Winter Morning | MW of Load | 1 | 2033 | 4.0017
ENS | Preferred Plan | C&I Curtailment | C&I Curtailment-Turnkey-Manual HVAC Control | Medium Industrial | Offices | Winter Morning | MW of Load | 1 | 2033 | 0.064551
ENS | Preferred Plan | C&I Curtailment | C&I Curtailment-Turnkey-Manual HVAC Control | Medium Industrial | Retail Trade | Winter Morning | MW of Load | 1 | 2033 | 0.88425
ENS | Preferred Plan | C&I Curtailment | C&I Curtailment-Turnkey-Manual HVAC Control | Medium Industrial | Services | Winter Morning | MW of Load | 1 | 2033 | 0.040717
ENS | Preferred Plan | C&I Curtailment | C&I Curtailment-Turnkey-Auto-DR HVAC Control | Medium Industrial | Miscellaneous | Winter Morning | MW of Load | 1 | 2033 | 0.62001
ENS | Preferred Plan | C&I Curtailment | C&I Curtailment-Turnkey-Auto-DR HVAC Control | Medium Industrial | Offices | Winter Morning | MW of Load | 1 | 2033 | 0.010001
ENS | Preferred Plan | C&I Curtailment | C&I Curtailment-Turnkey-Auto-DR HVAC Control | Medium Industrial | Retail Trade | Winter Morning | MW of Load | 1 | 2033 | 0.137
ENS | Preferred Plan | C&I Curtailment | C&I Curtailment-Turnkey-Auto-DR HVAC Control | Medium Industrial | Services | Winter Morning | MW of Load | 1 | 2033 | 0.0063086
ENS | Preferred Plan | C&I Curtailment | C&I Curtailment-Turnkey-Standard Lighting Control | Medium Industrial | Miscellaneous | Winter Morning | MW of Load | 1 | 2033 | 1.2382
ENS | Preferred Plan | C&I Curtailment | C&I Curtailment-Turnkey-Standard Lighting Control | Medium Industrial | Offices | Winter Morning | MW of Load | 1 | 2033 | 0.0084152
ENS | Preferred Plan | C&I Curtailment | C&I Curtailment-Turnkey-Standard Lighting Control | Medium Industrial | Retail Trade | Winter Morning | MW of Load | 1 | 2033 | 0.38268
ENS | Preferred Plan | C&I Curtailment | C&I Curtailment-Turnkey-Standard Lighting Control | Medium Industrial | Services | Winter Morning | MW of Load | 1 | 2033 | 0.017621
ENS | Preferred Plan | C&I Curtailment | C&I Curtailment-Turnkey-Water Heating Control | Medium Industrial | Miscellaneous | Winter Morning | MW of Load | 1 | 2033 | 0.10454
ENS | Preferred Plan | C&I Curtailment | C&I Curtailment-Turnkey-Water Heating Control | Medium Industrial | Offices | Winter Morning | MW of Load | 1 | 2033 | 0.000667
ENS | Preferred Plan | C&I Curtailment | C&I Curtailment-Turnkey-Water Heating Control | Medium Industrial | Retail Trade | Winter Morning | MW of Load | 1 | 2033 | 0.052824
ENS | Preferred Plan | C&I Curtailment | C&I Curtailment-Turnkey-Water Heating Control | Medium Industrial | Services | Winter Morning | MW of Load | 1 | 2033 | 0.0024324
ENS | Preferred Plan | C&I Curtailment | C&I Curtailment-Turnkey-Other | Medium Industrial | Miscellaneous | Winter Morning | MW of Load | 1 | 2033 | 1.6031
ENS | Preferred Plan | C&I Curtailment | C&I Curtailment-Turnkey-Other | Medium Industrial | Offices | Winter Morning | MW of Load | 1 | 2033 | 0.012592
ENS | Preferred Plan | C&I Curtailment | C&I Curtailment-Turnkey-Other | Medium Industrial | Retail Trade | Winter Morning | MW of Load | 1 | 2033 | 0.58024
ENS | Preferred Plan | C&I Curtailment | C&I Curtailment-Turnkey-Other | Medium Industrial | Services | Winter Morning | MW of Load | 1 | 2033 | 0.026718
ENS | Preferred Plan | C&I Curtailment | C&I Curtailment-Turnkey-Manual HVAC Control | Medium Industrial | Miscellaneous | Winter Evening | MW of Load | 1 | 2033 | 3.871
ENS | Preferred Plan | C&I Curtailment | C&I Curtailment-Turnkey-Manual HVAC Control | Medium Industrial | Offices | Winter Evening | MW of Load | 1 | 2033 | 0.062443
ENS | Preferred Plan | C&I Curtailment | C&I Curtailment-Turnkey-Manual HVAC Control | Medium Industrial | Retail Trade | Winter Evening | MW of Load | 1 | 2033 | 0.85537
ENS | Preferred Plan | C&I Curtailment | C&I Curtailment-Turnkey-Manual HVAC Control | Medium Industrial | Services | Winter Evening | MW of Load | 1 | 2033 | 0.039387
ENS | Preferred Plan | C&I Curtailment | C&I Curtailment-Turnkey-Auto-DR HVAC Control | Medium Industrial | Miscellaneous | Winter Evening | MW of Load | 1 | 2033 | 0.59976
ENS | Preferred Plan | C&I Curtailment | C&I Curtailment-Turnkey-Auto-DR HVAC Control | Medium Industrial | Offices | Winter Evening | MW of Load | 1 | 2033 | 0.0096748
ENS | Preferred Plan | C&I Curtailment | C&I Curtailment-Turnkey-Auto-DR HVAC Control | Medium Industrial | Retail Trade | Winter Evening | MW of Load | 1 | 2033 | 0.13253
ENS | Preferred Plan | C&I Curtailment | C&I Curtailment-Turnkey-Auto-DR HVAC Control | Medium Industrial | Services | Winter Evening | MW of Load | 1 | 2033 | 0.0061026
ENS | Preferred Plan | C&I Curtailment | C&I Curtailment-Turnkey-Standard Lighting Control | Medium Industrial | Miscellaneous | Winter Evening | MW of Load | 1 | 2033 | 1.1977
ENS | Preferred Plan | C&I Curtailment | C&I Curtailment-Turnkey-Standard Lighting Control | Medium Industrial | Offices | Winter Evening | MW of Load | 1 | 2033 | 0.0081404
ENS | Preferred Plan | C&I Curtailment | C&I Curtailment-Turnkey-Standard Lighting Control | Medium Industrial | Retail Trade | Winter Evening | MW of Load | 1 | 2033 | 0.37018
ENS | Preferred Plan | C&I Curtailment | C&I Curtailment-Turnkey-Standard Lighting Control | Medium Industrial | Services | Winter Evening | MW of Load | 1 | 2033 | 0.017046
ENS | Preferred Plan | C&I Curtailment | C&I Curtailment-Turnkey-Water Heating Control | Medium Industrial | Miscellaneous | Winter Evening | MW of Load | 1 | 2033 | 0.10112
ENS | Preferred Plan | C&I Curtailment | C&I Curtailment-Turnkey-Water Heating Control | Medium Industrial | Offices | Winter Evening | MW of Load | 1 | 2033 | 0.00064521
ENS | Preferred Plan | C&I Curtailment | C&I Curtailment-Turnkey-Water Heating Control | Medium Industrial | Retail Trade | Winter Evening | MW of Load | 1 | 2033 | 0.051099
ENS | Preferred Plan | C&I Curtailment | C&I Curtailment-Turnkey-Water Heating Control | Medium Industrial | Services | Winter Evening | MW of Load | 1 | 2033 | 0.0023529
ENS | Preferred Plan | C&I Curtailment | C&I Curtailment-Turnkey-Other | Medium Industrial | Miscellaneous | Winter Evening | MW of Load | 1 | 2033 | 1.5508
ENS | Preferred Plan | C&I Curtailment | C&I Curtailment-Turnkey-Other | Medium Industrial | Offices | Winter Evening | MW of Load | 1 | 2033 | 0.012181
ENS | Preferred Plan | C&I Curtailment | C&I Curtailment-Turnkey-Other | Medium Industrial | Retail Trade | Winter Evening | MW of Load | 1 | 2033 | 0.5613
ENS | Preferred Plan | C&I Curtailment | C&I Curtailment-Turnkey-Other | Medium Industrial | Services | Winter Evening | MW of Load | 1 | 2033 | 0.025846
ENS | Preferred Plan | C&I Curtailment | C&I Curtailment-Turnkey-Manual HVAC Control | Large Industrial | Miscellaneous | Winter Morning | MW of Load | 1 | 2033 | 0.083314
ENS | Preferred Plan | C&I Curtailment | C&I Curtailment-Turnkey-Auto-DR HVAC Control | Large Industrial | Miscellaneous | Winter Morning | MW of Load | 1 | 2033 | 0.012909
ENS | Preferred Plan | C&I Curtailment | C&I Curtailment-Turnkey-Standard Lighting Control | Large Industrial | Miscellaneous | Winter Morning | MW of Load | 1 | 2033 | 0.036016
ENS | Preferred Plan | C&I Curtailment | C&I Curtailment-Turnkey-Water Heating Control | Large Industrial | Miscellaneous | Winter Morning | MW of Load | 1 | 2033 | 0.001829
ENS | Preferred Plan | C&I Curtailment | C&I Curtailment-Turnkey-Other | Large Industrial | Miscellaneous | Winter Morning | MW of Load | 1 | 2033 | 0.039092
ENS | Preferred Plan | C&I Curtailment | C&I Curtailment-Turnkey-Industrial | Large Industrial | Manufacturing | Winter Morning | MW of Load | 1 | 2033 | 0.0076296
ENS | Preferred Plan | C&I Curtailment | C&I Curtailment-Turnkey-Manual HVAC Control | Large Industrial | Miscellaneous | Winter Evening | MW of Load | 1 | 2033 | 0.082818
ENS | Preferred Plan | C&I Curtailment | C&I Curtailment-Turnkey-Auto-DR HVAC Control | Large Industrial | Miscellaneous | Winter Evening | MW of Load | 1 | 2033 | 0.012832
ENS | Preferred Plan | C&I Curtailment | C&I Curtailment-Turnkey-Standard Lighting Control | Large Industrial | Miscellaneous | Winter Evening | MW of Load | 1 | 2033 | 0.035801
ENS | Preferred Plan | C&I Curtailment | C&I Curtailment-Turnkey-Water Heating Control | Large Industrial | Miscellaneous | Winter Evening | MW of Load | 1 | 2033 | 0.0018181
ENS | Preferred Plan | C&I Curtailment | C&I Curtailment-Turnkey-Other | Large Industrial | Miscellaneous | Winter Evening | MW of Load | 1 | 2033 | 0.038859
ENS | Preferred Plan | C&I Curtailment | C&I Curtailment-Turnkey-Industrial | Large Industrial | Manufacturing | Winter Evening | MW of Load | 1 | 2033 | 0.0075841
ENS | Preferred Plan | C&I Loadshift to BUGs | C&I Loadshift to BUGs | Large General | Miscellaneous | Winter Morning | MW of Load | 1 | 2033 | 2.777
ENS | Preferred Plan | C&I Loadshift to BUGs | C&I Loadshift to BUGs | Large General | Miscellaneous | Winter Evening | MW of Load | 1 | 2033 | 2.3886
ENS | Preferred Plan | C&I Loadshift to BUGs | C&I Loadshift to BUGs | Small Industrial | Miscellaneous | Winter Morning | MW of Load | 1 | 2033 | 0.78271
ENS | Preferred Plan | C&I Loadshift to BUGs | C&I Loadshift to BUGs | Small Industrial | Miscellaneous | Winter Evening | MW of Load | 1 | 2033 | 1.0745
ENS | Preferred Plan | C&I Loadshift to BUGs | C&I Loadshift to BUGs | Medium Industrial | Manufacturing | Winter Morning | MW of Load | 1 | 2033 | 0.5429
ENS | Preferred Plan | C&I Loadshift to BUGs | C&I Loadshift to BUGs | Medium Industrial | Miscellaneous | Winter Morning | MW of Load | 1 | 2033 | 2.3562
ENS | Preferred Plan | C&I Loadshift to BUGs | C&I Loadshift to BUGs | Medium Industrial | Manufacturing | Winter Evening | MW of Load | 1 | 2033 | 0.52517
ENS | Preferred Plan | C&I Loadshift to BUGs | C&I Loadshift to BUGs | Medium Industrial | Miscellaneous | Winter Evening | MW of Load | 1 | 2033 | 2.2792
ENS | Preferred Plan | Dynamic Pricing | Dynamic Pricing with enabling tech. | Small General | Manufacturing | Winter Morning | MW of Load | 1 | 2033 | 0.0077957
ENS | Preferred Plan | Dynamic Pricing | Dynamic Pricing with enabling tech. | Small General | Manufacturing | Winter Evening | MW of Load | 1 | 2033 | 0.0090487
ENS | Preferred Plan | Dynamic Pricing | Dynamic Pricing with enabling tech. | Residential Charitable | Residential LI | Winter Morning | MW of Load | 1 | 2033 | 3.2863
ENS | Preferred Plan | Dynamic Pricing | Dynamic Pricing with enabling tech. | Residential Charitable | Residential Market Rate | Winter Morning | MW of Load | 1 | 2033 | 18.6632
ENS | Preferred Plan | Dynamic Pricing | Dynamic Pricing w/o enabling tech. | Residential Charitable | Residential LI | Winter Morning | MW of Load | 1 | 2033 | 1.7297
ENS | Preferred Plan | Dynamic Pricing | Dynamic Pricing w/o enabling tech. | Residential Charitable | Residential Market Rate | Winter Morning | MW of Load | 1 | 2033 | 9.8227
ENS | Preferred Plan | Dynamic Pricing | Dynamic Pricing with enabling tech. | Residential Charitable | Residential LI | Winter Evening | MW of Load | 1 | 2033 | 3.7411
ENS | Preferred Plan | Dynamic Pricing | Dynamic Pricing with enabling tech. | Residential Charitable | Residential Market Rate | Winter Evening | MW of Load | 1 | 2033 | 21.246
ENS | Preferred Plan | Dynamic Pricing | Dynamic Pricing w/o enabling tech. | Residential Charitable | Residential LI | Winter Evening | MW of Load | 1 | 2033 | 1.969
ENS | Preferred Plan | Dynamic Pricing | Dynamic Pricing w/o enabling tech. | Residential Charitable | Residential Market Rate | Winter Evening | MW of Load | 1 | 2033 | 11.1821
ENS | Preferred Plan | Behavioral DR | Behavioral DR | Residential Charitable | Residential LI | Winter Morning | MW of Load | 1 | 2033 | 0.38389
ENS | Preferred Plan | Behavioral DR | Behavioral DR | Residential Charitable | Residential Market Rate | Winter Morning | MW of Load | 1 | 2033 | 2.188
ENS | Preferred Plan | Behavioral DR | Behavioral DR | Residential Charitable | Residential LI | Winter Evening | MW of Load | 1 | 2033 | 0.43702
ENS | Preferred Plan | Behavioral DR | Behavioral DR | Residential Charitable | Residential Market Rate | Winter Evening | MW of Load | 1 | 2033 | 2.4908
ENS | Preferred Plan | Time-of-Use Rates (TOU) | Time-of-Use Rates (TOU) | Residential Charitable | Residential LI | Winter Morning | MW of Load | 0 | 2033 | 0.32331
ENS | Preferred Plan | Time-of-Use Rates (TOU) | Time-of-Use Rates (TOU) | Residential Charitable | Residential Market Rate | Winter Morning | MW of Load | 0 | 2033 | 1.8427
ENS | Preferred Plan | Time-of-Use Rates (TOU) | Time-of-Use Rates (TOU) | Residential Charitable | Residential LI | Winter Evening | MW of Load | 0 | 2033 | 0.36805
ENS | Preferred Plan | Time-of-Use Rates (TOU) | Time-of-Use Rates (TOU) | Residential Charitable | Residential Market Rate | Winter Evening | MW of Load | 0 | 2033 | 2.0977
ENS | Alternate Scenario | DLC-Thermostat | DLC-Thermostat-BYOT-Central Heat Pump | Residential Charitable | Residential LI | Winter Morning | % of Load | 0 | 2025 | 1.0247e-05
ENS | Alternate Scenario | DLC-Thermostat | DLC-Thermostat-BYOT-Central Heat Pump | Residential Charitable | Residential Market Rate | Winter Morning | % of Load | 0 | 2025 | 8.1227e-05
ENS | Alternate Scenario | DLC-Thermostat | DLC-Thermostat-DI-Baseboard Heating | Residential Charitable | Residential LI | Winter Morning | % of Load | 0 | 2025 | 6.0681e-05
ENS | Alternate Scenario | DLC-Thermostat | DLC-Thermostat-DI-Baseboard Heating | Residential Charitable | Residential Market Rate | Winter Morning | % of Load | 0 | 2025 | 0.0006363
ENS | Alternate Scenario | DLC-Thermostat | DLC-Thermostat-BYOT-Baseboard Heating | Residential Charitable | Residential LI | Winter Morning | % of Load | 0 | 2025 | 4.1934e-06
ENS | Alternate Scenario | DLC-Thermostat | DLC-Thermostat-BYOT-Baseboard Heating | Residential Charitable | Residential Market Rate | Winter Morning | % of Load | 0 | 2025 | 4.3972e-05
ENS | Alternate Scenario | DLC-Thermostat | DLC-Thermostat-DI-MSHP | Residential Charitable | Residential LI | Winter Morning | % of Load | 0 | 2025 | 2.0638e-05
ENS | Alternate Scenario | DLC-Thermostat | DLC-Thermostat-DI-MSHP | Residential Charitable | Residential Market Rate | Winter Morning | % of Load | 0 | 2025 | 0.00025448
ENS | Alternate Scenario | DLC-Thermostat | DLC-Thermostat-BYOT-MSHP | Residential Charitable | Residential LI | Winter Morning | % of Load | 0 | 2025 | 3.644e-06
ENS | Alternate Scenario | DLC-Thermostat | DLC-Thermostat-BYOT-MSHP | Residential Charitable | Residential Market Rate | Winter Morning | % of Load | 0 | 2025 | 4.4934e-05
ENS | Alternate Scenario | DLC-Thermostat | DLC-Thermostat-BYOT-Central Heat Pump | Residential Charitable | Residential LI | Winter Evening | % of Load | 0 | 2025 | 9.1013e-06
ENS | Alternate Scenario | DLC-Thermostat | DLC-Thermostat-BYOT-Central Heat Pump | Residential Charitable | Residential Market Rate | Winter Evening | % of Load | 0 | 2025 | 7.2147e-05
ENS | Alternate Scenario | DLC-Thermostat | DLC-Thermostat-DI-Baseboard Heating | Residential Charitable | Residential LI | Winter Evening | % of Load | 0 | 2025 | 5.3898e-05
ENS | Alternate Scenario | DLC-Thermostat | DLC-Thermostat-DI-Baseboard Heating | Residential Charitable | Residential Market Rate | Winter Evening | % of Load | 0 | 2025 | 0.00056517
ENS | Alternate Scenario | DLC-Thermostat | DLC-Thermostat-BYOT-Baseboard Heating | Residential Charitable | Residential LI | Winter Evening | % of Load | 0 | 2025 | 3.7247e-06
ENS | Alternate Scenario | DLC-Thermostat | DLC-Thermostat-BYOT-Baseboard Heating | Residential Charitable | Residential Market Rate | Winter Evening | % of Load | 0 | 2025 | 3.9057e-05
ENS | Alternate Scenario | DLC-Thermostat | DLC-Thermostat-DI-MSHP | Residential Charitable | Residential LI | Winter Evening | % of Load | 0 | 2025 | 1.8331e-05
ENS | Alternate Scenario | DLC-Thermostat | DLC-Thermostat-DI-MSHP | Residential Charitable | Residential Market Rate | Winter Evening | % of Load | 0 | 2025 | 0.00022603
ENS | Alternate Scenario | DLC-Thermostat | DLC-Thermostat-BYOT-MSHP | Residential Charitable | Residential LI | Winter Evening | % of Load | 0 | 2025 | 3.2366e-06
ENS | Alternate Scenario | DLC-Thermostat | DLC-Thermostat-BYOT-MSHP | Residential Charitable | Residential Market Rate | Winter Evening | % of Load | 0 | 2025 | 3.9911e-05
ENS | Alternate Scenario | DLC-Water Heating | DLC-Switch-Water Heating | Residential Charitable | Residential LI | Winter Morning | % of Load | 0 | 2025 | 1.7998e-05
ENS | Alternate Scenario | DLC-Water Heating | DLC-Switch-Water Heating | Residential Charitable | Residential Market Rate | Winter Morning | % of Load | 0 | 2025 | 0.00020818
ENS | Alternate Scenario | DLC-Water Heating | DLC-Switch-Water Heating | Residential Charitable | Residential LI | Winter Evening | % of Load | 0 | 2025 | 1.3511e-05
ENS | Alternate Scenario | DLC-Water Heating | DLC-Switch-Water Heating | Residential Charitable | Residential Market Rate | Winter Evening | % of Load | 0 | 2025 | 0.00015629
ENS | Alternate Scenario | C&I Curtailment | C&I Curtailment-Turnkey-Manual HVAC Control | General | Miscellaneous | Winter Morning | % of Load | 1 | 2025 | 0.00055835
ENS | Alternate Scenario | C&I Curtailment | C&I Curtailment-Turnkey-Manual HVAC Control | General | Offices | Winter Morning | % of Load | 1 | 2025 | 3.6656e-05
ENS | Alternate Scenario | C&I Curtailment | C&I Curtailment-Turnkey-Manual HVAC Control | General | Retail Trade | Winter Morning | % of Load | 1 | 2025 | 0.00013163
ENS | Alternate Scenario | C&I Curtailment | C&I Curtailment-Turnkey-Manual HVAC Control | General | Services | Winter Morning | % of Load | 1 | 2025 | 8.5089e-05
ENS | Alternate Scenario | C&I Curtailment | C&I Curtailment-Turnkey-Auto-DR HVAC Control | General | Miscellaneous | Winter Morning | % of Load | 1 | 2025 | 1.4064e-05
ENS | Alternate Scenario | C&I Curtailment | C&I Curtailment-Turnkey-Auto-DR HVAC Control | General | Offices | Winter Morning | % of Load | 1 | 2025 | 9.233e-07
ENS | Alternate Scenario | C&I Curtailment | C&I Curtailment-Turnkey-Auto-DR HVAC Control | General | Retail Trade | Winter Morning | % of Load | 1 | 2025 | 3.3154e-06
ENS | Alternate Scenario | C&I Curtailment | C&I Curtailment-Turnkey-Auto-DR HVAC Control | General | Services | Winter Morning | % of Load | 1 | 2025 | 2.1432e-06
ENS | Alternate Scenario | C&I Curtailment | C&I Curtailment-Turnkey-Standard Lighting Control | General | Miscellaneous | Winter Morning | % of Load | 1 | 2025 | 0.00023673
ENS | Alternate Scenario | C&I Curtailment | C&I Curtailment-Turnkey-Standard Lighting Control | General | Offices | Winter Morning | % of Load | 1 | 2025 | 5.0384e-06
ENS | Alternate Scenario | C&I Curtailment | C&I Curtailment-Turnkey-Standard Lighting Control | General | Retail Trade | Winter Morning | % of Load | 1 | 2025 | 5.5098e-05
ENS | Alternate Scenario | C&I Curtailment | C&I Curtailment-Turnkey-Standard Lighting Control | General | Services | Winter Morning | % of Load | 1 | 2025 | 3.5641e-05
ENS | Alternate Scenario | C&I Curtailment | C&I Curtailment-Turnkey-Water Heating Control | General | Miscellaneous | Winter Morning | % of Load | 1 | 2025 | 1.3659e-05
ENS | Alternate Scenario | C&I Curtailment | C&I Curtailment-Turnkey-Water Heating Control | General | Offices | Winter Morning | % of Load | 1 | 2025 | 3.6836e-07
ENS | Alternate Scenario | C&I Curtailment | C&I Curtailment-Turnkey-Water Heating Control | General | Retail Trade | Winter Morning | % of Load | 1 | 2025 | 7.2187e-06
ENS | Alternate Scenario | C&I Curtailment | C&I Curtailment-Turnkey-Water Heating Control | General | Services | Winter Morning | % of Load | 1 | 2025 | 4.6641e-06
ENS | Alternate Scenario | C&I Curtailment | C&I Curtailment-Turnkey-Other | General | Miscellaneous | Winter Morning | % of Load | 1 | 2025 | 0.00024633
ENS | Alternate Scenario | C&I Curtailment | C&I Curtailment-Turnkey-Other | General | Offices | Winter Morning | % of Load | 1 | 2025 | 6.79e-06
ENS | Alternate Scenario | C&I Curtailment | C&I Curtailment-Turnkey-Other | General | Retail Trade | Winter Morning | % of Load | 1 | 2025 | 7.7674e-05
ENS | Alternate Scenario | C&I Curtailment | C&I Curtailment-Turnkey-Other | General | Services | Winter Morning | % of Load | 1 | 2025 | 5.0208e-05
ENS | Alternate Scenario | C&I Curtailment | C&I Curtailment-Turnkey-Manual HVAC Control | General | Miscellaneous | Winter Evening | % of Load | 1 | 2025 | 0.00057919
ENS | Alternate Scenario | C&I Curtailment | C&I Curtailment-Turnkey-Manual HVAC Control | General | Offices | Winter Evening | % of Load | 1 | 2025 | 3.8024e-05
ENS | Alternate Scenario | C&I Curtailment | C&I Curtailment-Turnkey-Manual HVAC Control | General | Retail Trade | Winter Evening | % of Load | 1 | 2025 | 0.00013654
ENS | Alternate Scenario | C&I Curtailment | C&I Curtailment-Turnkey-Manual HVAC Control | General | Services | Winter Evening | % of Load | 1 | 2025 | 8.8265e-05
ENS | Alternate Scenario | C&I Curtailment | C&I Curtailment-Turnkey-Auto-DR HVAC Control | General | Miscellaneous | Winter Evening | % of Load | 1 | 2025 | 1.4589e-05
ENS | Alternate Scenario | C&I Curtailment | C&I Curtailment-Turnkey-Auto-DR HVAC Control | General | Offices | Winter Evening | % of Load | 1 | 2025 | 9.5776e-07
ENS | Alternate Scenario | C&I Curtailment | C&I Curtailment-Turnkey-Auto-DR HVAC Control | General | Retail Trade | Winter Evening | % of Load | 1 | 2025 | 3.4391e-06
ENS | Alternate Scenario | C&I Curtailment | C&I Curtailment-Turnkey-Auto-DR HVAC Control | General | Services | Winter Evening | % of Load | 1 | 2025 | 2.2232e-06
ENS | Alternate Scenario | C&I Curtailment | C&I Curtailment-Turnkey-Standard Lighting Control | General | Miscellaneous | Winter Evening | % of Load | 1 | 2025 | 0.00024556
ENS | Alternate Scenario | C&I Curtailment | C&I Curtailment-Turnkey-Standard Lighting Control | General | Offices | Winter Evening | % of Load | 1 | 2025 | 5.2264e-06
ENS | Alternate Scenario | C&I Curtailment | C&I Curtailment-Turnkey-Standard Lighting Control | General | Retail Trade | Winter Evening | % of Load | 1 | 2025 | 5.7155e-05
ENS | Alternate Scenario | C&I Curtailment | C&I Curtailment-Turnkey-Standard Lighting Control | General | Services | Winter Evening | % of Load | 1 | 2025 | 3.6971e-05
ENS | Alternate Scenario | C&I Curtailment | C&I Curtailment-Turnkey-Water Heating Control | General | Miscellaneous | Winter Evening | % of Load | 1 | 2025 | 1.4168e-05
ENS | Alternate Scenario | C&I Curtailment | C&I Curtailment-Turnkey-Water Heating Control | General | Offices | Winter Evening | % of Load | 1 | 2025 | 3.8211e-07
ENS | Alternate Scenario | C&I Curtailment | C&I Curtailment-Turnkey-Water Heating Control | General | Retail Trade | Winter Evening | % of Load | 1 | 2025 | 7.4881e-06
ENS | Alternate Scenario | C&I Curtailment | C&I Curtailment-Turnkey-Water Heating Control | General | Services | Winter Evening | % of Load | 1 | 2025 | 4.8382e-06
ENS | Alternate Scenario | C&I Curtailment | C&I Curtailment-Turnkey-Other | General | Miscellaneous | Winter Evening | % of Load | 1 | 2025 | 0.00025552
ENS | Alternate Scenario | C&I Curtailment | C&I Curtailment-Turnkey-Other | General | Offices | Winter Evening | % of Load | 1 | 2025 | 7.0434e-06
ENS | Alternate Scenario | C&I Curtailment | C&I Curtailment-Turnkey-Other | General | Retail Trade | Winter Evening | % of Load | 1 | 2025 | 8.0573e-05
ENS | Alternate Scenario | C&I Curtailment | C&I Curtailment-Turnkey-Other | General | Services | Winter Evening | % of Load | 1 | 2025 | 5.2082e-05
ENS | Alternate Scenario | C&I Curtailment | C&I Curtailment-Turnkey-Manual HVAC Control | Large General | Miscellaneous | Winter Morning | % of Load | 1 | 2025 | 0.00044901
ENS | Alternate Scenario | C&I Curtailment | C&I Curtailment-Turnkey-Manual HVAC Control | Large General | Retail Trade | Winter Morning | % of Load | 1 | 2025 | 1.9406e-05
ENS | Alternate Scenario | C&I Curtailment | C&I Curtailment-Turnkey-Manual HVAC Control | Large General | Services | Winter Morning | % of Load | 1 | 2025 | 3.1076e-05
ENS | Alternate Scenario | C&I Curtailment | C&I Curtailment-Turnkey-Auto-DR HVAC Control | Large General | Miscellaneous | Winter Morning | % of Load | 1 | 2025 | 1.131e-05
ENS | Alternate Scenario | C&I Curtailment | C&I Curtailment-Turnkey-Auto-DR HVAC Control | Large General | Retail Trade | Winter Morning | % of Load | 1 | 2025 | 4.8879e-07
ENS | Alternate Scenario | C&I Curtailment | C&I Curtailment-Turnkey-Auto-DR HVAC Control | Large General | Services | Winter Morning | % of Load | 1 | 2025 | 7.8274e-07
ENS | Alternate Scenario | C&I Curtailment | C&I Curtailment-Turnkey-Standard Lighting Control | Large General | Miscellaneous | Winter Morning | % of Load | 1 | 2025 | 0.00019779
ENS | Alternate Scenario | C&I Curtailment | C&I Curtailment-Turnkey-Standard Lighting Control | Large General | Retail Trade | Winter Morning | % of Load | 1 | 2025 | 8.097e-06
ENS | Alternate Scenario | C&I Curtailment | C&I Curtailment-Turnkey-Standard Lighting Control | Large General | Services | Winter Morning | % of Load | 1 | 2025 | 1.2966e-05
ENS | Alternate Scenario | C&I Curtailment | C&I Curtailment-Turnkey-Water Heating Control | Large General | Miscellaneous | Winter Morning | % of Load | 1 | 2025 | 8.9239e-06
ENS | Alternate Scenario | C&I Curtailment | C&I Curtailment-Turnkey-Water Heating Control | Large General | Retail Trade | Winter Morning | % of Load | 1 | 2025 | 1.067e-06
ENS | Alternate Scenario | C&I Curtailment | C&I Curtailment-Turnkey-Water Heating Control | Large General | Services | Winter Morning | % of Load | 1 | 2025 | 1.7087e-06
ENS | Alternate Scenario | C&I Curtailment | C&I Curtailment-Turnkey-Other | Large General | Miscellaneous | Winter Morning | % of Load | 1 | 2025 | 0.00019302
ENS | Alternate Scenario | C&I Curtailment | C&I Curtailment-Turnkey-Other | Large General | Retail Trade | Winter Morning | % of Load | 1 | 2025 | 1.1456e-05
ENS | Alternate Scenario | C&I Curtailment | C&I Curtailment-Turnkey-Other | Large General | Services | Winter Morning | % of Load | 1 | 2025 | 1.8345e-05
ENS | Alternate Scenario | C&I Curtailment | C&I Curtailment-Turnkey-Manual HVAC Control | Large General | Miscellaneous | Winter Evening | % of Load | 1 | 2025 | 0.00034218
ENS | Alternate Scenario | C&I Curtailment | C&I Curtailment-Turnkey-Manual HVAC Control | Large General | Retail Trade | Winter Evening | % of Load | 1 | 2025 | 1.4788e-05
ENS | Alternate Scenario | C&I Curtailment | C&I Curtailment-Turnkey-Manual HVAC Control | Large General | Services | Winter Evening | % of Load | 1 | 2025 | 2.3682e-05
ENS | Alternate Scenario | C&I Curtailment | C&I Curtailment-Turnkey-Auto-DR HVAC Control | Large General | Miscellaneous | Winter Evening | % of Load | 1 | 2025 | 8.6188e-06
ENS | Alternate Scenario | C&I Curtailment | C&I Curtailment-Turnkey-Auto-DR HVAC Control | Large General | Retail Trade | Winter Evening | % of Load | 1 | 2025 | 3.7249e-07
ENS | Alternate Scenario | C&I Curtailment | C&I Curtailment-Turnkey-Auto-DR HVAC Control | Large General | Services | Winter Evening | % of Load | 1 | 2025 | 5.9651e-07
ENS | Alternate Scenario | C&I Curtailment | C&I Curtailment-Turnkey-Standard Lighting Control | Large General | Miscellaneous | Winter Evening | % of Load | 1 | 2025 | 0.00015073
ENS | Alternate Scenario | C&I Curtailment | C&I Curtailment-Turnkey-Standard Lighting Control | Large General | Retail Trade | Winter Evening | % of Load | 1 | 2025 | 6.1705e-06
ENS | Alternate Scenario | C&I Curtailment | C&I Curtailment-Turnkey-Standard Lighting Control | Large General | Services | Winter Evening | % of Load | 1 | 2025 | 9.8813e-06
ENS | Alternate Scenario | C&I Curtailment | C&I Curtailment-Turnkey-Water Heating Control | Large General | Miscellaneous | Winter Evening | % of Load | 1 | 2025 | 6.8007e-06
ENS | Alternate Scenario | C&I Curtailment | C&I Curtailment-Turnkey-Water Heating Control | Large General | Retail Trade | Winter Evening | % of Load | 1 | 2025 | 8.1315e-07
ENS | Alternate Scenario | C&I Curtailment | C&I Curtailment-Turnkey-Water Heating Control | Large General | Services | Winter Evening | % of Load | 1 | 2025 | 1.3022e-06
ENS | Alternate Scenario | C&I Curtailment | C&I Curtailment-Turnkey-Other | Large General | Miscellaneous | Winter Evening | % of Load | 1 | 2025 | 0.0001471
ENS | Alternate Scenario | C&I Curtailment | C&I Curtailment-Turnkey-Other | Large General | Retail Trade | Winter Evening | % of Load | 1 | 2025 | 8.7301e-06
ENS | Alternate Scenario | C&I Curtailment | C&I Curtailment-Turnkey-Other | Large General | Services | Winter Evening | % of Load | 1 | 2025 | 1.398e-05
ENS | Alternate Scenario | C&I Curtailment | C&I Curtailment-Turnkey-Manual HVAC Control | Small Industrial | Miscellaneous | Winter Morning | % of Load | 1 | 2025 | 7.4961e-05
ENS | Alternate Scenario | C&I Curtailment | C&I Curtailment-Turnkey-Manual HVAC Control | Small Industrial | Offices | Winter Morning | % of Load | 1 | 2025 | 9.3478e-07
ENS | Alternate Scenario | C&I Curtailment | C&I Curtailment-Turnkey-Manual HVAC Control | Small Industrial | Retail Trade | Winter Morning | % of Load | 1 | 2025 | 3.2507e-06
ENS | Alternate Scenario | C&I Curtailment | C&I Curtailment-Turnkey-Manual HVAC Control | Small Industrial | Services | Winter Morning | % of Load | 1 | 2025 | 1.027e-06
ENS | Alternate Scenario | C&I Curtailment | C&I Curtailment-Turnkey-Auto-DR HVAC Control | Small Industrial | Miscellaneous | Winter Morning | % of Load | 1 | 2025 | 1.8881e-06
ENS | Alternate Scenario | C&I Curtailment | C&I Curtailment-Turnkey-Auto-DR HVAC Control | Small Industrial | Offices | Winter Morning | % of Load | 1 | 2025 | 2.3545e-08
ENS | Alternate Scenario | C&I Curtailment | C&I Curtailment-Turnkey-Auto-DR HVAC Control | Small Industrial | Retail Trade | Winter Morning | % of Load | 1 | 2025 | 8.188e-08
ENS | Alternate Scenario | C&I Curtailment | C&I Curtailment-Turnkey-Auto-DR HVAC Control | Small Industrial | Services | Winter Morning | % of Load | 1 | 2025 | 2.5868e-08
ENS | Alternate Scenario | C&I Curtailment | C&I Curtailment-Turnkey-Standard Lighting Control | Small Industrial | Miscellaneous | Winter Morning | % of Load | 1 | 2025 | 2.4172e-05
ENS | Alternate Scenario | C&I Curtailment | C&I Curtailment-Turnkey-Standard Lighting Control | Small Industrial | Offices | Winter Morning | % of Load | 1 | 2025 | 1.3383e-07
ENS | Alternate Scenario | C&I Curtailment | C&I Curtailment-Turnkey-Standard Lighting Control | Small Industrial | Retail Trade | Winter Morning | % of Load | 1 | 2025 | 1.4173e-06
ENS | Alternate Scenario | C&I Curtailment | C&I Curtailment-Turnkey-Standard Lighting Control | Small Industrial | Services | Winter Morning | % of Load | 1 | 2025 | 4.4776e-07
ENS | Alternate Scenario | C&I Curtailment | C&I Curtailment-Turnkey-Water Heating Control | Small Industrial | Miscellaneous | Winter Morning | % of Load | 1 | 2025 | 1.7608e-06
ENS | Alternate Scenario | C&I Curtailment | C&I Curtailment-Turnkey-Water Heating Control | Small Industrial | Offices | Winter Morning | % of Load | 1 | 2025 | 9.2241e-09
ENS | Alternate Scenario | C&I Curtailment | C&I Curtailment-Turnkey-Water Heating Control | Small Industrial | Retail Trade | Winter Morning | % of Load | 1 | 2025 | 1.7228e-07
ENS | Alternate Scenario | C&I Curtailment | C&I Curtailment-Turnkey-Water Heating Control | Small Industrial | Services | Winter Morning | % of Load | 1 | 2025 | 5.4429e-08
ENS | Alternate Scenario | C&I Curtailment | C&I Curtailment-Turnkey-Other | Small Industrial | Miscellaneous | Winter Morning | % of Load | 1 | 2025 | 2.7565e-05
ENS | Alternate Scenario | C&I Curtailment | C&I Curtailment-Turnkey-Other | Small Industrial | Offices | Winter Morning | % of Load | 1 | 2025 | 1.7389e-07
ENS | Alternate Scenario | C&I Curtailment | C&I Curtailment-Turnkey-Other | Small Industrial | Retail Trade | Winter Morning | % of Load | 1 | 2025 | 1.9089e-06
ENS | Alternate Scenario | C&I Curtailment | C&I Curtailment-Turnkey-Other | Small Industrial | Services | Winter Morning | % of Load | 1 | 2025 | 6.0307e-07
ENS | Alternate Scenario | C&I Curtailment | C&I Curtailment-Turnkey-Industrial | Small Industrial | Manufacturing | Winter Morning | % of Load | 1 | 2025 | 6.7448e-06
ENS | Alternate Scenario | C&I Curtailment | C&I Curtailment-Turnkey-Manual HVAC Control | Small Industrial | Miscellaneous | Winter Evening | % of Load | 1 | 2025 | 9.1168e-05
ENS | Alternate Scenario | C&I Curtailment | C&I Curtailment-Turnkey-Manual HVAC Control | Small Industrial | Offices | Winter Evening | % of Load | 1 | 2025 | 1.1369e-06
ENS | Alternate Scenario | C&I Curtailment | C&I Curtailment-Turnkey-Manual HVAC Control | Small Industrial | Retail Trade | Winter Evening | % of Load | 1 | 2025 | 3.9536e-06
ENS | Alternate Scenario | C&I Curtailment | C&I Curtailment-Turnkey-Manual HVAC Control | Small Industrial | Services | Winter Evening | % of Load | 1 | 2025 | 1.249e-06
ENS | Alternate Scenario | C&I Curtailment | C&I Curtailment-Turnkey-Auto-DR HVAC Control | Small Industrial | Miscellaneous | Winter Evening | % of Load | 1 | 2025 | 2.2964e-06
ENS | Alternate Scenario | C&I Curtailment | C&I Curtailment-Turnkey-Auto-DR HVAC Control | Small Industrial | Offices | Winter Evening | % of Load | 1 | 2025 | 2.8636e-08
ENS | Alternate Scenario | C&I Curtailment | C&I Curtailment-Turnkey-Auto-DR HVAC Control | Small Industrial | Retail Trade | Winter Evening | % of Load | 1 | 2025 | 9.9584e-08
ENS | Alternate Scenario | C&I Curtailment | C&I Curtailment-Turnkey-Auto-DR HVAC Control | Small Industrial | Services | Winter Evening | % of Load | 1 | 2025 | 3.1461e-08
ENS | Alternate Scenario | C&I Curtailment | C&I Curtailment-Turnkey-Standard Lighting Control | Small Industrial | Miscellaneous | Winter Evening | % of Load | 1 | 2025 | 2.9399e-05
ENS | Alternate Scenario | C&I Curtailment | C&I Curtailment-Turnkey-Standard Lighting Control | Small Industrial | Offices | Winter Evening | % of Load | 1 | 2025 | 1.6276e-07
ENS | Alternate Scenario | C&I Curtailment | C&I Curtailment-Turnkey-Standard Lighting Control | Small Industrial | Retail Trade | Winter Evening | % of Load | 1 | 2025 | 1.7237e-06
ENS | Alternate Scenario | C&I Curtailment | C&I Curtailment-Turnkey-Standard Lighting Control | Small Industrial | Services | Winter Evening | % of Load | 1 | 2025 | 5.4458e-07
ENS | Alternate Scenario | C&I Curtailment | C&I Curtailment-Turnkey-Water Heating Control | Small Industrial | Miscellaneous | Winter Evening | % of Load | 1 | 2025 | 2.1415e-06
ENS | Alternate Scenario | C&I Curtailment | C&I Curtailment-Turnkey-Water Heating Control | Small Industrial | Offices | Winter Evening | % of Load | 1 | 2025 | 1.1219e-08
ENS | Alternate Scenario | C&I Curtailment | C&I Curtailment-Turnkey-Water Heating Control | Small Industrial | Retail Trade | Winter Evening | % of Load | 1 | 2025 | 2.0953e-07
ENS | Alternate Scenario | C&I Curtailment | C&I Curtailment-Turnkey-Water Heating Control | Small Industrial | Services | Winter Evening | % of Load | 1 | 2025 | 6.6197e-08
ENS | Alternate Scenario | C&I Curtailment | C&I Curtailment-Turnkey-Other | Small Industrial | Miscellaneous | Winter Evening | % of Load | 1 | 2025 | 3.3524e-05
ENS | Alternate Scenario | C&I Curtailment | C&I Curtailment-Turnkey-Other | Small Industrial | Offices | Winter Evening | % of Load | 1 | 2025 | 2.1149e-07
ENS | Alternate Scenario | C&I Curtailment | C&I Curtailment-Turnkey-Other | Small Industrial | Retail Trade | Winter Evening | % of Load | 1 | 2025 | 2.3216e-06
ENS | Alternate Scenario | C&I Curtailment | C&I Curtailment-Turnkey-Other | Small Industrial | Services | Winter Evening | % of Load | 1 | 2025 | 7.3347e-07
ENS | Alternate Scenario | C&I Curtailment | C&I Curtailment-Turnkey-Industrial | Small Industrial | Manufacturing | Winter Evening | % of Load | 1 | 2025 | 8.2032e-06
ENS | Alternate Scenario | C&I Curtailment | C&I Curtailment-Turnkey-Manual HVAC Control | Medium Industrial | Miscellaneous | Winter Morning | % of Load | 1 | 2025 | 0.0014348
ENS | Alternate Scenario | C&I Curtailment | C&I Curtailment-Turnkey-Manual HVAC Control | Medium Industrial | Offices | Winter Morning | % of Load | 1 | 2025 | 2.2523e-05
ENS | Alternate Scenario | C&I Curtailment | C&I Curtailment-Turnkey-Manual HVAC Control | Medium Industrial | Retail Trade | Winter Morning | % of Load | 1 | 2025 | 0.00032552
ENS | Alternate Scenario | C&I Curtailment | C&I Curtailment-Turnkey-Manual HVAC Control | Medium Industrial | Services | Winter Morning | % of Load | 1 | 2025 | 1.4989e-05
ENS | Alternate Scenario | C&I Curtailment | C&I Curtailment-Turnkey-Auto-DR HVAC Control | Medium Industrial | Miscellaneous | Winter Morning | % of Load | 1 | 2025 | 3.614e-05
ENS | Alternate Scenario | C&I Curtailment | C&I Curtailment-Turnkey-Auto-DR HVAC Control | Medium Industrial | Offices | Winter Morning | % of Load | 1 | 2025 | 5.6731e-07
ENS | Alternate Scenario | C&I Curtailment | C&I Curtailment-Turnkey-Auto-DR HVAC Control | Medium Industrial | Retail Trade | Winter Morning | % of Load | 1 | 2025 | 8.1991e-06
ENS | Alternate Scenario | C&I Curtailment | C&I Curtailment-Turnkey-Auto-DR HVAC Control | Medium Industrial | Services | Winter Morning | % of Load | 1 | 2025 | 3.7755e-07
ENS | Alternate Scenario | C&I Curtailment | C&I Curtailment-Turnkey-Standard Lighting Control | Medium Industrial | Miscellaneous | Winter Morning | % of Load | 1 | 2025 | 0.00046267
ENS | Alternate Scenario | C&I Curtailment | C&I Curtailment-Turnkey-Standard Lighting Control | Medium Industrial | Offices | Winter Morning | % of Load | 1 | 2025 | 3.2244e-06
ENS | Alternate Scenario | C&I Curtailment | C&I Curtailment-Turnkey-Standard Lighting Control | Medium Industrial | Retail Trade | Winter Morning | % of Load | 1 | 2025 | 0.00014192
ENS | Alternate Scenario | C&I Curtailment | C&I Curtailment-Turnkey-Standard Lighting Control | Medium Industrial | Services | Winter Morning | % of Load | 1 | 2025 | 6.5352e-06
ENS | Alternate Scenario | C&I Curtailment | C&I Curtailment-Turnkey-Water Heating Control | Medium Industrial | Miscellaneous | Winter Morning | % of Load | 1 | 2025 | 3.3702e-05
ENS | Alternate Scenario | C&I Curtailment | C&I Curtailment-Turnkey-Water Heating Control | Medium Industrial | Offices | Winter Morning | % of Load | 1 | 2025 | 2.2225e-07
ENS | Alternate Scenario | C&I Curtailment | C&I Curtailment-Turnkey-Water Heating Control | Medium Industrial | Retail Trade | Winter Morning | % of Load | 1 | 2025 | 1.7252e-05
ENS | Alternate Scenario | C&I Curtailment | C&I Curtailment-Turnkey-Water Heating Control | Medium Industrial | Services | Winter Morning | % of Load | 1 | 2025 | 7.9439e-07
ENS | Alternate Scenario | C&I Curtailment | C&I Curtailment-Turnkey-Other | Medium Industrial | Miscellaneous | Winter Morning | % of Load | 1 | 2025 | 0.0005276
ENS | Alternate Scenario | C&I Curtailment | C&I Curtailment-Turnkey-Other | Medium Industrial | Offices | Winter Morning | % of Load | 1 | 2025 | 4.1898e-06
ENS | Alternate Scenario | C&I Curtailment | C&I Curtailment-Turnkey-Other | Medium Industrial | Retail Trade | Winter Morning | % of Load | 1 | 2025 | 0.00019115
ENS | Alternate Scenario | C&I Curtailment | C&I Curtailment-Turnkey-Other | Medium Industrial | Services | Winter Morning | % of Load | 1 | 2025 | 8.8019e-06
ENS | Alternate Scenario | C&I Curtailment | C&I Curtailment-Turnkey-Manual HVAC Control | Medium Industrial | Miscellaneous | Winter Evening | % of Load | 1 | 2025 | 0.0012297
ENS | Alternate Scenario | C&I Curtailment | C&I Curtailment-Turnkey-Manual HVAC Control | Medium Industrial | Offices | Winter Evening | % of Load | 1 | 2025 | 1.9303e-05
ENS | Alternate Scenario | C&I Curtailment | C&I Curtailment-Turnkey-Manual HVAC Control | Medium Industrial | Retail Trade | Winter Evening | % of Load | 1 | 2025 | 0.00027898
ENS | Alternate Scenario | C&I Curtailment | C&I Curtailment-Turnkey-Manual HVAC Control | Medium Industrial | Services | Winter Evening | % of Load | 1 | 2025 | 1.2846e-05
ENS | Alternate Scenario | C&I Curtailment | C&I Curtailment-Turnkey-Auto-DR HVAC Control | Medium Industrial | Miscellaneous | Winter Evening | % of Load | 1 | 2025 | 3.0973e-05
ENS | Alternate Scenario | C&I Curtailment | C&I Curtailment-Turnkey-Auto-DR HVAC Control | Medium Industrial | Offices | Winter Evening | % of Load | 1 | 2025 | 4.862e-07
ENS | Alternate Scenario | C&I Curtailment | C&I Curtailment-Turnkey-Auto-DR HVAC Control | Medium Industrial | Retail Trade | Winter Evening | % of Load | 1 | 2025 | 7.0269e-06
ENS | Alternate Scenario | C&I Curtailment | C&I Curtailment-Turnkey-Auto-DR HVAC Control | Medium Industrial | Services | Winter Evening | % of Load | 1 | 2025 | 3.2357e-07
ENS | Alternate Scenario | C&I Curtailment | C&I Curtailment-Turnkey-Standard Lighting Control | Medium Industrial | Miscellaneous | Winter Evening | % of Load | 1 | 2025 | 0.00039652
ENS | Alternate Scenario | C&I Curtailment | C&I Curtailment-Turnkey-Standard Lighting Control | Medium Industrial | Offices | Winter Evening | % of Load | 1 | 2025 | 2.7634e-06
ENS | Alternate Scenario | C&I Curtailment | C&I Curtailment-Turnkey-Standard Lighting Control | Medium Industrial | Retail Trade | Winter Evening | % of Load | 1 | 2025 | 0.00012163
ENS | Alternate Scenario | C&I Curtailment | C&I Curtailment-Turnkey-Standard Lighting Control | Medium Industrial | Services | Winter Evening | % of Load | 1 | 2025 | 5.6008e-06
ENS | Alternate Scenario | C&I Curtailment | C&I Curtailment-Turnkey-Water Heating Control | Medium Industrial | Miscellaneous | Winter Evening | % of Load | 1 | 2025 | 2.8884e-05
ENS | Alternate Scenario | C&I Curtailment | C&I Curtailment-Turnkey-Water Heating Control | Medium Industrial | Offices | Winter Evening | % of Load | 1 | 2025 | 1.9047e-07
ENS | Alternate Scenario | C&I Curtailment | C&I Curtailment-Turnkey-Water Heating Control | Medium Industrial | Retail Trade | Winter Evening | % of Load | 1 | 2025 | 1.4785e-05
ENS | Alternate Scenario | C&I Curtailment | C&I Curtailment-Turnkey-Water Heating Control | Medium Industrial | Services | Winter Evening | % of Load | 1 | 2025 | 6.8082e-07
ENS | Alternate Scenario | C&I Curtailment | C&I Curtailment-Turnkey-Other | Medium Industrial | Miscellaneous | Winter Evening | % of Load | 1 | 2025 | 0.00045217
ENS | Alternate Scenario | C&I Curtailment | C&I Curtailment-Turnkey-Other | Medium Industrial | Offices | Winter Evening | % of Load | 1 | 2025 | 3.5908e-06
ENS | Alternate Scenario | C&I Curtailment | C&I Curtailment-Turnkey-Other | Medium Industrial | Retail Trade | Winter Evening | % of Load | 1 | 2025 | 0.00016382
ENS | Alternate Scenario | C&I Curtailment | C&I Curtailment-Turnkey-Other | Medium Industrial | Services | Winter Evening | % of Load | 1 | 2025 | 7.5435e-06
ENS | Alternate Scenario | C&I Curtailment | C&I Curtailment-Turnkey-Manual HVAC Control | Large Industrial | Miscellaneous | Winter Morning | % of Load | 1 | 2025 | 3.0199e-05
ENS | Alternate Scenario | C&I Curtailment | C&I Curtailment-Turnkey-Auto-DR HVAC Control | Large Industrial | Miscellaneous | Winter Morning | % of Load | 1 | 2025 | 7.6067e-07
ENS | Alternate Scenario | C&I Curtailment | C&I Curtailment-Turnkey-Standard Lighting Control | Large Industrial | Miscellaneous | Winter Morning | % of Load | 1 | 2025 | 1.3303e-05
ENS | Alternate Scenario | C&I Curtailment | C&I Curtailment-Turnkey-Water Heating Control | Large Industrial | Miscellaneous | Winter Morning | % of Load | 1 | 2025 | 6.002e-07
ENS | Alternate Scenario | C&I Curtailment | C&I Curtailment-Turnkey-Other | Large Industrial | Miscellaneous | Winter Morning | % of Load | 1 | 2025 | 1.2982e-05
ENS | Alternate Scenario | C&I Curtailment | C&I Curtailment-Turnkey-Industrial | Large Industrial | Manufacturing | Winter Morning | % of Load | 1 | 2025 | 2.6052e-06
ENS | Alternate Scenario | C&I Curtailment | C&I Curtailment-Turnkey-Manual HVAC Control | Large Industrial | Miscellaneous | Winter Evening | % of Load | 1 | 2025 | 2.6596e-05
ENS | Alternate Scenario | C&I Curtailment | C&I Curtailment-Turnkey-Auto-DR HVAC Control | Large Industrial | Miscellaneous | Winter Evening | % of Load | 1 | 2025 | 6.6991e-07
ENS | Alternate Scenario | C&I Curtailment | C&I Curtailment-Turnkey-Standard Lighting Control | Large Industrial | Miscellaneous | Winter Evening | % of Load | 1 | 2025 | 1.1716e-05
ENS | Alternate Scenario | C&I Curtailment | C&I Curtailment-Turnkey-Water Heating Control | Large Industrial | Miscellaneous | Winter Evening | % of Load | 1 | 2025 | 5.2859e-07
ENS | Alternate Scenario | C&I Curtailment | C&I Curtailment-Turnkey-Other | Large Industrial | Miscellaneous | Winter Evening | % of Load | 1 | 2025 | 1.1433e-05
ENS | Alternate Scenario | C&I Curtailment | C&I Curtailment-Turnkey-Industrial | Large Industrial | Manufacturing | Winter Evening | % of Load | 1 | 2025 | 2.2943e-06
ENS | Alternate Scenario | Dynamic Pricing | Dynamic Pricing with enabling tech. | Small General | Manufacturing | Winter Morning | % of Load | 1 | 2025 | 8.5711e-07
ENS | Alternate Scenario | Dynamic Pricing | Dynamic Pricing with enabling tech. | Small General | Manufacturing | Winter Evening | % of Load | 1 | 2025 | 8.8143e-07
ENS | Alternate Scenario | Dynamic Pricing | Dynamic Pricing with enabling tech. | Residential Charitable | Residential LI | Winter Morning | % of Load | 1 | 2025 | 1.3535e-05
ENS | Alternate Scenario | Dynamic Pricing | Dynamic Pricing with enabling tech. | Residential Charitable | Residential Market Rate | Winter Morning | % of Load | 1 | 2025 | 7.7015e-05
ENS | Alternate Scenario | Dynamic Pricing | Dynamic Pricing w/o enabling tech. | Residential Charitable | Residential LI | Winter Morning | % of Load | 1 | 2025 | 0.0006449
ENS | Alternate Scenario | Dynamic Pricing | Dynamic Pricing w/o enabling tech. | Residential Charitable | Residential Market Rate | Winter Morning | % of Load | 1 | 2025 | 0.0036695
ENS | Alternate Scenario | Dynamic Pricing | Dynamic Pricing with enabling tech. | Residential Charitable | Residential LI | Winter Evening | % of Load | 1 | 2025 | 1.3651e-05
ENS | Alternate Scenario | Dynamic Pricing | Dynamic Pricing with enabling tech. | Residential Charitable | Residential Market Rate | Winter Evening | % of Load | 1 | 2025 | 7.7675e-05
ENS | Alternate Scenario | Dynamic Pricing | Dynamic Pricing w/o enabling tech. | Residential Charitable | Residential LI | Winter Evening | % of Load | 1 | 2025 | 0.00065043
ENS | Alternate Scenario | Dynamic Pricing | Dynamic Pricing w/o enabling tech. | Residential Charitable | Residential Market Rate | Winter Evening | % of Load | 1 | 2025 | 0.003701
ENS | Alternate Scenario | BTM Battery Control | BTM Battery Control-BYOB | Residential Charitable | Residential Market Rate | Winter Morning | % of Load | 0 | 2025 | 1.5532e-05
ENS | Alternate Scenario | BTM Battery Control | BTM Battery Control-BYOB | Residential Charitable | Residential Market Rate | Winter Evening | % of Load | 0 | 2025 | 1.7798e-05
ENS | Alternate Scenario | EV Charging Control | EV Charging Control | EV Res LDV | EV | Winter Morning | % of Load | 0 | 2025 | 1.3406e-06
ENS | Alternate Scenario | EV Charging Control | EV Charging Control | EV Res LDV | EV | Winter Evening | % of Load | 0 | 2025 | 1.4289e-05
ENS | Alternate Scenario | EV Charging Control | EV Charging Control | EV Com LDV | EV | Winter Morning | % of Load | 0 | 2025 | 4.5325e-07
ENS | Alternate Scenario | EV Charging Control | EV Charging Control | EV Com LDV | EV | Winter Evening | % of Load | 0 | 2025 | 4.831e-06
ENS | Alternate Scenario | Time-of-Use Rates (TOU) | Time-of-Use Rates (TOU) | Residential Charitable | Residential LI | Winter Morning | % of Load | 0 | 2025 | 0.00020776
ENS | Alternate Scenario | Time-of-Use Rates (TOU) | Time-of-Use Rates (TOU) | Residential Charitable | Residential Market Rate | Winter Morning | % of Load | 0 | 2025 | 0.0011844
ENS | Alternate Scenario | Time-of-Use Rates (TOU) | Time-of-Use Rates (TOU) | Residential Charitable | Residential LI | Winter Evening | % of Load | 0 | 2025 | 0.00020954
ENS | Alternate Scenario | Time-of-Use Rates (TOU) | Time-of-Use Rates (TOU) | Residential Charitable | Residential Market Rate | Winter Evening | % of Load | 0 | 2025 | 0.0011946
ENS | Alternate Scenario | DLC-Thermostat | DLC-Thermostat-BYOT-Central Heat Pump | Residential Charitable | Residential LI | Winter Morning | % of Load | 0 | 2026 | 1.9702e-05
ENS | Alternate Scenario | DLC-Thermostat | DLC-Thermostat-BYOT-Central Heat Pump | Residential Charitable | Residential Market Rate | Winter Morning | % of Load | 0 | 2026 | 0.00015618
ENS | Alternate Scenario | DLC-Thermostat | DLC-Thermostat-DI-Baseboard Heating | Residential Charitable | Residential LI | Winter Morning | % of Load | 0 | 2026 | 0.00011542
ENS | Alternate Scenario | DLC-Thermostat | DLC-Thermostat-DI-Baseboard Heating | Residential Charitable | Residential Market Rate | Winter Morning | % of Load | 0 | 2026 | 0.0012102
ENS | Alternate Scenario | DLC-Thermostat | DLC-Thermostat-BYOT-Baseboard Heating | Residential Charitable | Residential LI | Winter Morning | % of Load | 0 | 2026 | 1.3501e-05
ENS | Alternate Scenario | DLC-Thermostat | DLC-Thermostat-BYOT-Baseboard Heating | Residential Charitable | Residential Market Rate | Winter Morning | % of Load | 0 | 2026 | 0.00014157
ENS | Alternate Scenario | DLC-Thermostat | DLC-Thermostat-DI-MSHP | Residential Charitable | Residential LI | Winter Morning | % of Load | 0 | 2026 | 5.7615e-05
ENS | Alternate Scenario | DLC-Thermostat | DLC-Thermostat-DI-MSHP | Residential Charitable | Residential Market Rate | Winter Morning | % of Load | 0 | 2026 | 0.00071045
ENS | Alternate Scenario | DLC-Thermostat | DLC-Thermostat-BYOT-MSHP | Residential Charitable | Residential LI | Winter Morning | % of Load | 0 | 2026 | 5.1929e-06
ENS | Alternate Scenario | DLC-Thermostat | DLC-Thermostat-BYOT-MSHP | Residential Charitable | Residential Market Rate | Winter Morning | % of Load | 0 | 2026 | 6.4033e-05
ENS | Alternate Scenario | DLC-Thermostat | DLC-Thermostat-BYOT-Central Heat Pump | Residential Charitable | Residential LI | Winter Evening | % of Load | 0 | 2026 | 1.7434e-05
ENS | Alternate Scenario | DLC-Thermostat | DLC-Thermostat-BYOT-Central Heat Pump | Residential Charitable | Residential Market Rate | Winter Evening | % of Load | 0 | 2026 | 0.0001382
ENS | Alternate Scenario | DLC-Thermostat | DLC-Thermostat-DI-Baseboard Heating | Residential Charitable | Residential LI | Winter Evening | % of Load | 0 | 2026 | 0.00010213
ENS | Alternate Scenario | DLC-Thermostat | DLC-Thermostat-DI-Baseboard Heating | Residential Charitable | Residential Market Rate | Winter Evening | % of Load | 0 | 2026 | 0.0010709
ENS | Alternate Scenario | DLC-Thermostat | DLC-Thermostat-BYOT-Baseboard Heating | Residential Charitable | Residential LI | Winter Evening | % of Load | 0 | 2026 | 1.1947e-05
ENS | Alternate Scenario | DLC-Thermostat | DLC-Thermostat-BYOT-Baseboard Heating | Residential Charitable | Residential Market Rate | Winter Evening | % of Load | 0 | 2026 | 0.00012527
ENS | Alternate Scenario | DLC-Thermostat | DLC-Thermostat-DI-MSHP | Residential Charitable | Residential LI | Winter Evening | % of Load | 0 | 2026 | 5.0984e-05
ENS | Alternate Scenario | DLC-Thermostat | DLC-Thermostat-DI-MSHP | Residential Charitable | Residential Market Rate | Winter Evening | % of Load | 0 | 2026 | 0.00062868
ENS | Alternate Scenario | DLC-Thermostat | DLC-Thermostat-BYOT-MSHP | Residential Charitable | Residential LI | Winter Evening | % of Load | 0 | 2026 | 4.5952e-06
ENS | Alternate Scenario | DLC-Thermostat | DLC-Thermostat-BYOT-MSHP | Residential Charitable | Residential Market Rate | Winter Evening | % of Load | 0 | 2026 | 5.6663e-05
ENS | Alternate Scenario | DLC-Water Heating | DLC-Switch-Water Heating | Residential Charitable | Residential LI | Winter Morning | % of Load | 0 | 2026 | 6.2516e-05
ENS | Alternate Scenario | DLC-Water Heating | DLC-Switch-Water Heating | Residential Charitable | Residential Market Rate | Winter Morning | % of Load | 0 | 2026 | 0.00072312
ENS | Alternate Scenario | DLC-Water Heating | DLC-Switch-Water Heating | Residential Charitable | Residential LI | Winter Evening | % of Load | 0 | 2026 | 4.6757e-05
ENS | Alternate Scenario | DLC-Water Heating | DLC-Switch-Water Heating | Residential Charitable | Residential Market Rate | Winter Evening | % of Load | 0 | 2026 | 0.00054084
ENS | Alternate Scenario | C&I Curtailment | C&I Curtailment-Turnkey-Manual HVAC Control | General | Miscellaneous | Winter Morning | % of Load | 1 | 2026 | 0.00045377
ENS | Alternate Scenario | C&I Curtailment | C&I Curtailment-Turnkey-Manual HVAC Control | General | Offices | Winter Morning | % of Load | 1 | 2026 | 3.0016e-05
ENS | Alternate Scenario | C&I Curtailment | C&I Curtailment-Turnkey-Manual HVAC Control | General | Retail Trade | Winter Morning | % of Load | 1 | 2026 | 0.00010654
ENS | Alternate Scenario | C&I Curtailment | C&I Curtailment-Turnkey-Manual HVAC Control | General | Services | Winter Morning | % of Load | 1 | 2026 | 6.8873e-05
ENS | Alternate Scenario | C&I Curtailment | C&I Curtailment-Turnkey-Auto-DR HVAC Control | General | Miscellaneous | Winter Morning | % of Load | 1 | 2026 | 1.4341e-05
ENS | Alternate Scenario | C&I Curtailment | C&I Curtailment-Turnkey-Auto-DR HVAC Control | General | Offices | Winter Morning | % of Load | 1 | 2026 | 9.4864e-07
ENS | Alternate Scenario | C&I Curtailment | C&I Curtailment-Turnkey-Auto-DR HVAC Control | General | Retail Trade | Winter Morning | % of Load | 1 | 2026 | 3.3671e-06
ENS | Alternate Scenario | C&I Curtailment | C&I Curtailment-Turnkey-Auto-DR HVAC Control | General | Services | Winter Morning | % of Load | 1 | 2026 | 2.1767e-06
ENS | Alternate Scenario | C&I Curtailment | C&I Curtailment-Turnkey-Standard Lighting Control | General | Miscellaneous | Winter Morning | % of Load | 1 | 2026 | 0.0001906
ENS | Alternate Scenario | C&I Curtailment | C&I Curtailment-Turnkey-Standard Lighting Control | General | Offices | Winter Morning | % of Load | 1 | 2026 | 3.9949e-06
ENS | Alternate Scenario | C&I Curtailment | C&I Curtailment-Turnkey-Standard Lighting Control | General | Retail Trade | Winter Morning | % of Load | 1 | 2026 | 4.3882e-05
ENS | Alternate Scenario | C&I Curtailment | C&I Curtailment-Turnkey-Standard Lighting Control | General | Services | Winter Morning | % of Load | 1 | 2026 | 2.8391e-05
ENS | Alternate Scenario | C&I Curtailment | C&I Curtailment-Turnkey-Water Heating Control | General | Miscellaneous | Winter Morning | % of Load | 1 | 2026 | 1.1331e-05
ENS | Alternate Scenario | C&I Curtailment | C&I Curtailment-Turnkey-Water Heating Control | General | Offices | Winter Morning | % of Load | 1 | 2026 | 3.047e-07
ENS | Alternate Scenario | C&I Curtailment | C&I Curtailment-Turnkey-Water Heating Control | General | Retail Trade | Winter Morning | % of Load | 1 | 2026 | 6.014e-06
ENS | Alternate Scenario | C&I Curtailment | C&I Curtailment-Turnkey-Water Heating Control | General | Services | Winter Morning | % of Load | 1 | 2026 | 3.8852e-06
ENS | Alternate Scenario | C&I Curtailment | C&I Curtailment-Turnkey-Other | General | Miscellaneous | Winter Morning | % of Load | 1 | 2026 | 0.00020327
ENS | Alternate Scenario | C&I Curtailment | C&I Curtailment-Turnkey-Other | General | Offices | Winter Morning | % of Load | 1 | 2026 | 5.59e-06
ENS | Alternate Scenario | C&I Curtailment | C&I Curtailment-Turnkey-Other | General | Retail Trade | Winter Morning | % of Load | 1 | 2026 | 6.4167e-05
ENS | Alternate Scenario | C&I Curtailment | C&I Curtailment-Turnkey-Other | General | Services | Winter Morning | % of Load | 1 | 2026 | 4.1476e-05
ENS | Alternate Scenario | C&I Curtailment | C&I Curtailment-Turnkey-Manual HVAC Control | General | Miscellaneous | Winter Evening | % of Load | 1 | 2026 | 0.0004706
ENS | Alternate Scenario | C&I Curtailment | C&I Curtailment-Turnkey-Manual HVAC Control | General | Offices | Winter Evening | % of Load | 1 | 2026 | 3.1129e-05
ENS | Alternate Scenario | C&I Curtailment | C&I Curtailment-Turnkey-Manual HVAC Control | General | Retail Trade | Winter Evening | % of Load | 1 | 2026 | 0.00011049
ENS | Alternate Scenario | C&I Curtailment | C&I Curtailment-Turnkey-Manual HVAC Control | General | Services | Winter Evening | % of Load | 1 | 2026 | 7.1428e-05
ENS | Alternate Scenario | C&I Curtailment | C&I Curtailment-Turnkey-Auto-DR HVAC Control | General | Miscellaneous | Winter Evening | % of Load | 1 | 2026 | 1.4873e-05
ENS | Alternate Scenario | C&I Curtailment | C&I Curtailment-Turnkey-Auto-DR HVAC Control | General | Offices | Winter Evening | % of Load | 1 | 2026 | 9.8383e-07
ENS | Alternate Scenario | C&I Curtailment | C&I Curtailment-Turnkey-Auto-DR HVAC Control | General | Retail Trade | Winter Evening | % of Load | 1 | 2026 | 3.492e-06
ENS | Alternate Scenario | C&I Curtailment | C&I Curtailment-Turnkey-Auto-DR HVAC Control | General | Services | Winter Evening | % of Load | 1 | 2026 | 2.2575e-06
ENS | Alternate Scenario | C&I Curtailment | C&I Curtailment-Turnkey-Standard Lighting Control | General | Miscellaneous | Winter Evening | % of Load | 1 | 2026 | 0.00019767
ENS | Alternate Scenario | C&I Curtailment | C&I Curtailment-Turnkey-Standard Lighting Control | General | Offices | Winter Evening | % of Load | 1 | 2026 | 4.1431e-06
ENS | Alternate Scenario | C&I Curtailment | C&I Curtailment-Turnkey-Standard Lighting Control | General | Retail Trade | Winter Evening | % of Load | 1 | 2026 | 4.551e-05
ENS | Alternate Scenario | C&I Curtailment | C&I Curtailment-Turnkey-Standard Lighting Control | General | Services | Winter Evening | % of Load | 1 | 2026 | 2.9444e-05
ENS | Alternate Scenario | C&I Curtailment | C&I Curtailment-Turnkey-Water Heating Control | General | Miscellaneous | Winter Evening | % of Load | 1 | 2026 | 1.1752e-05
ENS | Alternate Scenario | C&I Curtailment | C&I Curtailment-Turnkey-Water Heating Control | General | Offices | Winter Evening | % of Load | 1 | 2026 | 3.1601e-07
ENS | Alternate Scenario | C&I Curtailment | C&I Curtailment-Turnkey-Water Heating Control | General | Retail Trade | Winter Evening | % of Load | 1 | 2026 | 6.2371e-06
ENS | Alternate Scenario | C&I Curtailment | C&I Curtailment-Turnkey-Water Heating Control | General | Services | Winter Evening | % of Load | 1 | 2026 | 4.0294e-06
ENS | Alternate Scenario | C&I Curtailment | C&I Curtailment-Turnkey-Other | General | Miscellaneous | Winter Evening | % of Load | 1 | 2026 | 0.00021081
ENS | Alternate Scenario | C&I Curtailment | C&I Curtailment-Turnkey-Other | General | Offices | Winter Evening | % of Load | 1 | 2026 | 5.7974e-06
ENS | Alternate Scenario | C&I Curtailment | C&I Curtailment-Turnkey-Other | General | Retail Trade | Winter Evening | % of Load | 1 | 2026 | 6.6548e-05
ENS | Alternate Scenario | C&I Curtailment | C&I Curtailment-Turnkey-Other | General | Services | Winter Evening | % of Load | 1 | 2026 | 4.3015e-05
ENS | Alternate Scenario | C&I Curtailment | C&I Curtailment-Turnkey-Manual HVAC Control | Large General | Miscellaneous | Winter Morning | % of Load | 1 | 2026 | 0.00036529
ENS | Alternate Scenario | C&I Curtailment | C&I Curtailment-Turnkey-Manual HVAC Control | Large General | Retail Trade | Winter Morning | % of Load | 1 | 2026 | 1.5691e-05
ENS | Alternate Scenario | C&I Curtailment | C&I Curtailment-Turnkey-Manual HVAC Control | Large General | Services | Winter Morning | % of Load | 1 | 2026 | 2.5127e-05
ENS | Alternate Scenario | C&I Curtailment | C&I Curtailment-Turnkey-Auto-DR HVAC Control | Large General | Miscellaneous | Winter Morning | % of Load | 1 | 2026 | 1.1545e-05
ENS | Alternate Scenario | C&I Curtailment | C&I Curtailment-Turnkey-Auto-DR HVAC Control | Large General | Retail Trade | Winter Morning | % of Load | 1 | 2026 | 4.959e-07
ENS | Alternate Scenario | C&I Curtailment | C&I Curtailment-Turnkey-Auto-DR HVAC Control | Large General | Services | Winter Morning | % of Load | 1 | 2026 | 7.9414e-07
ENS | Alternate Scenario | C&I Curtailment | C&I Curtailment-Turnkey-Standard Lighting Control | Large General | Miscellaneous | Winter Morning | % of Load | 1 | 2026 | 0.00015934
ENS | Alternate Scenario | C&I Curtailment | C&I Curtailment-Turnkey-Standard Lighting Control | Large General | Retail Trade | Winter Morning | % of Load | 1 | 2026 | 6.4374e-06
ENS | Alternate Scenario | C&I Curtailment | C&I Curtailment-Turnkey-Standard Lighting Control | Large General | Services | Winter Morning | % of Load | 1 | 2026 | 1.0309e-05
ENS | Alternate Scenario | C&I Curtailment | C&I Curtailment-Turnkey-Water Heating Control | Large General | Miscellaneous | Winter Morning | % of Load | 1 | 2026 | 7.3579e-06
ENS | Alternate Scenario | C&I Curtailment | C&I Curtailment-Turnkey-Water Heating Control | Large General | Retail Trade | Winter Morning | % of Load | 1 | 2026 | 8.8873e-07
ENS | Alternate Scenario | C&I Curtailment | C&I Curtailment-Turnkey-Water Heating Control | Large General | Services | Winter Morning | % of Load | 1 | 2026 | 1.4232e-06
ENS | Alternate Scenario | C&I Curtailment | C&I Curtailment-Turnkey-Other | Large General | Miscellaneous | Winter Morning | % of Load | 1 | 2026 | 0.00015904
ENS | Alternate Scenario | C&I Curtailment | C&I Curtailment-Turnkey-Other | Large General | Retail Trade | Winter Morning | % of Load | 1 | 2026 | 9.4569e-06
ENS | Alternate Scenario | C&I Curtailment | C&I Curtailment-Turnkey-Other | Large General | Services | Winter Morning | % of Load | 1 | 2026 | 1.5144e-05
ENS | Alternate Scenario | C&I Curtailment | C&I Curtailment-Turnkey-Manual HVAC Control | Large General | Miscellaneous | Winter Evening | % of Load | 1 | 2026 | 0.00027832
ENS | Alternate Scenario | C&I Curtailment | C&I Curtailment-Turnkey-Manual HVAC Control | Large General | Retail Trade | Winter Evening | % of Load | 1 | 2026 | 1.1955e-05
ENS | Alternate Scenario | C&I Curtailment | C&I Curtailment-Turnkey-Manual HVAC Control | Large General | Services | Winter Evening | % of Load | 1 | 2026 | 1.9145e-05
ENS | Alternate Scenario | C&I Curtailment | C&I Curtailment-Turnkey-Auto-DR HVAC Control | Large General | Miscellaneous | Winter Evening | % of Load | 1 | 2026 | 8.7961e-06
ENS | Alternate Scenario | C&I Curtailment | C&I Curtailment-Turnkey-Auto-DR HVAC Control | Large General | Retail Trade | Winter Evening | % of Load | 1 | 2026 | 3.7784e-07
ENS | Alternate Scenario | C&I Curtailment | C&I Curtailment-Turnkey-Auto-DR HVAC Control | Large General | Services | Winter Evening | % of Load | 1 | 2026 | 6.0506e-07
ENS | Alternate Scenario | C&I Curtailment | C&I Curtailment-Turnkey-Standard Lighting Control | Large General | Miscellaneous | Winter Evening | % of Load | 1 | 2026 | 0.00012141
ENS | Alternate Scenario | C&I Curtailment | C&I Curtailment-Turnkey-Standard Lighting Control | Large General | Retail Trade | Winter Evening | % of Load | 1 | 2026 | 4.9048e-06
ENS | Alternate Scenario | C&I Curtailment | C&I Curtailment-Turnkey-Standard Lighting Control | Large General | Services | Winter Evening | % of Load | 1 | 2026 | 7.8544e-06
ENS | Alternate Scenario | C&I Curtailment | C&I Curtailment-Turnkey-Water Heating Control | Large General | Miscellaneous | Winter Evening | % of Load | 1 | 2026 | 5.6061e-06
ENS | Alternate Scenario | C&I Curtailment | C&I Curtailment-Turnkey-Water Heating Control | Large General | Retail Trade | Winter Evening | % of Load | 1 | 2026 | 6.7713e-07
ENS | Alternate Scenario | C&I Curtailment | C&I Curtailment-Turnkey-Water Heating Control | Large General | Services | Winter Evening | % of Load | 1 | 2026 | 1.0844e-06
ENS | Alternate Scenario | C&I Curtailment | C&I Curtailment-Turnkey-Other | Large General | Miscellaneous | Winter Evening | % of Load | 1 | 2026 | 0.00012117
ENS | Alternate Scenario | C&I Curtailment | C&I Curtailment-Turnkey-Other | Large General | Retail Trade | Winter Evening | % of Load | 1 | 2026 | 7.2054e-06
ENS | Alternate Scenario | C&I Curtailment | C&I Curtailment-Turnkey-Other | Large General | Services | Winter Evening | % of Load | 1 | 2026 | 1.1539e-05
ENS | Alternate Scenario | C&I Curtailment | C&I Curtailment-Turnkey-Manual HVAC Control | Small Industrial | Miscellaneous | Winter Morning | % of Load | 1 | 2026 | 6.0928e-05
ENS | Alternate Scenario | C&I Curtailment | C&I Curtailment-Turnkey-Manual HVAC Control | Small Industrial | Offices | Winter Morning | % of Load | 1 | 2026 | 7.6312e-07
ENS | Alternate Scenario | C&I Curtailment | C&I Curtailment-Turnkey-Manual HVAC Control | Small Industrial | Retail Trade | Winter Morning | % of Load | 1 | 2026 | 2.6306e-06
ENS | Alternate Scenario | C&I Curtailment | C&I Curtailment-Turnkey-Manual HVAC Control | Small Industrial | Services | Winter Morning | % of Load | 1 | 2026 | 8.3108e-07
ENS | Alternate Scenario | C&I Curtailment | C&I Curtailment-Turnkey-Auto-DR HVAC Control | Small Industrial | Miscellaneous | Winter Morning | % of Load | 1 | 2026 | 1.9256e-06
ENS | Alternate Scenario | C&I Curtailment | C&I Curtailment-Turnkey-Auto-DR HVAC Control | Small Industrial | Offices | Winter Morning | % of Load | 1 | 2026 | 2.4118e-08
ENS | Alternate Scenario | C&I Curtailment | C&I Curtailment-Turnkey-Auto-DR HVAC Control | Small Industrial | Retail Trade | Winter Morning | % of Load | 1 | 2026 | 8.3139e-08
ENS | Alternate Scenario | C&I Curtailment | C&I Curtailment-Turnkey-Auto-DR HVAC Control | Small Industrial | Services | Winter Morning | % of Load | 1 | 2026 | 2.6266e-08
ENS | Alternate Scenario | C&I Curtailment | C&I Curtailment-Turnkey-Standard Lighting Control | Small Industrial | Miscellaneous | Winter Morning | % of Load | 1 | 2026 | 1.9391e-05
ENS | Alternate Scenario | C&I Curtailment | C&I Curtailment-Turnkey-Standard Lighting Control | Small Industrial | Offices | Winter Morning | % of Load | 1 | 2026 | 1.0688e-07
ENS | Alternate Scenario | C&I Curtailment | C&I Curtailment-Turnkey-Standard Lighting Control | Small Industrial | Retail Trade | Winter Morning | % of Load | 1 | 2026 | 1.139e-06
ENS | Alternate Scenario | C&I Curtailment | C&I Curtailment-Turnkey-Standard Lighting Control | Small Industrial | Services | Winter Morning | % of Load | 1 | 2026 | 3.5985e-07
ENS | Alternate Scenario | C&I Curtailment | C&I Curtailment-Turnkey-Water Heating Control | Small Industrial | Miscellaneous | Winter Morning | % of Load | 1 | 2026 | 1.4548e-06
ENS | Alternate Scenario | C&I Curtailment | C&I Curtailment-Turnkey-Water Heating Control | Small Industrial | Offices | Winter Morning | % of Load | 1 | 2026 | 7.5721e-09
ENS | Alternate Scenario | C&I Curtailment | C&I Curtailment-Turnkey-Water Heating Control | Small Industrial | Retail Trade | Winter Morning | % of Load | 1 | 2026 | 1.42e-07
ENS | Alternate Scenario | C&I Curtailment | C&I Curtailment-Turnkey-Water Heating Control | Small Industrial | Services | Winter Morning | % of Load | 1 | 2026 | 4.4862e-08
ENS | Alternate Scenario | C&I Curtailment | C&I Curtailment-Turnkey-Other | Small Industrial | Miscellaneous | Winter Morning | % of Load | 1 | 2026 | 2.2684e-05
ENS | Alternate Scenario | C&I Curtailment | C&I Curtailment-Turnkey-Other | Small Industrial | Offices | Winter Morning | % of Load | 1 | 2026 | 1.428e-07
ENS | Alternate Scenario | C&I Curtailment | C&I Curtailment-Turnkey-Other | Small Industrial | Retail Trade | Winter Morning | % of Load | 1 | 2026 | 1.5706e-06
ENS | Alternate Scenario | C&I Curtailment | C&I Curtailment-Turnkey-Other | Small Industrial | Services | Winter Morning | % of Load | 1 | 2026 | 4.9619e-07
ENS | Alternate Scenario | C&I Curtailment | C&I Curtailment-Turnkey-Industrial | Small Industrial | Manufacturing | Winter Morning | % of Load | 1 | 2026 | 5.5211e-06
ENS | Alternate Scenario | C&I Curtailment | C&I Curtailment-Turnkey-Manual HVAC Control | Small Industrial | Miscellaneous | Winter Evening | % of Load | 1 | 2026 | 7.4087e-05
ENS | Alternate Scenario | C&I Curtailment | C&I Curtailment-Turnkey-Manual HVAC Control | Small Industrial | Offices | Winter Evening | % of Load | 1 | 2026 | 9.2793e-07
ENS | Alternate Scenario | C&I Curtailment | C&I Curtailment-Turnkey-Manual HVAC Control | Small Industrial | Retail Trade | Winter Evening | % of Load | 1 | 2026 | 3.1987e-06
ENS | Alternate Scenario | C&I Curtailment | C&I Curtailment-Turnkey-Manual HVAC Control | Small Industrial | Services | Winter Evening | % of Load | 1 | 2026 | 1.0106e-06
ENS | Alternate Scenario | C&I Curtailment | C&I Curtailment-Turnkey-Auto-DR HVAC Control | Small Industrial | Miscellaneous | Winter Evening | % of Load | 1 | 2026 | 2.3415e-06
ENS | Alternate Scenario | C&I Curtailment | C&I Curtailment-Turnkey-Auto-DR HVAC Control | Small Industrial | Offices | Winter Evening | % of Load | 1 | 2026 | 2.9327e-08
ENS | Alternate Scenario | C&I Curtailment | C&I Curtailment-Turnkey-Auto-DR HVAC Control | Small Industrial | Retail Trade | Winter Evening | % of Load | 1 | 2026 | 1.0109e-07
ENS | Alternate Scenario | C&I Curtailment | C&I Curtailment-Turnkey-Auto-DR HVAC Control | Small Industrial | Services | Winter Evening | % of Load | 1 | 2026 | 3.1938e-08
ENS | Alternate Scenario | C&I Curtailment | C&I Curtailment-Turnkey-Standard Lighting Control | Small Industrial | Miscellaneous | Winter Evening | % of Load | 1 | 2026 | 2.3579e-05
ENS | Alternate Scenario | C&I Curtailment | C&I Curtailment-Turnkey-Standard Lighting Control | Small Industrial | Offices | Winter Evening | % of Load | 1 | 2026 | 1.2996e-07
ENS | Alternate Scenario | C&I Curtailment | C&I Curtailment-Turnkey-Standard Lighting Control | Small Industrial | Retail Trade | Winter Evening | % of Load | 1 | 2026 | 1.385e-06
ENS | Alternate Scenario | C&I Curtailment | C&I Curtailment-Turnkey-Standard Lighting Control | Small Industrial | Services | Winter Evening | % of Load | 1 | 2026 | 4.3757e-07
ENS | Alternate Scenario | C&I Curtailment | C&I Curtailment-Turnkey-Water Heating Control | Small Industrial | Miscellaneous | Winter Evening | % of Load | 1 | 2026 | 1.7689e-06
ENS | Alternate Scenario | C&I Curtailment | C&I Curtailment-Turnkey-Water Heating Control | Small Industrial | Offices | Winter Evening | % of Load | 1 | 2026 | 9.2074e-09
ENS | Alternate Scenario | C&I Curtailment | C&I Curtailment-Turnkey-Water Heating Control | Small Industrial | Retail Trade | Winter Evening | % of Load | 1 | 2026 | 1.7267e-07
ENS | Alternate Scenario | C&I Curtailment | C&I Curtailment-Turnkey-Water Heating Control | Small Industrial | Services | Winter Evening | % of Load | 1 | 2026 | 5.4551e-08
ENS | Alternate Scenario | C&I Curtailment | C&I Curtailment-Turnkey-Other | Small Industrial | Miscellaneous | Winter Evening | % of Load | 1 | 2026 | 2.7583e-05
ENS | Alternate Scenario | C&I Curtailment | C&I Curtailment-Turnkey-Other | Small Industrial | Offices | Winter Evening | % of Load | 1 | 2026 | 1.7364e-07
ENS | Alternate Scenario | C&I Curtailment | C&I Curtailment-Turnkey-Other | Small Industrial | Retail Trade | Winter Evening | % of Load | 1 | 2026 | 1.9098e-06
ENS | Alternate Scenario | C&I Curtailment | C&I Curtailment-Turnkey-Other | Small Industrial | Services | Winter Evening | % of Load | 1 | 2026 | 6.0335e-07
ENS | Alternate Scenario | C&I Curtailment | C&I Curtailment-Turnkey-Industrial | Small Industrial | Manufacturing | Winter Evening | % of Load | 1 | 2026 | 6.7134e-06
ENS | Alternate Scenario | C&I Curtailment | C&I Curtailment-Turnkey-Manual HVAC Control | Medium Industrial | Miscellaneous | Winter Morning | % of Load | 1 | 2026 | 0.0011671
ENS | Alternate Scenario | C&I Curtailment | C&I Curtailment-Turnkey-Manual HVAC Control | Medium Industrial | Offices | Winter Morning | % of Load | 1 | 2026 | 1.84e-05
ENS | Alternate Scenario | C&I Curtailment | C&I Curtailment-Turnkey-Manual HVAC Control | Medium Industrial | Retail Trade | Winter Morning | % of Load | 1 | 2026 | 0.00026361
ENS | Alternate Scenario | C&I Curtailment | C&I Curtailment-Turnkey-Manual HVAC Control | Medium Industrial | Services | Winter Morning | % of Load | 1 | 2026 | 1.2138e-05
ENS | Alternate Scenario | C&I Curtailment | C&I Curtailment-Turnkey-Auto-DR HVAC Control | Medium Industrial | Miscellaneous | Winter Morning | % of Load | 1 | 2026 | 3.6884e-05
ENS | Alternate Scenario | C&I Curtailment | C&I Curtailment-Turnkey-Auto-DR HVAC Control | Medium Industrial | Offices | Winter Morning | % of Load | 1 | 2026 | 5.8153e-07
ENS | Alternate Scenario | C&I Curtailment | C&I Curtailment-Turnkey-Auto-DR HVAC Control | Medium Industrial | Retail Trade | Winter Morning | % of Load | 1 | 2026 | 8.3313e-06
ENS | Alternate Scenario | C&I Curtailment | C&I Curtailment-Turnkey-Auto-DR HVAC Control | Medium Industrial | Services | Winter Morning | % of Load | 1 | 2026 | 3.8363e-07
ENS | Alternate Scenario | C&I Curtailment | C&I Curtailment-Turnkey-Standard Lighting Control | Medium Industrial | Miscellaneous | Winter Morning | % of Load | 1 | 2026 | 0.00037143
ENS | Alternate Scenario | C&I Curtailment | C&I Curtailment-Turnkey-Standard Lighting Control | Medium Industrial | Offices | Winter Morning | % of Load | 1 | 2026 | 2.5771e-06
ENS | Alternate Scenario | C&I Curtailment | C&I Curtailment-Turnkey-Standard Lighting Control | Medium Industrial | Retail Trade | Winter Morning | % of Load | 1 | 2026 | 0.00011414
ENS | Alternate Scenario | C&I Curtailment | C&I Curtailment-Turnkey-Standard Lighting Control | Medium Industrial | Services | Winter Morning | % of Load | 1 | 2026 | 5.2559e-06
ENS | Alternate Scenario | C&I Curtailment | C&I Curtailment-Turnkey-Water Heating Control | Medium Industrial | Miscellaneous | Winter Morning | % of Load | 1 | 2026 | 2.7865e-05
ENS | Alternate Scenario | C&I Curtailment | C&I Curtailment-Turnkey-Water Heating Control | Medium Industrial | Offices | Winter Morning | % of Load | 1 | 2026 | 1.8258e-07
ENS | Alternate Scenario | C&I Curtailment | C&I Curtailment-Turnkey-Water Heating Control | Medium Industrial | Retail Trade | Winter Morning | % of Load | 1 | 2026 | 1.423e-05
ENS | Alternate Scenario | C&I Curtailment | C&I Curtailment-Turnkey-Water Heating Control | Medium Industrial | Services | Winter Morning | % of Load | 1 | 2026 | 6.5524e-07
ENS | Alternate Scenario | C&I Curtailment | C&I Curtailment-Turnkey-Other | Medium Industrial | Miscellaneous | Winter Morning | % of Load | 1 | 2026 | 0.0004345
ENS | Alternate Scenario | C&I Curtailment | C&I Curtailment-Turnkey-Other | Medium Industrial | Offices | Winter Morning | % of Load | 1 | 2026 | 3.4432e-06
ENS | Alternate Scenario | C&I Curtailment | C&I Curtailment-Turnkey-Other | Medium Industrial | Retail Trade | Winter Morning | % of Load | 1 | 2026 | 0.00015739
ENS | Alternate Scenario | C&I Curtailment | C&I Curtailment-Turnkey-Other | Medium Industrial | Services | Winter Morning | % of Load | 1 | 2026 | 7.2472e-06
ENS | Alternate Scenario | C&I Curtailment | C&I Curtailment-Turnkey-Manual HVAC Control | Medium Industrial | Miscellaneous | Winter Evening | % of Load | 1 | 2026 | 0.00099999
ENS | Alternate Scenario | C&I Curtailment | C&I Curtailment-Turnkey-Manual HVAC Control | Medium Industrial | Offices | Winter Evening | % of Load | 1 | 2026 | 1.5766e-05
ENS | Alternate Scenario | C&I Curtailment | C&I Curtailment-Turnkey-Manual HVAC Control | Medium Industrial | Retail Trade | Winter Evening | % of Load | 1 | 2026 | 0.00022587
ENS | Alternate Scenario | C&I Curtailment | C&I Curtailment-Turnkey-Manual HVAC Control | Medium Industrial | Services | Winter Evening | % of Load | 1 | 2026 | 1.0401e-05
ENS | Alternate Scenario | C&I Curtailment | C&I Curtailment-Turnkey-Auto-DR HVAC Control | Medium Industrial | Miscellaneous | Winter Evening | % of Load | 1 | 2026 | 3.1604e-05
ENS | Alternate Scenario | C&I Curtailment | C&I Curtailment-Turnkey-Auto-DR HVAC Control | Medium Industrial | Offices | Winter Evening | % of Load | 1 | 2026 | 4.9829e-07
ENS | Alternate Scenario | C&I Curtailment | C&I Curtailment-Turnkey-Auto-DR HVAC Control | Medium Industrial | Retail Trade | Winter Evening | % of Load | 1 | 2026 | 7.1387e-06
ENS | Alternate Scenario | C&I Curtailment | C&I Curtailment-Turnkey-Auto-DR HVAC Control | Medium Industrial | Services | Winter Evening | % of Load | 1 | 2026 | 3.2872e-07
ENS | Alternate Scenario | C&I Curtailment | C&I Curtailment-Turnkey-Standard Lighting Control | Medium Industrial | Miscellaneous | Winter Evening | % of Load | 1 | 2026 | 0.00031826
ENS | Alternate Scenario | C&I Curtailment | C&I Curtailment-Turnkey-Standard Lighting Control | Medium Industrial | Offices | Winter Evening | % of Load | 1 | 2026 | 2.2082e-06
ENS | Alternate Scenario | C&I Curtailment | C&I Curtailment-Turnkey-Standard Lighting Control | Medium Industrial | Retail Trade | Winter Evening | % of Load | 1 | 2026 | 9.7803e-05
ENS | Alternate Scenario | C&I Curtailment | C&I Curtailment-Turnkey-Standard Lighting Control | Medium Industrial | Services | Winter Evening | % of Load | 1 | 2026 | 4.5035e-06
ENS | Alternate Scenario | C&I Curtailment | C&I Curtailment-Turnkey-Water Heating Control | Medium Industrial | Miscellaneous | Winter Evening | % of Load | 1 | 2026 | 2.3876e-05
ENS | Alternate Scenario | C&I Curtailment | C&I Curtailment-Turnkey-Water Heating Control | Medium Industrial | Offices | Winter Evening | % of Load | 1 | 2026 | 1.5644e-07
ENS | Alternate Scenario | C&I Curtailment | C&I Curtailment-Turnkey-Water Heating Control | Medium Industrial | Retail Trade | Winter Evening | % of Load | 1 | 2026 | 1.2193e-05
ENS | Alternate Scenario | C&I Curtailment | C&I Curtailment-Turnkey-Water Heating Control | Medium Industrial | Services | Winter Evening | % of Load | 1 | 2026 | 5.6145e-07
ENS | Alternate Scenario | C&I Curtailment | C&I Curtailment-Turnkey-Other | Medium Industrial | Miscellaneous | Winter Evening | % of Load | 1 | 2026 | 0.00037231
ENS | Alternate Scenario | C&I Curtailment | C&I Curtailment-Turnkey-Other | Medium Industrial | Offices | Winter Evening | % of Load | 1 | 2026 | 2.9503e-06
ENS | Alternate Scenario | C&I Curtailment | C&I Curtailment-Turnkey-Other | Medium Industrial | Retail Trade | Winter Evening | % of Load | 1 | 2026 | 0.00013486
ENS | Alternate Scenario | C&I Curtailment | C&I Curtailment-Turnkey-Other | Medium Industrial | Services | Winter Evening | % of Load | 1 | 2026 | 6.2098e-06
ENS | Alternate Scenario | C&I Curtailment | C&I Curtailment-Turnkey-Manual HVAC Control | Large Industrial | Miscellaneous | Winter Morning | % of Load | 1 | 2026 | 2.4552e-05
ENS | Alternate Scenario | C&I Curtailment | C&I Curtailment-Turnkey-Auto-DR HVAC Control | Large Industrial | Miscellaneous | Winter Morning | % of Load | 1 | 2026 | 7.7594e-07
ENS | Alternate Scenario | C&I Curtailment | C&I Curtailment-Turnkey-Standard Lighting Control | Large Industrial | Miscellaneous | Winter Morning | % of Load | 1 | 2026 | 1.071e-05
ENS | Alternate Scenario | C&I Curtailment | C&I Curtailment-Turnkey-Water Heating Control | Large Industrial | Miscellaneous | Winter Morning | % of Load | 1 | 2026 | 4.9454e-07
ENS | Alternate Scenario | C&I Curtailment | C&I Curtailment-Turnkey-Other | Large Industrial | Miscellaneous | Winter Morning | % of Load | 1 | 2026 | 1.0689e-05
ENS | Alternate Scenario | C&I Curtailment | C&I Curtailment-Turnkey-Industrial | Large Industrial | Manufacturing | Winter Morning | % of Load | 1 | 2026 | 2.1336e-06
ENS | Alternate Scenario | C&I Curtailment | C&I Curtailment-Turnkey-Manual HVAC Control | Large Industrial | Miscellaneous | Winter Evening | % of Load | 1 | 2026 | 2.1618e-05
ENS | Alternate Scenario | C&I Curtailment | C&I Curtailment-Turnkey-Auto-DR HVAC Control | Large Industrial | Miscellaneous | Winter Evening | % of Load | 1 | 2026 | 6.8322e-07
ENS | Alternate Scenario | C&I Curtailment | C&I Curtailment-Turnkey-Standard Lighting Control | Large Industrial | Miscellaneous | Winter Evening | % of Load | 1 | 2026 | 9.43e-06
ENS | Alternate Scenario | C&I Curtailment | C&I Curtailment-Turnkey-Water Heating Control | Large Industrial | Miscellaneous | Winter Evening | % of Load | 1 | 2026 | 4.3544e-07
ENS | Alternate Scenario | C&I Curtailment | C&I Curtailment-Turnkey-Other | Large Industrial | Miscellaneous | Winter Evening | % of Load | 1 | 2026 | 9.4117e-06
ENS | Alternate Scenario | C&I Curtailment | C&I Curtailment-Turnkey-Industrial | Large Industrial | Manufacturing | Winter Evening | % of Load | 1 | 2026 | 1.8787e-06
ENS | Alternate Scenario | C&I Loadshift to BUGs | C&I Loadshift to BUGs | Large General | Miscellaneous | Winter Morning | % of Load | 1 | 2026 | 0.0024586
ENS | Alternate Scenario | C&I Loadshift to BUGs | C&I Loadshift to BUGs | Large General | Miscellaneous | Winter Evening | % of Load | 1 | 2026 | 0.0018732
ENS | Alternate Scenario | C&I Loadshift to BUGs | C&I Loadshift to BUGs | Small Industrial | Miscellaneous | Winter Morning | % of Load | 1 | 2026 | 0.00065525
ENS | Alternate Scenario | C&I Loadshift to BUGs | C&I Loadshift to BUGs | Small Industrial | Miscellaneous | Winter Evening | % of Load | 1 | 2026 | 0.00079676
ENS | Alternate Scenario | C&I Loadshift to BUGs | C&I Loadshift to BUGs | Medium Industrial | Manufacturing | Winter Morning | % of Load | 1 | 2026 | 0.00046491
ENS | Alternate Scenario | C&I Loadshift to BUGs | C&I Loadshift to BUGs | Medium Industrial | Miscellaneous | Winter Morning | % of Load | 1 | 2026 | 0.0020177
ENS | Alternate Scenario | C&I Loadshift to BUGs | C&I Loadshift to BUGs | Medium Industrial | Manufacturing | Winter Evening | % of Load | 1 | 2026 | 0.00039836
ENS | Alternate Scenario | C&I Loadshift to BUGs | C&I Loadshift to BUGs | Medium Industrial | Miscellaneous | Winter Evening | % of Load | 1 | 2026 | 0.0017289
ENS | Alternate Scenario | Dynamic Pricing | Dynamic Pricing with enabling tech. | Small General | Manufacturing | Winter Morning | % of Load | 1 | 2026 | 2.0466e-06
ENS | Alternate Scenario | Dynamic Pricing | Dynamic Pricing with enabling tech. | Small General | Manufacturing | Winter Evening | % of Load | 1 | 2026 | 2.1042e-06
ENS | Alternate Scenario | Dynamic Pricing | Dynamic Pricing with enabling tech. | Residential Charitable | Residential LI | Winter Morning | % of Load | 1 | 2026 | 5.7126e-05
ENS | Alternate Scenario | Dynamic Pricing | Dynamic Pricing with enabling tech. | Residential Charitable | Residential Market Rate | Winter Morning | % of Load | 1 | 2026 | 0.00032355
ENS | Alternate Scenario | Dynamic Pricing | Dynamic Pricing w/o enabling tech. | Residential Charitable | Residential LI | Winter Morning | % of Load | 1 | 2026 | 0.00097023
ENS | Alternate Scenario | Dynamic Pricing | Dynamic Pricing w/o enabling tech. | Residential Charitable | Residential Market Rate | Winter Morning | % of Load | 1 | 2026 | 0.0054952
ENS | Alternate Scenario | Dynamic Pricing | Dynamic Pricing with enabling tech. | Residential Charitable | Residential LI | Winter Evening | % of Load | 1 | 2026 | 5.7603e-05
ENS | Alternate Scenario | Dynamic Pricing | Dynamic Pricing with enabling tech. | Residential Charitable | Residential Market Rate | Winter Evening | % of Load | 1 | 2026 | 0.00032625
ENS | Alternate Scenario | Dynamic Pricing | Dynamic Pricing w/o enabling tech. | Residential Charitable | Residential LI | Winter Evening | % of Load | 1 | 2026 | 0.00097834
ENS | Alternate Scenario | Dynamic Pricing | Dynamic Pricing w/o enabling tech. | Residential Charitable | Residential Market Rate | Winter Evening | % of Load | 1 | 2026 | 0.0055411
ENS | Alternate Scenario | BTM Battery Control | BTM Battery Control-BYOB | Residential Charitable | Residential Market Rate | Winter Morning | % of Load | 0 | 2026 | 8.6311e-05
ENS | Alternate Scenario | BTM Battery Control | BTM Battery Control-BYOB | Residential Charitable | Residential Market Rate | Winter Evening | % of Load | 0 | 2026 | 9.8532e-05
ENS | Alternate Scenario | EV Charging Control | EV Charging Control | EV Res LDV | EV | Winter Morning | % of Load | 0 | 2026 | 2.3797e-06
ENS | Alternate Scenario | EV Charging Control | EV Charging Control | EV Res LDV | EV | Winter Evening | % of Load | 0 | 2026 | 2.527e-05
ENS | Alternate Scenario | EV Charging Control | EV Charging Control | EV Com LDV | EV | Winter Morning | % of Load | 0 | 2026 | 8.3315e-07
ENS | Alternate Scenario | EV Charging Control | EV Charging Control | EV Com LDV | EV | Winter Evening | % of Load | 0 | 2026 | 8.8471e-06
ENS | Alternate Scenario | Behavioral DR | Behavioral DR | Residential Charitable | Residential LI | Winter Morning | % of Load | 1 | 2026 | 3.117e-05
ENS | Alternate Scenario | Behavioral DR | Behavioral DR | Residential Charitable | Residential Market Rate | Winter Morning | % of Load | 1 | 2026 | 0.00017744
ENS | Alternate Scenario | Behavioral DR | Behavioral DR | Residential Charitable | Residential LI | Winter Evening | % of Load | 1 | 2026 | 3.1431e-05
ENS | Alternate Scenario | Behavioral DR | Behavioral DR | Residential Charitable | Residential Market Rate | Winter Evening | % of Load | 1 | 2026 | 0.00017893
ENS | Alternate Scenario | Time-of-Use Rates (TOU) | Time-of-Use Rates (TOU) | Residential Charitable | Residential LI | Winter Morning | % of Load | 0 | 2026 | 0.00027195
ENS | Alternate Scenario | Time-of-Use Rates (TOU) | Time-of-Use Rates (TOU) | Residential Charitable | Residential Market Rate | Winter Morning | % of Load | 0 | 2026 | 0.0015481
ENS | Alternate Scenario | Time-of-Use Rates (TOU) | Time-of-Use Rates (TOU) | Residential Charitable | Residential LI | Winter Evening | % of Load | 0 | 2026 | 0.00027422
ENS | Alternate Scenario | Time-of-Use Rates (TOU) | Time-of-Use Rates (TOU) | Residential Charitable | Residential Market Rate | Winter Evening | % of Load | 0 | 2026 | 0.0015611
ENS | Alternate Scenario | C&I Curtailment | C&I Curtailment-Turnkey-Manual HVAC Control | General | Miscellaneous | Winter Morning | % of Load | 1 | 2027 | 0.00078869
ENS | Alternate Scenario | C&I Curtailment | C&I Curtailment-Turnkey-Manual HVAC Control | General | Offices | Winter Morning | % of Load | 1 | 2027 | 5.2605e-05
ENS | Alternate Scenario | C&I Curtailment | C&I Curtailment-Turnkey-Manual HVAC Control | General | Retail Trade | Winter Morning | % of Load | 1 | 2027 | 0.00018438
ENS | Alternate Scenario | C&I Curtailment | C&I Curtailment-Turnkey-Manual HVAC Control | General | Services | Winter Morning | % of Load | 1 | 2027 | 0.0001192
ENS | Alternate Scenario | C&I Curtailment | C&I Curtailment-Turnkey-Auto-DR HVAC Control | General | Miscellaneous | Winter Morning | % of Load | 1 | 2027 | 3.1306e-05
ENS | Alternate Scenario | C&I Curtailment | C&I Curtailment-Turnkey-Auto-DR HVAC Control | General | Offices | Winter Morning | % of Load | 1 | 2027 | 2.0881e-06
ENS | Alternate Scenario | C&I Curtailment | C&I Curtailment-Turnkey-Auto-DR HVAC Control | General | Retail Trade | Winter Morning | % of Load | 1 | 2027 | 7.319e-06
ENS | Alternate Scenario | C&I Curtailment | C&I Curtailment-Turnkey-Auto-DR HVAC Control | General | Services | Winter Morning | % of Load | 1 | 2027 | 4.7316e-06
ENS | Alternate Scenario | C&I Curtailment | C&I Curtailment-Turnkey-Standard Lighting Control | General | Miscellaneous | Winter Morning | % of Load | 1 | 2027 | 0.00032891
ENS | Alternate Scenario | C&I Curtailment | C&I Curtailment-Turnkey-Standard Lighting Control | General | Offices | Winter Morning | % of Load | 1 | 2027 | 6.7865e-06
ENS | Alternate Scenario | C&I Curtailment | C&I Curtailment-Turnkey-Standard Lighting Control | General | Retail Trade | Winter Morning | % of Load | 1 | 2027 | 7.4959e-05
ENS | Alternate Scenario | C&I Curtailment | C&I Curtailment-Turnkey-Standard Lighting Control | General | Services | Winter Morning | % of Load | 1 | 2027 | 4.8504e-05
ENS | Alternate Scenario | C&I Curtailment | C&I Curtailment-Turnkey-Water Heating Control | General | Miscellaneous | Winter Morning | % of Load | 1 | 2027 | 2.0158e-05
ENS | Alternate Scenario | C&I Curtailment | C&I Curtailment-Turnkey-Water Heating Control | General | Offices | Winter Morning | % of Load | 1 | 2027 | 5.4028e-07
ENS | Alternate Scenario | C&I Curtailment | C&I Curtailment-Turnkey-Water Heating Control | General | Retail Trade | Winter Morning | % of Load | 1 | 2027 | 1.0737e-05
ENS | Alternate Scenario | C&I Curtailment | C&I Curtailment-Turnkey-Water Heating Control | General | Services | Winter Morning | % of Load | 1 | 2027 | 6.9354e-06
ENS | Alternate Scenario | C&I Curtailment | C&I Curtailment-Turnkey-Other | General | Miscellaneous | Winter Morning | % of Load | 1 | 2027 | 0.00035954
ENS | Alternate Scenario | C&I Curtailment | C&I Curtailment-Turnkey-Other | General | Offices | Winter Morning | % of Load | 1 | 2027 | 9.8632e-06
ENS | Alternate Scenario | C&I Curtailment | C&I Curtailment-Turnkey-Other | General | Retail Trade | Winter Morning | % of Load | 1 | 2027 | 0.0001136
ENS | Alternate Scenario | C&I Curtailment | C&I Curtailment-Turnkey-Other | General | Services | Winter Morning | % of Load | 1 | 2027 | 7.3426e-05
ENS | Alternate Scenario | C&I Curtailment | C&I Curtailment-Turnkey-Manual HVAC Control | General | Miscellaneous | Winter Evening | % of Load | 1 | 2027 | 0.0008179
ENS | Alternate Scenario | C&I Curtailment | C&I Curtailment-Turnkey-Manual HVAC Control | General | Offices | Winter Evening | % of Load | 1 | 2027 | 5.4553e-05
ENS | Alternate Scenario | C&I Curtailment | C&I Curtailment-Turnkey-Manual HVAC Control | General | Retail Trade | Winter Evening | % of Load | 1 | 2027 | 0.00019121
ENS | Alternate Scenario | C&I Curtailment | C&I Curtailment-Turnkey-Manual HVAC Control | General | Services | Winter Evening | % of Load | 1 | 2027 | 0.00012362
ENS | Alternate Scenario | C&I Curtailment | C&I Curtailment-Turnkey-Auto-DR HVAC Control | General | Miscellaneous | Winter Evening | % of Load | 1 | 2027 | 3.2466e-05
ENS | Alternate Scenario | C&I Curtailment | C&I Curtailment-Turnkey-Auto-DR HVAC Control | General | Offices | Winter Evening | % of Load | 1 | 2027 | 2.1654e-06
ENS | Alternate Scenario | C&I Curtailment | C&I Curtailment-Turnkey-Auto-DR HVAC Control | General | Retail Trade | Winter Evening | % of Load | 1 | 2027 | 7.59e-06
ENS | Alternate Scenario | C&I Curtailment | C&I Curtailment-Turnkey-Auto-DR HVAC Control | General | Services | Winter Evening | % of Load | 1 | 2027 | 4.9068e-06
ENS | Alternate Scenario | C&I Curtailment | C&I Curtailment-Turnkey-Standard Lighting Control | General | Miscellaneous | Winter Evening | % of Load | 1 | 2027 | 0.00034109
ENS | Alternate Scenario | C&I Curtailment | C&I Curtailment-Turnkey-Standard Lighting Control | General | Offices | Winter Evening | % of Load | 1 | 2027 | 7.0378e-06
ENS | Alternate Scenario | C&I Curtailment | C&I Curtailment-Turnkey-Standard Lighting Control | General | Retail Trade | Winter Evening | % of Load | 1 | 2027 | 7.7735e-05
ENS | Alternate Scenario | C&I Curtailment | C&I Curtailment-Turnkey-Standard Lighting Control | General | Services | Winter Evening | % of Load | 1 | 2027 | 5.03e-05
ENS | Alternate Scenario | C&I Curtailment | C&I Curtailment-Turnkey-Water Heating Control | General | Miscellaneous | Winter Evening | % of Load | 1 | 2027 | 2.0904e-05
ENS | Alternate Scenario | C&I Curtailment | C&I Curtailment-Turnkey-Water Heating Control | General | Offices | Winter Evening | % of Load | 1 | 2027 | 5.6029e-07
ENS | Alternate Scenario | C&I Curtailment | C&I Curtailment-Turnkey-Water Heating Control | General | Retail Trade | Winter Evening | % of Load | 1 | 2027 | 1.1134e-05
ENS | Alternate Scenario | C&I Curtailment | C&I Curtailment-Turnkey-Water Heating Control | General | Services | Winter Evening | % of Load | 1 | 2027 | 7.1922e-06
ENS | Alternate Scenario | C&I Curtailment | C&I Curtailment-Turnkey-Other | General | Miscellaneous | Winter Evening | % of Load | 1 | 2027 | 0.00037286
ENS | Alternate Scenario | C&I Curtailment | C&I Curtailment-Turnkey-Other | General | Offices | Winter Evening | % of Load | 1 | 2027 | 1.0228e-05
ENS | Alternate Scenario | C&I Curtailment | C&I Curtailment-Turnkey-Other | General | Retail Trade | Winter Evening | % of Load | 1 | 2027 | 0.00011781
ENS | Alternate Scenario | C&I Curtailment | C&I Curtailment-Turnkey-Other | General | Services | Winter Evening | % of Load | 1 | 2027 | 7.6145e-05
ENS | Alternate Scenario | C&I Curtailment | C&I Curtailment-Turnkey-Manual HVAC Control | Large General | Miscellaneous | Winter Morning | % of Load | 1 | 2027 | 0.00063497
ENS | Alternate Scenario | C&I Curtailment | C&I Curtailment-Turnkey-Manual HVAC Control | Large General | Retail Trade | Winter Morning | % of Load | 1 | 2027 | 2.711e-05
ENS | Alternate Scenario | C&I Curtailment | C&I Curtailment-Turnkey-Manual HVAC Control | Large General | Services | Winter Morning | % of Load | 1 | 2027 | 4.3414e-05
ENS | Alternate Scenario | C&I Curtailment | C&I Curtailment-Turnkey-Auto-DR HVAC Control | Large General | Miscellaneous | Winter Morning | % of Load | 1 | 2027 | 2.5205e-05
ENS | Alternate Scenario | C&I Curtailment | C&I Curtailment-Turnkey-Auto-DR HVAC Control | Large General | Retail Trade | Winter Morning | % of Load | 1 | 2027 | 1.0761e-06
ENS | Alternate Scenario | C&I Curtailment | C&I Curtailment-Turnkey-Auto-DR HVAC Control | Large General | Services | Winter Morning | % of Load | 1 | 2027 | 1.7233e-06
ENS | Alternate Scenario | C&I Curtailment | C&I Curtailment-Turnkey-Standard Lighting Control | Large General | Miscellaneous | Winter Morning | % of Load | 1 | 2027 | 0.00027496
ENS | Alternate Scenario | C&I Curtailment | C&I Curtailment-Turnkey-Standard Lighting Control | Large General | Retail Trade | Winter Morning | % of Load | 1 | 2027 | 1.0971e-05
ENS | Alternate Scenario | C&I Curtailment | C&I Curtailment-Turnkey-Standard Lighting Control | Large General | Services | Winter Morning | % of Load | 1 | 2027 | 1.7569e-05
ENS | Alternate Scenario | C&I Curtailment | C&I Curtailment-Turnkey-Water Heating Control | Large General | Miscellaneous | Winter Morning | % of Load | 1 | 2027 | 1.3009e-05
ENS | Alternate Scenario | C&I Curtailment | C&I Curtailment-Turnkey-Water Heating Control | Large General | Retail Trade | Winter Morning | % of Load | 1 | 2027 | 1.585e-06
ENS | Alternate Scenario | C&I Curtailment | C&I Curtailment-Turnkey-Water Heating Control | Large General | Services | Winter Morning | % of Load | 1 | 2027 | 2.5382e-06
ENS | Alternate Scenario | C&I Curtailment | C&I Curtailment-Turnkey-Other | Large General | Miscellaneous | Winter Morning | % of Load | 1 | 2027 | 0.00028068
ENS | Alternate Scenario | C&I Curtailment | C&I Curtailment-Turnkey-Other | Large General | Retail Trade | Winter Morning | % of Load | 1 | 2027 | 1.6717e-05
ENS | Alternate Scenario | C&I Curtailment | C&I Curtailment-Turnkey-Other | Large General | Services | Winter Morning | % of Load | 1 | 2027 | 2.677e-05
ENS | Alternate Scenario | C&I Curtailment | C&I Curtailment-Turnkey-Manual HVAC Control | Large General | Miscellaneous | Winter Evening | % of Load | 1 | 2027 | 0.00048376
ENS | Alternate Scenario | C&I Curtailment | C&I Curtailment-Turnkey-Manual HVAC Control | Large General | Retail Trade | Winter Evening | % of Load | 1 | 2027 | 2.0654e-05
ENS | Alternate Scenario | C&I Curtailment | C&I Curtailment-Turnkey-Manual HVAC Control | Large General | Services | Winter Evening | % of Load | 1 | 2027 | 3.3075e-05
ENS | Alternate Scenario | C&I Curtailment | C&I Curtailment-Turnkey-Auto-DR HVAC Control | Large General | Miscellaneous | Winter Evening | % of Load | 1 | 2027 | 1.9202e-05
ENS | Alternate Scenario | C&I Curtailment | C&I Curtailment-Turnkey-Auto-DR HVAC Control | Large General | Retail Trade | Winter Evening | % of Load | 1 | 2027 | 8.1984e-07
ENS | Alternate Scenario | C&I Curtailment | C&I Curtailment-Turnkey-Auto-DR HVAC Control | Large General | Services | Winter Evening | % of Load | 1 | 2027 | 1.3129e-06
ENS | Alternate Scenario | C&I Curtailment | C&I Curtailment-Turnkey-Standard Lighting Control | Large General | Miscellaneous | Winter Evening | % of Load | 1 | 2027 | 0.00020948
ENS | Alternate Scenario | C&I Curtailment | C&I Curtailment-Turnkey-Standard Lighting Control | Large General | Retail Trade | Winter Evening | % of Load | 1 | 2027 | 8.3583e-06
ENS | Alternate Scenario | C&I Curtailment | C&I Curtailment-Turnkey-Standard Lighting Control | Large General | Services | Winter Evening | % of Load | 1 | 2027 | 1.3385e-05
ENS | Alternate Scenario | C&I Curtailment | C&I Curtailment-Turnkey-Water Heating Control | Large General | Miscellaneous | Winter Evening | % of Load | 1 | 2027 | 9.911e-06
ENS | Alternate Scenario | C&I Curtailment | C&I Curtailment-Turnkey-Water Heating Control | Large General | Retail Trade | Winter Evening | % of Load | 1 | 2027 | 1.2075e-06
ENS | Alternate Scenario | C&I Curtailment | C&I Curtailment-Turnkey-Water Heating Control | Large General | Services | Winter Evening | % of Load | 1 | 2027 | 1.9337e-06
ENS | Alternate Scenario | C&I Curtailment | C&I Curtailment-Turnkey-Other | Large General | Miscellaneous | Winter Evening | % of Load | 1 | 2027 | 0.00021384
ENS | Alternate Scenario | C&I Curtailment | C&I Curtailment-Turnkey-Other | Large General | Retail Trade | Winter Evening | % of Load | 1 | 2027 | 1.2736e-05
ENS | Alternate Scenario | C&I Curtailment | C&I Curtailment-Turnkey-Other | Large General | Services | Winter Evening | % of Load | 1 | 2027 | 2.0395e-05
ENS | Alternate Scenario | C&I Curtailment | C&I Curtailment-Turnkey-Manual HVAC Control | Small Industrial | Miscellaneous | Winter Morning | % of Load | 1 | 2027 | 0.00010598
ENS | Alternate Scenario | C&I Curtailment | C&I Curtailment-Turnkey-Manual HVAC Control | Small Industrial | Offices | Winter Morning | % of Load | 1 | 2027 | 1.3342e-06
ENS | Alternate Scenario | C&I Curtailment | C&I Curtailment-Turnkey-Manual HVAC Control | Small Industrial | Retail Trade | Winter Morning | % of Load | 1 | 2027 | 4.5524e-06
ENS | Alternate Scenario | C&I Curtailment | C&I Curtailment-Turnkey-Manual HVAC Control | Small Industrial | Services | Winter Morning | % of Load | 1 | 2027 | 1.4382e-06
ENS | Alternate Scenario | C&I Curtailment | C&I Curtailment-Turnkey-Auto-DR HVAC Control | Small Industrial | Miscellaneous | Winter Morning | % of Load | 1 | 2027 | 4.2069e-06
ENS | Alternate Scenario | C&I Curtailment | C&I Curtailment-Turnkey-Auto-DR HVAC Control | Small Industrial | Offices | Winter Morning | % of Load | 1 | 2027 | 5.2958e-08
ENS | Alternate Scenario | C&I Curtailment | C&I Curtailment-Turnkey-Auto-DR HVAC Control | Small Industrial | Retail Trade | Winter Morning | % of Load | 1 | 2027 | 1.807e-07
ENS | Alternate Scenario | C&I Curtailment | C&I Curtailment-Turnkey-Auto-DR HVAC Control | Small Industrial | Services | Winter Morning | % of Load | 1 | 2027 | 5.7089e-08
ENS | Alternate Scenario | C&I Curtailment | C&I Curtailment-Turnkey-Standard Lighting Control | Small Industrial | Miscellaneous | Winter Morning | % of Load | 1 | 2027 | 3.3326e-05
ENS | Alternate Scenario | C&I Curtailment | C&I Curtailment-Turnkey-Standard Lighting Control | Small Industrial | Offices | Winter Morning | % of Load | 1 | 2027 | 1.8276e-07
ENS | Alternate Scenario | C&I Curtailment | C&I Curtailment-Turnkey-Standard Lighting Control | Small Industrial | Retail Trade | Winter Morning | % of Load | 1 | 2027 | 1.9609e-06
ENS | Alternate Scenario | C&I Curtailment | C&I Curtailment-Turnkey-Standard Lighting Control | Small Industrial | Services | Winter Morning | % of Load | 1 | 2027 | 6.195e-07
ENS | Alternate Scenario | C&I Curtailment | C&I Curtailment-Turnkey-Water Heating Control | Small Industrial | Miscellaneous | Winter Morning | % of Load | 1 | 2027 | 2.5788e-06
ENS | Alternate Scenario | C&I Curtailment | C&I Curtailment-Turnkey-Water Heating Control | Small Industrial | Offices | Winter Morning | % of Load | 1 | 2027 | 1.3331e-08
ENS | Alternate Scenario | C&I Curtailment | C&I Curtailment-Turnkey-Water Heating Control | Small Industrial | Retail Trade | Winter Morning | % of Load | 1 | 2027 | 2.5109e-07
ENS | Alternate Scenario | C&I Curtailment | C&I Curtailment-Turnkey-Water Heating Control | Small Industrial | Services | Winter Morning | % of Load | 1 | 2027 | 7.9324e-08
ENS | Alternate Scenario | C&I Curtailment | C&I Curtailment-Turnkey-Other | Small Industrial | Miscellaneous | Winter Morning | % of Load | 1 | 2027 | 4.0053e-05
ENS | Alternate Scenario | C&I Curtailment | C&I Curtailment-Turnkey-Other | Small Industrial | Offices | Winter Morning | % of Load | 1 | 2027 | 2.5159e-07
ENS | Alternate Scenario | C&I Curtailment | C&I Curtailment-Turnkey-Other | Small Industrial | Retail Trade | Winter Morning | % of Load | 1 | 2027 | 2.7726e-06
ENS | Alternate Scenario | C&I Curtailment | C&I Curtailment-Turnkey-Other | Small Industrial | Services | Winter Morning | % of Load | 1 | 2027 | 8.7594e-07
ENS | Alternate Scenario | C&I Curtailment | C&I Curtailment-Turnkey-Industrial | Small Industrial | Manufacturing | Winter Morning | % of Load | 1 | 2027 | 9.6912e-06
ENS | Alternate Scenario | C&I Curtailment | C&I Curtailment-Turnkey-Manual HVAC Control | Small Industrial | Miscellaneous | Winter Evening | % of Load | 1 | 2027 | 0.00012886
ENS | Alternate Scenario | C&I Curtailment | C&I Curtailment-Turnkey-Manual HVAC Control | Small Industrial | Offices | Winter Evening | % of Load | 1 | 2027 | 1.6222e-06
ENS | Alternate Scenario | C&I Curtailment | C&I Curtailment-Turnkey-Manual HVAC Control | Small Industrial | Retail Trade | Winter Evening | % of Load | 1 | 2027 | 5.5352e-06
ENS | Alternate Scenario | C&I Curtailment | C&I Curtailment-Turnkey-Manual HVAC Control | Small Industrial | Services | Winter Evening | % of Load | 1 | 2027 | 1.7487e-06
ENS | Alternate Scenario | C&I Curtailment | C&I Curtailment-Turnkey-Auto-DR HVAC Control | Small Industrial | Miscellaneous | Winter Evening | % of Load | 1 | 2027 | 5.115e-06
ENS | Alternate Scenario | C&I Curtailment | C&I Curtailment-Turnkey-Auto-DR HVAC Control | Small Industrial | Offices | Winter Evening | % of Load | 1 | 2027 | 6.439e-08
ENS | Alternate Scenario | C&I Curtailment | C&I Curtailment-Turnkey-Auto-DR HVAC Control | Small Industrial | Retail Trade | Winter Evening | % of Load | 1 | 2027 | 2.1971e-07
ENS | Alternate Scenario | C&I Curtailment | C&I Curtailment-Turnkey-Auto-DR HVAC Control | Small Industrial | Services | Winter Evening | % of Load | 1 | 2027 | 6.9414e-08
ENS | Alternate Scenario | C&I Curtailment | C&I Curtailment-Turnkey-Standard Lighting Control | Small Industrial | Miscellaneous | Winter Evening | % of Load | 1 | 2027 | 4.052e-05
ENS | Alternate Scenario | C&I Curtailment | C&I Curtailment-Turnkey-Standard Lighting Control | Small Industrial | Offices | Winter Evening | % of Load | 1 | 2027 | 2.2222e-07
ENS | Alternate Scenario | C&I Curtailment | C&I Curtailment-Turnkey-Standard Lighting Control | Small Industrial | Retail Trade | Winter Evening | % of Load | 1 | 2027 | 2.3842e-06
ENS | Alternate Scenario | C&I Curtailment | C&I Curtailment-Turnkey-Standard Lighting Control | Small Industrial | Services | Winter Evening | % of Load | 1 | 2027 | 7.5323e-07
ENS | Alternate Scenario | C&I Curtailment | C&I Curtailment-Turnkey-Water Heating Control | Small Industrial | Miscellaneous | Winter Evening | % of Load | 1 | 2027 | 3.1355e-06
ENS | Alternate Scenario | C&I Curtailment | C&I Curtailment-Turnkey-Water Heating Control | Small Industrial | Offices | Winter Evening | % of Load | 1 | 2027 | 1.6208e-08
ENS | Alternate Scenario | C&I Curtailment | C&I Curtailment-Turnkey-Water Heating Control | Small Industrial | Retail Trade | Winter Evening | % of Load | 1 | 2027 | 3.0529e-07
ENS | Alternate Scenario | C&I Curtailment | C&I Curtailment-Turnkey-Water Heating Control | Small Industrial | Services | Winter Evening | % of Load | 1 | 2027 | 9.6449e-08
ENS | Alternate Scenario | C&I Curtailment | C&I Curtailment-Turnkey-Other | Small Industrial | Miscellaneous | Winter Evening | % of Load | 1 | 2027 | 4.8699e-05
ENS | Alternate Scenario | C&I Curtailment | C&I Curtailment-Turnkey-Other | Small Industrial | Offices | Winter Evening | % of Load | 1 | 2027 | 3.059e-07
ENS | Alternate Scenario | C&I Curtailment | C&I Curtailment-Turnkey-Other | Small Industrial | Retail Trade | Winter Evening | % of Load | 1 | 2027 | 3.3712e-06
ENS | Alternate Scenario | C&I Curtailment | C&I Curtailment-Turnkey-Other | Small Industrial | Services | Winter Evening | % of Load | 1 | 2027 | 1.065e-06
ENS | Alternate Scenario | C&I Curtailment | C&I Curtailment-Turnkey-Industrial | Small Industrial | Manufacturing | Winter Evening | % of Load | 1 | 2027 | 1.1783e-05
ENS | Alternate Scenario | C&I Curtailment | C&I Curtailment-Turnkey-Manual HVAC Control | Medium Industrial | Miscellaneous | Winter Morning | % of Load | 1 | 2027 | 0.0020297
ENS | Alternate Scenario | C&I Curtailment | C&I Curtailment-Turnkey-Manual HVAC Control | Medium Industrial | Offices | Winter Morning | % of Load | 1 | 2027 | 3.2163e-05
ENS | Alternate Scenario | C&I Curtailment | C&I Curtailment-Turnkey-Manual HVAC Control | Medium Industrial | Retail Trade | Winter Morning | % of Load | 1 | 2027 | 0.00045612
ENS | Alternate Scenario | C&I Curtailment | C&I Curtailment-Turnkey-Manual HVAC Control | Medium Industrial | Services | Winter Morning | % of Load | 1 | 2027 | 2.1003e-05
ENS | Alternate Scenario | C&I Curtailment | C&I Curtailment-Turnkey-Auto-DR HVAC Control | Medium Industrial | Miscellaneous | Winter Morning | % of Load | 1 | 2027 | 8.0567e-05
ENS | Alternate Scenario | C&I Curtailment | C&I Curtailment-Turnkey-Auto-DR HVAC Control | Medium Industrial | Offices | Winter Morning | % of Load | 1 | 2027 | 1.2767e-06
ENS | Alternate Scenario | C&I Curtailment | C&I Curtailment-Turnkey-Auto-DR HVAC Control | Medium Industrial | Retail Trade | Winter Morning | % of Load | 1 | 2027 | 1.8105e-05
ENS | Alternate Scenario | C&I Curtailment | C&I Curtailment-Turnkey-Auto-DR HVAC Control | Medium Industrial | Services | Winter Morning | % of Load | 1 | 2027 | 8.3369e-07
ENS | Alternate Scenario | C&I Curtailment | C&I Curtailment-Turnkey-Standard Lighting Control | Medium Industrial | Miscellaneous | Winter Morning | % of Load | 1 | 2027 | 0.00063824
ENS | Alternate Scenario | C&I Curtailment | C&I Curtailment-Turnkey-Standard Lighting Control | Medium Industrial | Offices | Winter Morning | % of Load | 1 | 2027 | 4.406e-06
ENS | Alternate Scenario | C&I Curtailment | C&I Curtailment-Turnkey-Standard Lighting Control | Medium Industrial | Retail Trade | Winter Morning | % of Load | 1 | 2027 | 0.00019647
ENS | Alternate Scenario | C&I Curtailment | C&I Curtailment-Turnkey-Standard Lighting Control | Medium Industrial | Services | Winter Morning | % of Load | 1 | 2027 | 9.0467e-06
ENS | Alternate Scenario | C&I Curtailment | C&I Curtailment-Turnkey-Water Heating Control | Medium Industrial | Miscellaneous | Winter Morning | % of Load | 1 | 2027 | 4.9387e-05
ENS | Alternate Scenario | C&I Curtailment | C&I Curtailment-Turnkey-Water Heating Control | Medium Industrial | Offices | Winter Morning | % of Load | 1 | 2027 | 3.2137e-07
ENS | Alternate Scenario | C&I Curtailment | C&I Curtailment-Turnkey-Water Heating Control | Medium Industrial | Retail Trade | Winter Morning | % of Load | 1 | 2027 | 2.5157e-05
ENS | Alternate Scenario | C&I Curtailment | C&I Curtailment-Turnkey-Water Heating Control | Medium Industrial | Services | Winter Morning | % of Load | 1 | 2027 | 1.1584e-06
ENS | Alternate Scenario | C&I Curtailment | C&I Curtailment-Turnkey-Other | Medium Industrial | Miscellaneous | Winter Morning | % of Load | 1 | 2027 | 0.00076707
ENS | Alternate Scenario | C&I Curtailment | C&I Curtailment-Turnkey-Other | Medium Industrial | Offices | Winter Morning | % of Load | 1 | 2027 | 6.0651e-06
ENS | Alternate Scenario | C&I Curtailment | C&I Curtailment-Turnkey-Other | Medium Industrial | Retail Trade | Winter Morning | % of Load | 1 | 2027 | 0.0002778
ENS | Alternate Scenario | C&I Curtailment | C&I Curtailment-Turnkey-Other | Medium Industrial | Services | Winter Morning | % of Load | 1 | 2027 | 1.2792e-05
ENS | Alternate Scenario | C&I Curtailment | C&I Curtailment-Turnkey-Manual HVAC Control | Medium Industrial | Miscellaneous | Winter Evening | % of Load | 1 | 2027 | 0.001739
ENS | Alternate Scenario | C&I Curtailment | C&I Curtailment-Turnkey-Manual HVAC Control | Medium Industrial | Offices | Winter Evening | % of Load | 1 | 2027 | 2.7557e-05
ENS | Alternate Scenario | C&I Curtailment | C&I Curtailment-Turnkey-Manual HVAC Control | Medium Industrial | Retail Trade | Winter Evening | % of Load | 1 | 2027 | 0.0003908
ENS | Alternate Scenario | C&I Curtailment | C&I Curtailment-Turnkey-Manual HVAC Control | Medium Industrial | Services | Winter Evening | % of Load | 1 | 2027 | 1.7995e-05
ENS | Alternate Scenario | C&I Curtailment | C&I Curtailment-Turnkey-Auto-DR HVAC Control | Medium Industrial | Miscellaneous | Winter Evening | % of Load | 1 | 2027 | 6.903e-05
ENS | Alternate Scenario | C&I Curtailment | C&I Curtailment-Turnkey-Auto-DR HVAC Control | Medium Industrial | Offices | Winter Evening | % of Load | 1 | 2027 | 1.0939e-06
ENS | Alternate Scenario | C&I Curtailment | C&I Curtailment-Turnkey-Auto-DR HVAC Control | Medium Industrial | Retail Trade | Winter Evening | % of Load | 1 | 2027 | 1.5512e-05
ENS | Alternate Scenario | C&I Curtailment | C&I Curtailment-Turnkey-Auto-DR HVAC Control | Medium Industrial | Services | Winter Evening | % of Load | 1 | 2027 | 7.143e-07
ENS | Alternate Scenario | C&I Curtailment | C&I Curtailment-Turnkey-Standard Lighting Control | Medium Industrial | Miscellaneous | Winter Evening | % of Load | 1 | 2027 | 0.00054684
ENS | Alternate Scenario | C&I Curtailment | C&I Curtailment-Turnkey-Standard Lighting Control | Medium Industrial | Offices | Winter Evening | % of Load | 1 | 2027 | 3.775e-06
ENS | Alternate Scenario | C&I Curtailment | C&I Curtailment-Turnkey-Standard Lighting Control | Medium Industrial | Retail Trade | Winter Evening | % of Load | 1 | 2027 | 0.00016833
ENS | Alternate Scenario | C&I Curtailment | C&I Curtailment-Turnkey-Standard Lighting Control | Medium Industrial | Services | Winter Evening | % of Load | 1 | 2027 | 7.7511e-06
ENS | Alternate Scenario | C&I Curtailment | C&I Curtailment-Turnkey-Water Heating Control | Medium Industrial | Miscellaneous | Winter Evening | % of Load | 1 | 2027 | 4.2314e-05
ENS | Alternate Scenario | C&I Curtailment | C&I Curtailment-Turnkey-Water Heating Control | Medium Industrial | Offices | Winter Evening | % of Load | 1 | 2027 | 2.7535e-07
ENS | Alternate Scenario | C&I Curtailment | C&I Curtailment-Turnkey-Water Heating Control | Medium Industrial | Retail Trade | Winter Evening | % of Load | 1 | 2027 | 2.1554e-05
ENS | Alternate Scenario | C&I Curtailment | C&I Curtailment-Turnkey-Water Heating Control | Medium Industrial | Services | Winter Evening | % of Load | 1 | 2027 | 9.9251e-07
ENS | Alternate Scenario | C&I Curtailment | C&I Curtailment-Turnkey-Other | Medium Industrial | Miscellaneous | Winter Evening | % of Load | 1 | 2027 | 0.00065722
ENS | Alternate Scenario | C&I Curtailment | C&I Curtailment-Turnkey-Other | Medium Industrial | Offices | Winter Evening | % of Load | 1 | 2027 | 5.1966e-06
ENS | Alternate Scenario | C&I Curtailment | C&I Curtailment-Turnkey-Other | Medium Industrial | Retail Trade | Winter Evening | % of Load | 1 | 2027 | 0.00023801
ENS | Alternate Scenario | C&I Curtailment | C&I Curtailment-Turnkey-Other | Medium Industrial | Services | Winter Evening | % of Load | 1 | 2027 | 1.096e-05
ENS | Alternate Scenario | C&I Curtailment | C&I Curtailment-Turnkey-Manual HVAC Control | Large Industrial | Miscellaneous | Winter Morning | % of Load | 1 | 2027 | 4.2666e-05
ENS | Alternate Scenario | C&I Curtailment | C&I Curtailment-Turnkey-Auto-DR HVAC Control | Large Industrial | Miscellaneous | Winter Morning | % of Load | 1 | 2027 | 1.6936e-06
ENS | Alternate Scenario | C&I Curtailment | C&I Curtailment-Turnkey-Standard Lighting Control | Large Industrial | Miscellaneous | Winter Morning | % of Load | 1 | 2027 | 1.8475e-05
ENS | Alternate Scenario | C&I Curtailment | C&I Curtailment-Turnkey-Water Heating Control | Large Industrial | Miscellaneous | Winter Morning | % of Load | 1 | 2027 | 8.7411e-07
ENS | Alternate Scenario | C&I Curtailment | C&I Curtailment-Turnkey-Other | Large Industrial | Miscellaneous | Winter Morning | % of Load | 1 | 2027 | 1.886e-05
ENS | Alternate Scenario | C&I Curtailment | C&I Curtailment-Turnkey-Industrial | Large Industrial | Manufacturing | Winter Morning | % of Load | 1 | 2027 | 3.7435e-06
ENS | Alternate Scenario | C&I Curtailment | C&I Curtailment-Turnkey-Manual HVAC Control | Large Industrial | Miscellaneous | Winter Evening | % of Load | 1 | 2027 | 3.7565e-05
ENS | Alternate Scenario | C&I Curtailment | C&I Curtailment-Turnkey-Auto-DR HVAC Control | Large Industrial | Miscellaneous | Winter Evening | % of Load | 1 | 2027 | 1.4911e-06
ENS | Alternate Scenario | C&I Curtailment | C&I Curtailment-Turnkey-Standard Lighting Control | Large Industrial | Miscellaneous | Winter Evening | % of Load | 1 | 2027 | 1.6266e-05
ENS | Alternate Scenario | C&I Curtailment | C&I Curtailment-Turnkey-Water Heating Control | Large Industrial | Miscellaneous | Winter Evening | % of Load | 1 | 2027 | 7.696e-07
ENS | Alternate Scenario | C&I Curtailment | C&I Curtailment-Turnkey-Other | Large Industrial | Miscellaneous | Winter Evening | % of Load | 1 | 2027 | 1.6605e-05
ENS | Alternate Scenario | C&I Curtailment | C&I Curtailment-Turnkey-Industrial | Large Industrial | Manufacturing | Winter Evening | % of Load | 1 | 2027 | 3.2959e-06
ENS | Alternate Scenario | C&I Loadshift to BUGs | C&I Loadshift to BUGs | Large General | Miscellaneous | Winter Morning | % of Load | 1 | 2027 | 0.0024611
ENS | Alternate Scenario | C&I Loadshift to BUGs | C&I Loadshift to BUGs | Large General | Miscellaneous | Winter Evening | % of Load | 1 | 2027 | 0.001875
ENS | Alternate Scenario | C&I Loadshift to BUGs | C&I Loadshift to BUGs | Small Industrial | Miscellaneous | Winter Morning | % of Load | 1 | 2027 | 0.00065962
ENS | Alternate Scenario | C&I Loadshift to BUGs | C&I Loadshift to BUGs | Small Industrial | Miscellaneous | Winter Evening | % of Load | 1 | 2027 | 0.00080201
ENS | Alternate Scenario | C&I Loadshift to BUGs | C&I Loadshift to BUGs | Medium Industrial | Manufacturing | Winter Morning | % of Load | 1 | 2027 | 0.00046585
ENS | Alternate Scenario | C&I Loadshift to BUGs | C&I Loadshift to BUGs | Medium Industrial | Miscellaneous | Winter Morning | % of Load | 1 | 2027 | 0.0020218
ENS | Alternate Scenario | C&I Loadshift to BUGs | C&I Loadshift to BUGs | Medium Industrial | Manufacturing | Winter Evening | % of Load | 1 | 2027 | 0.00039914
ENS | Alternate Scenario | C&I Loadshift to BUGs | C&I Loadshift to BUGs | Medium Industrial | Miscellaneous | Winter Evening | % of Load | 1 | 2027 | 0.0017323
ENS | Alternate Scenario | Dynamic Pricing | Dynamic Pricing with enabling tech. | Small General | Manufacturing | Winter Morning | % of Load | 1 | 2027 | 3.4112e-06
ENS | Alternate Scenario | Dynamic Pricing | Dynamic Pricing with enabling tech. | Small General | Manufacturing | Winter Evening | % of Load | 1 | 2027 | 3.507e-06
ENS | Alternate Scenario | Dynamic Pricing | Dynamic Pricing with enabling tech. | Residential Charitable | Residential LI | Winter Morning | % of Load | 1 | 2027 | 0.00016916
ENS | Alternate Scenario | Dynamic Pricing | Dynamic Pricing with enabling tech. | Residential Charitable | Residential Market Rate | Winter Morning | % of Load | 1 | 2027 | 0.00096614
ENS | Alternate Scenario | Dynamic Pricing | Dynamic Pricing w/o enabling tech. | Residential Charitable | Residential LI | Winter Morning | % of Load | 1 | 2027 | 0.001082
ENS | Alternate Scenario | Dynamic Pricing | Dynamic Pricing w/o enabling tech. | Residential Charitable | Residential Market Rate | Winter Morning | % of Load | 1 | 2027 | 0.0061799
ENS | Alternate Scenario | Dynamic Pricing | Dynamic Pricing with enabling tech. | Residential Charitable | Residential LI | Winter Evening | % of Load | 1 | 2027 | 0.00017056
ENS | Alternate Scenario | Dynamic Pricing | Dynamic Pricing with enabling tech. | Residential Charitable | Residential Market Rate | Winter Evening | % of Load | 1 | 2027 | 0.00097415
ENS | Alternate Scenario | Dynamic Pricing | Dynamic Pricing w/o enabling tech. | Residential Charitable | Residential LI | Winter Evening | % of Load | 1 | 2027 | 0.001091
ENS | Alternate Scenario | Dynamic Pricing | Dynamic Pricing w/o enabling tech. | Residential Charitable | Residential Market Rate | Winter Evening | % of Load | 1 | 2027 | 0.0062312
ENS | Alternate Scenario | Behavioral DR | Behavioral DR | Residential Charitable | Residential LI | Winter Morning | % of Load | 1 | 2027 | 6.921e-05
ENS | Alternate Scenario | Behavioral DR | Behavioral DR | Residential Charitable | Residential Market Rate | Winter Morning | % of Load | 1 | 2027 | 0.00039529
ENS | Alternate Scenario | Behavioral DR | Behavioral DR | Residential Charitable | Residential LI | Winter Evening | % of Load | 1 | 2027 | 6.9784e-05
ENS | Alternate Scenario | Behavioral DR | Behavioral DR | Residential Charitable | Residential Market Rate | Winter Evening | % of Load | 1 | 2027 | 0.00039857
ENS | Alternate Scenario | Time-of-Use Rates (TOU) | Time-of-Use Rates (TOU) | Residential Charitable | Residential LI | Winter Morning | % of Load | 0 | 2027 | 0.00029473
ENS | Alternate Scenario | Time-of-Use Rates (TOU) | Time-of-Use Rates (TOU) | Residential Charitable | Residential Market Rate | Winter Morning | % of Load | 0 | 2027 | 0.0016833
ENS | Alternate Scenario | Time-of-Use Rates (TOU) | Time-of-Use Rates (TOU) | Residential Charitable | Residential LI | Winter Evening | % of Load | 0 | 2027 | 0.00029718
ENS | Alternate Scenario | Time-of-Use Rates (TOU) | Time-of-Use Rates (TOU) | Residential Charitable | Residential Market Rate | Winter Evening | % of Load | 0 | 2027 | 0.0016973
ENS | Alternate Scenario | C&I Curtailment | C&I Curtailment-Turnkey-Manual HVAC Control | General | Miscellaneous | Winter Morning | % of Load | 1 | 2028 | 0.0009324
ENS | Alternate Scenario | C&I Curtailment | C&I Curtailment-Turnkey-Manual HVAC Control | General | Offices | Winter Morning | % of Load | 1 | 2028 | 6.2842e-05
ENS | Alternate Scenario | C&I Curtailment | C&I Curtailment-Turnkey-Manual HVAC Control | General | Retail Trade | Winter Morning | % of Load | 1 | 2028 | 0.00021674
ENS | Alternate Scenario | C&I Curtailment | C&I Curtailment-Turnkey-Manual HVAC Control | General | Services | Winter Morning | % of Load | 1 | 2028 | 0.00014012
ENS | Alternate Scenario | C&I Curtailment | C&I Curtailment-Turnkey-Auto-DR HVAC Control | General | Miscellaneous | Winter Morning | % of Load | 1 | 2028 | 4.6541e-05
ENS | Alternate Scenario | C&I Curtailment | C&I Curtailment-Turnkey-Auto-DR HVAC Control | General | Offices | Winter Morning | % of Load | 1 | 2028 | 3.1368e-06
ENS | Alternate Scenario | C&I Curtailment | C&I Curtailment-Turnkey-Auto-DR HVAC Control | General | Retail Trade | Winter Morning | % of Load | 1 | 2028 | 1.0818e-05
ENS | Alternate Scenario | C&I Curtailment | C&I Curtailment-Turnkey-Auto-DR HVAC Control | General | Services | Winter Morning | % of Load | 1 | 2028 | 6.9941e-06
ENS | Alternate Scenario | C&I Curtailment | C&I Curtailment-Turnkey-Standard Lighting Control | General | Miscellaneous | Winter Morning | % of Load | 1 | 2028 | 0.00038674
ENS | Alternate Scenario | C&I Curtailment | C&I Curtailment-Turnkey-Standard Lighting Control | General | Offices | Winter Morning | % of Load | 1 | 2028 | 7.8321e-06
ENS | Alternate Scenario | C&I Curtailment | C&I Curtailment-Turnkey-Standard Lighting Control | General | Retail Trade | Winter Morning | % of Load | 1 | 2028 | 8.7058e-05
ENS | Alternate Scenario | C&I Curtailment | C&I Curtailment-Turnkey-Standard Lighting Control | General | Services | Winter Morning | % of Load | 1 | 2028 | 5.6343e-05
ENS | Alternate Scenario | C&I Curtailment | C&I Curtailment-Turnkey-Water Heating Control | General | Miscellaneous | Winter Morning | % of Load | 1 | 2028 | 2.4519e-05
ENS | Alternate Scenario | C&I Curtailment | C&I Curtailment-Turnkey-Water Heating Control | General | Offices | Winter Morning | % of Load | 1 | 2028 | 6.5484e-07
ENS | Alternate Scenario | C&I Curtailment | C&I Curtailment-Turnkey-Water Heating Control | General | Retail Trade | Winter Morning | % of Load | 1 | 2028 | 1.312e-05
ENS | Alternate Scenario | C&I Curtailment | C&I Curtailment-Turnkey-Water Heating Control | General | Services | Winter Morning | % of Load | 1 | 2028 | 8.4738e-06
ENS | Alternate Scenario | C&I Curtailment | C&I Curtailment-Turnkey-Other | General | Miscellaneous | Winter Morning | % of Load | 1 | 2028 | 0.0004344
ENS | Alternate Scenario | C&I Curtailment | C&I Curtailment-Turnkey-Other | General | Offices | Winter Morning | % of Load | 1 | 2028 | 1.1881e-05
ENS | Alternate Scenario | C&I Curtailment | C&I Curtailment-Turnkey-Other | General | Retail Trade | Winter Morning | % of Load | 1 | 2028 | 0.00013741
ENS | Alternate Scenario | C&I Curtailment | C&I Curtailment-Turnkey-Other | General | Services | Winter Morning | % of Load | 1 | 2028 | 8.8816e-05
ENS | Alternate Scenario | C&I Curtailment | C&I Curtailment-Turnkey-Manual HVAC Control | General | Miscellaneous | Winter Evening | % of Load | 1 | 2028 | 0.00096671
ENS | Alternate Scenario | C&I Curtailment | C&I Curtailment-Turnkey-Manual HVAC Control | General | Offices | Winter Evening | % of Load | 1 | 2028 | 6.5154e-05
ENS | Alternate Scenario | C&I Curtailment | C&I Curtailment-Turnkey-Manual HVAC Control | General | Retail Trade | Winter Evening | % of Load | 1 | 2028 | 0.00022471
ENS | Alternate Scenario | C&I Curtailment | C&I Curtailment-Turnkey-Manual HVAC Control | General | Services | Winter Evening | % of Load | 1 | 2028 | 0.00014528
ENS | Alternate Scenario | C&I Curtailment | C&I Curtailment-Turnkey-Auto-DR HVAC Control | General | Miscellaneous | Winter Evening | % of Load | 1 | 2028 | 4.8253e-05
ENS | Alternate Scenario | C&I Curtailment | C&I Curtailment-Turnkey-Auto-DR HVAC Control | General | Offices | Winter Evening | % of Load | 1 | 2028 | 3.2522e-06
ENS | Alternate Scenario | C&I Curtailment | C&I Curtailment-Turnkey-Auto-DR HVAC Control | General | Retail Trade | Winter Evening | % of Load | 1 | 2028 | 1.1216e-05
ENS | Alternate Scenario | C&I Curtailment | C&I Curtailment-Turnkey-Auto-DR HVAC Control | General | Services | Winter Evening | % of Load | 1 | 2028 | 7.2514e-06
ENS | Alternate Scenario | C&I Curtailment | C&I Curtailment-Turnkey-Standard Lighting Control | General | Miscellaneous | Winter Evening | % of Load | 1 | 2028 | 0.00040097
ENS | Alternate Scenario | C&I Curtailment | C&I Curtailment-Turnkey-Standard Lighting Control | General | Offices | Winter Evening | % of Load | 1 | 2028 | 8.1202e-06
ENS | Alternate Scenario | C&I Curtailment | C&I Curtailment-Turnkey-Standard Lighting Control | General | Retail Trade | Winter Evening | % of Load | 1 | 2028 | 9.0261e-05
ENS | Alternate Scenario | C&I Curtailment | C&I Curtailment-Turnkey-Standard Lighting Control | General | Services | Winter Evening | % of Load | 1 | 2028 | 5.8416e-05
ENS | Alternate Scenario | C&I Curtailment | C&I Curtailment-Turnkey-Water Heating Control | General | Miscellaneous | Winter Evening | % of Load | 1 | 2028 | 2.5421e-05
ENS | Alternate Scenario | C&I Curtailment | C&I Curtailment-Turnkey-Water Heating Control | General | Offices | Winter Evening | % of Load | 1 | 2028 | 6.7893e-07
ENS | Alternate Scenario | C&I Curtailment | C&I Curtailment-Turnkey-Water Heating Control | General | Retail Trade | Winter Evening | % of Load | 1 | 2028 | 1.3603e-05
ENS | Alternate Scenario | C&I Curtailment | C&I Curtailment-Turnkey-Water Heating Control | General | Services | Winter Evening | % of Load | 1 | 2028 | 8.7855e-06
ENS | Alternate Scenario | C&I Curtailment | C&I Curtailment-Turnkey-Other | General | Miscellaneous | Winter Evening | % of Load | 1 | 2028 | 0.00045038
ENS | Alternate Scenario | C&I Curtailment | C&I Curtailment-Turnkey-Other | General | Offices | Winter Evening | % of Load | 1 | 2028 | 1.2318e-05
ENS | Alternate Scenario | C&I Curtailment | C&I Curtailment-Turnkey-Other | General | Retail Trade | Winter Evening | % of Load | 1 | 2028 | 0.00014247
ENS | Alternate Scenario | C&I Curtailment | C&I Curtailment-Turnkey-Other | General | Services | Winter Evening | % of Load | 1 | 2028 | 9.2084e-05
ENS | Alternate Scenario | C&I Curtailment | C&I Curtailment-Turnkey-Manual HVAC Control | Large General | Miscellaneous | Winter Morning | % of Load | 1 | 2028 | 0.00075092
ENS | Alternate Scenario | C&I Curtailment | C&I Curtailment-Turnkey-Manual HVAC Control | Large General | Retail Trade | Winter Morning | % of Load | 1 | 2028 | 3.1815e-05
ENS | Alternate Scenario | C&I Curtailment | C&I Curtailment-Turnkey-Manual HVAC Control | Large General | Services | Winter Morning | % of Load | 1 | 2028 | 5.0949e-05
ENS | Alternate Scenario | C&I Curtailment | C&I Curtailment-Turnkey-Auto-DR HVAC Control | Large General | Miscellaneous | Winter Morning | % of Load | 1 | 2028 | 3.7482e-05
ENS | Alternate Scenario | C&I Curtailment | C&I Curtailment-Turnkey-Auto-DR HVAC Control | Large General | Retail Trade | Winter Morning | % of Load | 1 | 2028 | 1.5881e-06
ENS | Alternate Scenario | C&I Curtailment | C&I Curtailment-Turnkey-Auto-DR HVAC Control | Large General | Services | Winter Morning | % of Load | 1 | 2028 | 2.5431e-06
ENS | Alternate Scenario | C&I Curtailment | C&I Curtailment-Turnkey-Standard Lighting Control | Large General | Miscellaneous | Winter Morning | % of Load | 1 | 2028 | 0.00032342
ENS | Alternate Scenario | C&I Curtailment | C&I Curtailment-Turnkey-Standard Lighting Control | Large General | Retail Trade | Winter Morning | % of Load | 1 | 2028 | 1.2712e-05
ENS | Alternate Scenario | C&I Curtailment | C&I Curtailment-Turnkey-Standard Lighting Control | Large General | Services | Winter Morning | % of Load | 1 | 2028 | 2.0356e-05
ENS | Alternate Scenario | C&I Curtailment | C&I Curtailment-Turnkey-Water Heating Control | Large General | Miscellaneous | Winter Morning | % of Load | 1 | 2028 | 1.5728e-05
ENS | Alternate Scenario | C&I Curtailment | C&I Curtailment-Turnkey-Water Heating Control | Large General | Retail Trade | Winter Morning | % of Load | 1 | 2028 | 1.9355e-06
ENS | Alternate Scenario | C&I Curtailment | C&I Curtailment-Turnkey-Water Heating Control | Large General | Services | Winter Morning | % of Load | 1 | 2028 | 3.0994e-06
ENS | Alternate Scenario | C&I Curtailment | C&I Curtailment-Turnkey-Other | Large General | Miscellaneous | Winter Morning | % of Load | 1 | 2028 | 0.00033843
ENS | Alternate Scenario | C&I Curtailment | C&I Curtailment-Turnkey-Other | Large General | Retail Trade | Winter Morning | % of Load | 1 | 2028 | 2.0195e-05
ENS | Alternate Scenario | C&I Curtailment | C&I Curtailment-Turnkey-Other | Large General | Services | Winter Morning | % of Load | 1 | 2028 | 3.234e-05
ENS | Alternate Scenario | C&I Curtailment | C&I Curtailment-Turnkey-Manual HVAC Control | Large General | Miscellaneous | Winter Evening | % of Load | 1 | 2028 | 0.00057196
ENS | Alternate Scenario | C&I Curtailment | C&I Curtailment-Turnkey-Manual HVAC Control | Large General | Retail Trade | Winter Evening | % of Load | 1 | 2028 | 2.4233e-05
ENS | Alternate Scenario | C&I Curtailment | C&I Curtailment-Turnkey-Manual HVAC Control | Large General | Services | Winter Evening | % of Load | 1 | 2028 | 3.8807e-05
ENS | Alternate Scenario | C&I Curtailment | C&I Curtailment-Turnkey-Auto-DR HVAC Control | Large General | Miscellaneous | Winter Evening | % of Load | 1 | 2028 | 2.8549e-05
ENS | Alternate Scenario | C&I Curtailment | C&I Curtailment-Turnkey-Auto-DR HVAC Control | Large General | Retail Trade | Winter Evening | % of Load | 1 | 2028 | 1.2096e-06
ENS | Alternate Scenario | C&I Curtailment | C&I Curtailment-Turnkey-Auto-DR HVAC Control | Large General | Services | Winter Evening | % of Load | 1 | 2028 | 1.937e-06
ENS | Alternate Scenario | C&I Curtailment | C&I Curtailment-Turnkey-Standard Lighting Control | Large General | Miscellaneous | Winter Evening | % of Load | 1 | 2028 | 0.00024634
ENS | Alternate Scenario | C&I Curtailment | C&I Curtailment-Turnkey-Standard Lighting Control | Large General | Retail Trade | Winter Evening | % of Load | 1 | 2028 | 9.6823e-06
ENS | Alternate Scenario | C&I Curtailment | C&I Curtailment-Turnkey-Standard Lighting Control | Large General | Services | Winter Evening | % of Load | 1 | 2028 | 1.5505e-05
ENS | Alternate Scenario | C&I Curtailment | C&I Curtailment-Turnkey-Water Heating Control | Large General | Miscellaneous | Winter Evening | % of Load | 1 | 2028 | 1.198e-05
ENS | Alternate Scenario | C&I Curtailment | C&I Curtailment-Turnkey-Water Heating Control | Large General | Retail Trade | Winter Evening | % of Load | 1 | 2028 | 1.4742e-06
ENS | Alternate Scenario | C&I Curtailment | C&I Curtailment-Turnkey-Water Heating Control | Large General | Services | Winter Evening | % of Load | 1 | 2028 | 2.3608e-06
ENS | Alternate Scenario | C&I Curtailment | C&I Curtailment-Turnkey-Other | Large General | Miscellaneous | Winter Evening | % of Load | 1 | 2028 | 0.00025778
ENS | Alternate Scenario | C&I Curtailment | C&I Curtailment-Turnkey-Other | Large General | Retail Trade | Winter Evening | % of Load | 1 | 2028 | 1.5382e-05
ENS | Alternate Scenario | C&I Curtailment | C&I Curtailment-Turnkey-Other | Large General | Services | Winter Evening | % of Load | 1 | 2028 | 2.4633e-05
ENS | Alternate Scenario | C&I Curtailment | C&I Curtailment-Turnkey-Manual HVAC Control | Small Industrial | Miscellaneous | Winter Morning | % of Load | 1 | 2028 | 0.00012538
ENS | Alternate Scenario | C&I Curtailment | C&I Curtailment-Turnkey-Manual HVAC Control | Small Industrial | Offices | Winter Morning | % of Load | 1 | 2028 | 1.5881e-06
ENS | Alternate Scenario | C&I Curtailment | C&I Curtailment-Turnkey-Manual HVAC Control | Small Industrial | Retail Trade | Winter Morning | % of Load | 1 | 2028 | 5.3529e-06
ENS | Alternate Scenario | C&I Curtailment | C&I Curtailment-Turnkey-Manual HVAC Control | Small Industrial | Services | Winter Morning | % of Load | 1 | 2028 | 1.6911e-06
ENS | Alternate Scenario | C&I Curtailment | C&I Curtailment-Turnkey-Auto-DR HVAC Control | Small Industrial | Miscellaneous | Winter Morning | % of Load | 1 | 2028 | 6.2581e-06
ENS | Alternate Scenario | C&I Curtailment | C&I Curtailment-Turnkey-Auto-DR HVAC Control | Small Industrial | Offices | Winter Morning | % of Load | 1 | 2028 | 7.927e-08
ENS | Alternate Scenario | C&I Curtailment | C&I Curtailment-Turnkey-Auto-DR HVAC Control | Small Industrial | Retail Trade | Winter Morning | % of Load | 1 | 2028 | 2.6719e-07
ENS | Alternate Scenario | C&I Curtailment | C&I Curtailment-Turnkey-Auto-DR HVAC Control | Small Industrial | Services | Winter Morning | % of Load | 1 | 2028 | 8.4412e-08
ENS | Alternate Scenario | C&I Curtailment | C&I Curtailment-Turnkey-Standard Lighting Control | Small Industrial | Miscellaneous | Winter Morning | % of Load | 1 | 2028 | 3.9009e-05
ENS | Alternate Scenario | C&I Curtailment | C&I Curtailment-Turnkey-Standard Lighting Control | Small Industrial | Offices | Winter Morning | % of Load | 1 | 2028 | 2.1273e-07
ENS | Alternate Scenario | C&I Curtailment | C&I Curtailment-Turnkey-Standard Lighting Control | Small Industrial | Retail Trade | Winter Morning | % of Load | 1 | 2028 | 2.2997e-06
ENS | Alternate Scenario | C&I Curtailment | C&I Curtailment-Turnkey-Standard Lighting Control | Small Industrial | Services | Winter Morning | % of Load | 1 | 2028 | 7.2655e-07
ENS | Alternate Scenario | C&I Curtailment | C&I Curtailment-Turnkey-Water Heating Control | Small Industrial | Miscellaneous | Winter Morning | % of Load | 1 | 2028 | 3.1207e-06
ENS | Alternate Scenario | C&I Curtailment | C&I Curtailment-Turnkey-Water Heating Control | Small Industrial | Offices | Winter Morning | % of Load | 1 | 2028 | 1.6009e-08
ENS | Alternate Scenario | C&I Curtailment | C&I Curtailment-Turnkey-Water Heating Control | Small Industrial | Retail Trade | Winter Morning | % of Load | 1 | 2028 | 3.0298e-07
ENS | Alternate Scenario | C&I Curtailment | C&I Curtailment-Turnkey-Water Heating Control | Small Industrial | Services | Winter Morning | % of Load | 1 | 2028 | 9.572e-08
ENS | Alternate Scenario | C&I Curtailment | C&I Curtailment-Turnkey-Other | Small Industrial | Miscellaneous | Winter Morning | % of Load | 1 | 2028 | 4.8277e-05
ENS | Alternate Scenario | C&I Curtailment | C&I Curtailment-Turnkey-Other | Small Industrial | Offices | Winter Morning | % of Load | 1 | 2028 | 3.0252e-07
ENS | Alternate Scenario | C&I Curtailment | C&I Curtailment-Turnkey-Other | Small Industrial | Retail Trade | Winter Morning | % of Load | 1 | 2028 | 3.341e-06
ENS | Alternate Scenario | C&I Curtailment | C&I Curtailment-Turnkey-Other | Small Industrial | Services | Winter Morning | % of Load | 1 | 2028 | 1.0555e-06
ENS | Alternate Scenario | C&I Curtailment | C&I Curtailment-Turnkey-Industrial | Small Industrial | Manufacturing | Winter Morning | % of Load | 1 | 2028 | 1.1602e-05
ENS | Alternate Scenario | C&I Curtailment | C&I Curtailment-Turnkey-Manual HVAC Control | Small Industrial | Miscellaneous | Winter Evening | % of Load | 1 | 2028 | 0.00015241
ENS | Alternate Scenario | C&I Curtailment | C&I Curtailment-Turnkey-Manual HVAC Control | Small Industrial | Offices | Winter Evening | % of Load | 1 | 2028 | 1.9305e-06
ENS | Alternate Scenario | C&I Curtailment | C&I Curtailment-Turnkey-Manual HVAC Control | Small Industrial | Retail Trade | Winter Evening | % of Load | 1 | 2028 | 6.507e-06
ENS | Alternate Scenario | C&I Curtailment | C&I Curtailment-Turnkey-Manual HVAC Control | Small Industrial | Services | Winter Evening | % of Load | 1 | 2028 | 2.0557e-06
ENS | Alternate Scenario | C&I Curtailment | C&I Curtailment-Turnkey-Auto-DR HVAC Control | Small Industrial | Miscellaneous | Winter Evening | % of Load | 1 | 2028 | 7.6074e-06
ENS | Alternate Scenario | C&I Curtailment | C&I Curtailment-Turnkey-Auto-DR HVAC Control | Small Industrial | Offices | Winter Evening | % of Load | 1 | 2028 | 9.636e-08
ENS | Alternate Scenario | C&I Curtailment | C&I Curtailment-Turnkey-Auto-DR HVAC Control | Small Industrial | Retail Trade | Winter Evening | % of Load | 1 | 2028 | 3.2479e-07
ENS | Alternate Scenario | C&I Curtailment | C&I Curtailment-Turnkey-Auto-DR HVAC Control | Small Industrial | Services | Winter Evening | % of Load | 1 | 2028 | 1.0261e-07
ENS | Alternate Scenario | C&I Curtailment | C&I Curtailment-Turnkey-Standard Lighting Control | Small Industrial | Miscellaneous | Winter Evening | % of Load | 1 | 2028 | 4.7419e-05
ENS | Alternate Scenario | C&I Curtailment | C&I Curtailment-Turnkey-Standard Lighting Control | Small Industrial | Offices | Winter Evening | % of Load | 1 | 2028 | 2.5859e-07
ENS | Alternate Scenario | C&I Curtailment | C&I Curtailment-Turnkey-Standard Lighting Control | Small Industrial | Retail Trade | Winter Evening | % of Load | 1 | 2028 | 2.7955e-06
ENS | Alternate Scenario | C&I Curtailment | C&I Curtailment-Turnkey-Standard Lighting Control | Small Industrial | Services | Winter Evening | % of Load | 1 | 2028 | 8.8318e-07
ENS | Alternate Scenario | C&I Curtailment | C&I Curtailment-Turnkey-Water Heating Control | Small Industrial | Miscellaneous | Winter Evening | % of Load | 1 | 2028 | 3.7935e-06
ENS | Alternate Scenario | C&I Curtailment | C&I Curtailment-Turnkey-Water Heating Control | Small Industrial | Offices | Winter Evening | % of Load | 1 | 2028 | 1.9461e-08
ENS | Alternate Scenario | C&I Curtailment | C&I Curtailment-Turnkey-Water Heating Control | Small Industrial | Retail Trade | Winter Evening | % of Load | 1 | 2028 | 3.683e-07
ENS | Alternate Scenario | C&I Curtailment | C&I Curtailment-Turnkey-Water Heating Control | Small Industrial | Services | Winter Evening | % of Load | 1 | 2028 | 1.1636e-07
ENS | Alternate Scenario | C&I Curtailment | C&I Curtailment-Turnkey-Other | Small Industrial | Miscellaneous | Winter Evening | % of Load | 1 | 2028 | 5.8685e-05
ENS | Alternate Scenario | C&I Curtailment | C&I Curtailment-Turnkey-Other | Small Industrial | Offices | Winter Evening | % of Load | 1 | 2028 | 3.6774e-07
ENS | Alternate Scenario | C&I Curtailment | C&I Curtailment-Turnkey-Other | Small Industrial | Retail Trade | Winter Evening | % of Load | 1 | 2028 | 4.0613e-06
ENS | Alternate Scenario | C&I Curtailment | C&I Curtailment-Turnkey-Other | Small Industrial | Services | Winter Evening | % of Load | 1 | 2028 | 1.2831e-06
ENS | Alternate Scenario | C&I Curtailment | C&I Curtailment-Turnkey-Industrial | Small Industrial | Manufacturing | Winter Evening | % of Load | 1 | 2028 | 1.4104e-05
ENS | Alternate Scenario | C&I Curtailment | C&I Curtailment-Turnkey-Manual HVAC Control | Medium Industrial | Miscellaneous | Winter Morning | % of Load | 1 | 2028 | 0.0024017
ENS | Alternate Scenario | C&I Curtailment | C&I Curtailment-Turnkey-Manual HVAC Control | Medium Industrial | Offices | Winter Morning | % of Load | 1 | 2028 | 3.8295e-05
ENS | Alternate Scenario | C&I Curtailment | C&I Curtailment-Turnkey-Manual HVAC Control | Medium Industrial | Retail Trade | Winter Morning | % of Load | 1 | 2028 | 0.00053645
ENS | Alternate Scenario | C&I Curtailment | C&I Curtailment-Turnkey-Manual HVAC Control | Medium Industrial | Services | Winter Morning | % of Load | 1 | 2028 | 2.4702e-05
ENS | Alternate Scenario | C&I Curtailment | C&I Curtailment-Turnkey-Auto-DR HVAC Control | Medium Industrial | Miscellaneous | Winter Morning | % of Load | 1 | 2028 | 0.00011988
ENS | Alternate Scenario | C&I Curtailment | C&I Curtailment-Turnkey-Auto-DR HVAC Control | Medium Industrial | Offices | Winter Morning | % of Load | 1 | 2028 | 1.9115e-06
ENS | Alternate Scenario | C&I Curtailment | C&I Curtailment-Turnkey-Auto-DR HVAC Control | Medium Industrial | Retail Trade | Winter Morning | % of Load | 1 | 2028 | 2.6777e-05
ENS | Alternate Scenario | C&I Curtailment | C&I Curtailment-Turnkey-Auto-DR HVAC Control | Medium Industrial | Services | Winter Morning | % of Load | 1 | 2028 | 1.233e-06
ENS | Alternate Scenario | C&I Curtailment | C&I Curtailment-Turnkey-Standard Lighting Control | Medium Industrial | Miscellaneous | Winter Morning | % of Load | 1 | 2028 | 0.00074725
ENS | Alternate Scenario | C&I Curtailment | C&I Curtailment-Turnkey-Standard Lighting Control | Medium Industrial | Offices | Winter Morning | % of Load | 1 | 2028 | 5.1297e-06
ENS | Alternate Scenario | C&I Curtailment | C&I Curtailment-Turnkey-Standard Lighting Control | Medium Industrial | Retail Trade | Winter Morning | % of Load | 1 | 2028 | 0.00023047
ENS | Alternate Scenario | C&I Curtailment | C&I Curtailment-Turnkey-Standard Lighting Control | Medium Industrial | Services | Winter Morning | % of Load | 1 | 2028 | 1.0613e-05
ENS | Alternate Scenario | C&I Curtailment | C&I Curtailment-Turnkey-Water Heating Control | Medium Industrial | Miscellaneous | Winter Morning | % of Load | 1 | 2028 | 5.978e-05
ENS | Alternate Scenario | C&I Curtailment | C&I Curtailment-Turnkey-Water Heating Control | Medium Industrial | Offices | Winter Morning | % of Load | 1 | 2028 | 3.8604e-07
ENS | Alternate Scenario | C&I Curtailment | C&I Curtailment-Turnkey-Water Heating Control | Medium Industrial | Retail Trade | Winter Morning | % of Load | 1 | 2028 | 3.0364e-05
ENS | Alternate Scenario | C&I Curtailment | C&I Curtailment-Turnkey-Water Heating Control | Medium Industrial | Services | Winter Morning | % of Load | 1 | 2028 | 1.3982e-06
ENS | Alternate Scenario | C&I Curtailment | C&I Curtailment-Turnkey-Other | Medium Industrial | Miscellaneous | Winter Morning | % of Load | 1 | 2028 | 0.00092479
ENS | Alternate Scenario | C&I Curtailment | C&I Curtailment-Turnkey-Other | Medium Industrial | Offices | Winter Morning | % of Load | 1 | 2028 | 7.2947e-06
ENS | Alternate Scenario | C&I Curtailment | C&I Curtailment-Turnkey-Other | Medium Industrial | Retail Trade | Winter Morning | % of Load | 1 | 2028 | 0.00033482
ENS | Alternate Scenario | C&I Curtailment | C&I Curtailment-Turnkey-Other | Medium Industrial | Services | Winter Morning | % of Load | 1 | 2028 | 1.5418e-05
ENS | Alternate Scenario | C&I Curtailment | C&I Curtailment-Turnkey-Manual HVAC Control | Medium Industrial | Miscellaneous | Winter Evening | % of Load | 1 | 2028 | 0.0020573
ENS | Alternate Scenario | C&I Curtailment | C&I Curtailment-Turnkey-Manual HVAC Control | Medium Industrial | Offices | Winter Evening | % of Load | 1 | 2028 | 3.2803e-05
ENS | Alternate Scenario | C&I Curtailment | C&I Curtailment-Turnkey-Manual HVAC Control | Medium Industrial | Retail Trade | Winter Evening | % of Load | 1 | 2028 | 0.00045952
ENS | Alternate Scenario | C&I Curtailment | C&I Curtailment-Turnkey-Manual HVAC Control | Medium Industrial | Services | Winter Evening | % of Load | 1 | 2028 | 2.116e-05
ENS | Alternate Scenario | C&I Curtailment | C&I Curtailment-Turnkey-Auto-DR HVAC Control | Medium Industrial | Miscellaneous | Winter Evening | % of Load | 1 | 2028 | 0.00010269
ENS | Alternate Scenario | C&I Curtailment | C&I Curtailment-Turnkey-Auto-DR HVAC Control | Medium Industrial | Offices | Winter Evening | % of Load | 1 | 2028 | 1.6374e-06
ENS | Alternate Scenario | C&I Curtailment | C&I Curtailment-Turnkey-Auto-DR HVAC Control | Medium Industrial | Retail Trade | Winter Evening | % of Load | 1 | 2028 | 2.2937e-05
ENS | Alternate Scenario | C&I Curtailment | C&I Curtailment-Turnkey-Auto-DR HVAC Control | Medium Industrial | Services | Winter Evening | % of Load | 1 | 2028 | 1.0562e-06
ENS | Alternate Scenario | C&I Curtailment | C&I Curtailment-Turnkey-Standard Lighting Control | Medium Industrial | Miscellaneous | Winter Evening | % of Load | 1 | 2028 | 0.00064009
ENS | Alternate Scenario | C&I Curtailment | C&I Curtailment-Turnkey-Standard Lighting Control | Medium Industrial | Offices | Winter Evening | % of Load | 1 | 2028 | 4.394e-06
ENS | Alternate Scenario | C&I Curtailment | C&I Curtailment-Turnkey-Standard Lighting Control | Medium Industrial | Retail Trade | Winter Evening | % of Load | 1 | 2028 | 0.00019742
ENS | Alternate Scenario | C&I Curtailment | C&I Curtailment-Turnkey-Standard Lighting Control | Medium Industrial | Services | Winter Evening | % of Load | 1 | 2028 | 9.0907e-06
ENS | Alternate Scenario | C&I Curtailment | C&I Curtailment-Turnkey-Water Heating Control | Medium Industrial | Miscellaneous | Winter Evening | % of Load | 1 | 2028 | 5.1207e-05
ENS | Alternate Scenario | C&I Curtailment | C&I Curtailment-Turnkey-Water Heating Control | Medium Industrial | Offices | Winter Evening | % of Load | 1 | 2028 | 3.3068e-07
ENS | Alternate Scenario | C&I Curtailment | C&I Curtailment-Turnkey-Water Heating Control | Medium Industrial | Retail Trade | Winter Evening | % of Load | 1 | 2028 | 2.601e-05
ENS | Alternate Scenario | C&I Curtailment | C&I Curtailment-Turnkey-Water Heating Control | Medium Industrial | Services | Winter Evening | % of Load | 1 | 2028 | 1.1977e-06
ENS | Alternate Scenario | C&I Curtailment | C&I Curtailment-Turnkey-Other | Medium Industrial | Miscellaneous | Winter Evening | % of Load | 1 | 2028 | 0.00079217
ENS | Alternate Scenario | C&I Curtailment | C&I Curtailment-Turnkey-Other | Medium Industrial | Offices | Winter Evening | % of Load | 1 | 2028 | 6.2486e-06
ENS | Alternate Scenario | C&I Curtailment | C&I Curtailment-Turnkey-Other | Medium Industrial | Retail Trade | Winter Evening | % of Load | 1 | 2028 | 0.00028681
ENS | Alternate Scenario | C&I Curtailment | C&I Curtailment-Turnkey-Other | Medium Industrial | Services | Winter Evening | % of Load | 1 | 2028 | 1.3207e-05
ENS | Alternate Scenario | C&I Curtailment | C&I Curtailment-Turnkey-Manual HVAC Control | Large Industrial | Miscellaneous | Winter Morning | % of Load | 1 | 2028 | 5.043e-05
ENS | Alternate Scenario | C&I Curtailment | C&I Curtailment-Turnkey-Auto-DR HVAC Control | Large Industrial | Miscellaneous | Winter Morning | % of Load | 1 | 2028 | 2.5172e-06
ENS | Alternate Scenario | C&I Curtailment | C&I Curtailment-Turnkey-Standard Lighting Control | Large Industrial | Miscellaneous | Winter Morning | % of Load | 1 | 2028 | 2.172e-05
ENS | Alternate Scenario | C&I Curtailment | C&I Curtailment-Turnkey-Water Heating Control | Large Industrial | Miscellaneous | Winter Morning | % of Load | 1 | 2028 | 1.0563e-06
ENS | Alternate Scenario | C&I Curtailment | C&I Curtailment-Turnkey-Other | Large Industrial | Miscellaneous | Winter Morning | % of Load | 1 | 2028 | 2.2728e-05
ENS | Alternate Scenario | C&I Curtailment | C&I Curtailment-Turnkey-Industrial | Large Industrial | Manufacturing | Winter Morning | % of Load | 1 | 2028 | 4.4819e-06
ENS | Alternate Scenario | C&I Curtailment | C&I Curtailment-Turnkey-Manual HVAC Control | Large Industrial | Miscellaneous | Winter Evening | % of Load | 1 | 2028 | 4.439e-05
ENS | Alternate Scenario | C&I Curtailment | C&I Curtailment-Turnkey-Auto-DR HVAC Control | Large Industrial | Miscellaneous | Winter Evening | % of Load | 1 | 2028 | 2.2157e-06
ENS | Alternate Scenario | C&I Curtailment | C&I Curtailment-Turnkey-Standard Lighting Control | Large Industrial | Miscellaneous | Winter Evening | % of Load | 1 | 2028 | 1.9119e-05
ENS | Alternate Scenario | C&I Curtailment | C&I Curtailment-Turnkey-Water Heating Control | Large Industrial | Miscellaneous | Winter Evening | % of Load | 1 | 2028 | 9.2977e-07
ENS | Alternate Scenario | C&I Curtailment | C&I Curtailment-Turnkey-Other | Large Industrial | Miscellaneous | Winter Evening | % of Load | 1 | 2028 | 2.0006e-05
ENS | Alternate Scenario | C&I Curtailment | C&I Curtailment-Turnkey-Industrial | Large Industrial | Manufacturing | Winter Evening | % of Load | 1 | 2028 | 3.9451e-06
ENS | Alternate Scenario | C&I Loadshift to BUGs | C&I Loadshift to BUGs | Large General | Miscellaneous | Winter Morning | % of Load | 1 | 2028 | 0.0024354
ENS | Alternate Scenario | C&I Loadshift to BUGs | C&I Loadshift to BUGs | Large General | Miscellaneous | Winter Evening | % of Load | 1 | 2028 | 0.001855
ENS | Alternate Scenario | C&I Loadshift to BUGs | C&I Loadshift to BUGs | Small Industrial | Miscellaneous | Winter Morning | % of Load | 1 | 2028 | 0.00065897
ENS | Alternate Scenario | C&I Loadshift to BUGs | C&I Loadshift to BUGs | Small Industrial | Miscellaneous | Winter Evening | % of Load | 1 | 2028 | 0.00080104
ENS | Alternate Scenario | C&I Loadshift to BUGs | C&I Loadshift to BUGs | Medium Industrial | Manufacturing | Winter Morning | % of Load | 1 | 2028 | 0.0004634
ENS | Alternate Scenario | C&I Loadshift to BUGs | C&I Loadshift to BUGs | Medium Industrial | Miscellaneous | Winter Morning | % of Load | 1 | 2028 | 0.0020111
ENS | Alternate Scenario | C&I Loadshift to BUGs | C&I Loadshift to BUGs | Medium Industrial | Manufacturing | Winter Evening | % of Load | 1 | 2028 | 0.00039694
ENS | Alternate Scenario | C&I Loadshift to BUGs | C&I Loadshift to BUGs | Medium Industrial | Miscellaneous | Winter Evening | % of Load | 1 | 2028 | 0.0017227
ENS | Alternate Scenario | Dynamic Pricing | Dynamic Pricing with enabling tech. | Small General | Manufacturing | Winter Morning | % of Load | 1 | 2028 | 4.2707e-06
ENS | Alternate Scenario | Dynamic Pricing | Dynamic Pricing with enabling tech. | Small General | Manufacturing | Winter Evening | % of Load | 1 | 2028 | 4.3897e-06
ENS | Alternate Scenario | Dynamic Pricing | Dynamic Pricing with enabling tech. | Residential Charitable | Residential LI | Winter Morning | % of Load | 1 | 2028 | 0.00037229
ENS | Alternate Scenario | Dynamic Pricing | Dynamic Pricing with enabling tech. | Residential Charitable | Residential Market Rate | Winter Morning | % of Load | 1 | 2028 | 0.0021263
ENS | Alternate Scenario | Dynamic Pricing | Dynamic Pricing w/o enabling tech. | Residential Charitable | Residential LI | Winter Morning | % of Load | 1 | 2028 | 0.0010949
ENS | Alternate Scenario | Dynamic Pricing | Dynamic Pricing w/o enabling tech. | Residential Charitable | Residential Market Rate | Winter Morning | % of Load | 1 | 2028 | 0.0062536
ENS | Alternate Scenario | Dynamic Pricing | Dynamic Pricing with enabling tech. | Residential Charitable | Residential LI | Winter Evening | % of Load | 1 | 2028 | 0.00037529
ENS | Alternate Scenario | Dynamic Pricing | Dynamic Pricing with enabling tech. | Residential Charitable | Residential Market Rate | Winter Evening | % of Load | 1 | 2028 | 0.0021434
ENS | Alternate Scenario | Dynamic Pricing | Dynamic Pricing w/o enabling tech. | Residential Charitable | Residential LI | Winter Evening | % of Load | 1 | 2028 | 0.0011038
ENS | Alternate Scenario | Dynamic Pricing | Dynamic Pricing w/o enabling tech. | Residential Charitable | Residential Market Rate | Winter Evening | % of Load | 1 | 2028 | 0.006304
ENS | Alternate Scenario | Behavioral DR | Behavioral DR | Residential Charitable | Residential LI | Winter Morning | % of Load | 1 | 2028 | 0.00015312
ENS | Alternate Scenario | Behavioral DR | Behavioral DR | Residential Charitable | Residential Market Rate | Winter Morning | % of Load | 1 | 2028 | 0.00087454
ENS | Alternate Scenario | Behavioral DR | Behavioral DR | Residential Charitable | Residential LI | Winter Evening | % of Load | 1 | 2028 | 0.00015435
ENS | Alternate Scenario | Behavioral DR | Behavioral DR | Residential Charitable | Residential Market Rate | Winter Evening | % of Load | 1 | 2028 | 0.00088158
ENS | Alternate Scenario | Time-of-Use Rates (TOU) | Time-of-Use Rates (TOU) | Residential Charitable | Residential LI | Winter Morning | % of Load | 0 | 2028 | 0.00030146
ENS | Alternate Scenario | Time-of-Use Rates (TOU) | Time-of-Use Rates (TOU) | Residential Charitable | Residential Market Rate | Winter Morning | % of Load | 0 | 2028 | 0.0017217
ENS | Alternate Scenario | Time-of-Use Rates (TOU) | Time-of-Use Rates (TOU) | Residential Charitable | Residential LI | Winter Evening | % of Load | 0 | 2028 | 0.00030389
ENS | Alternate Scenario | Time-of-Use Rates (TOU) | Time-of-Use Rates (TOU) | Residential Charitable | Residential Market Rate | Winter Evening | % of Load | 0 | 2028 | 0.0017356
ENS | Alternate Scenario | C&I Curtailment | C&I Curtailment-Turnkey-Manual HVAC Control | General | Miscellaneous | Winter Morning | % of Load | 1 | 2029 | 0.0010732
ENS | Alternate Scenario | C&I Curtailment | C&I Curtailment-Turnkey-Manual HVAC Control | General | Offices | Winter Morning | % of Load | 1 | 2029 | 7.3029e-05
ENS | Alternate Scenario | C&I Curtailment | C&I Curtailment-Turnkey-Manual HVAC Control | General | Retail Trade | Winter Morning | % of Load | 1 | 2029 | 0.000248
ENS | Alternate Scenario | C&I Curtailment | C&I Curtailment-Turnkey-Manual HVAC Control | General | Services | Winter Morning | % of Load | 1 | 2029 | 0.00016034
ENS | Alternate Scenario | C&I Curtailment | C&I Curtailment-Turnkey-Auto-DR HVAC Control | General | Miscellaneous | Winter Morning | % of Load | 1 | 2029 | 6.7464e-05
ENS | Alternate Scenario | C&I Curtailment | C&I Curtailment-Turnkey-Auto-DR HVAC Control | General | Offices | Winter Morning | % of Load | 1 | 2029 | 4.5909e-06
ENS | Alternate Scenario | C&I Curtailment | C&I Curtailment-Turnkey-Auto-DR HVAC Control | General | Retail Trade | Winter Morning | % of Load | 1 | 2029 | 1.559e-05
ENS | Alternate Scenario | C&I Curtailment | C&I Curtailment-Turnkey-Auto-DR HVAC Control | General | Services | Winter Morning | % of Load | 1 | 2029 | 1.008e-05
ENS | Alternate Scenario | C&I Curtailment | C&I Curtailment-Turnkey-Standard Lighting Control | General | Miscellaneous | Winter Morning | % of Load | 1 | 2029 | 0.0004455
ENS | Alternate Scenario | C&I Curtailment | C&I Curtailment-Turnkey-Standard Lighting Control | General | Offices | Winter Morning | % of Load | 1 | 2029 | 8.8856e-06
ENS | Alternate Scenario | C&I Curtailment | C&I Curtailment-Turnkey-Standard Lighting Control | General | Retail Trade | Winter Morning | % of Load | 1 | 2029 | 9.9137e-05
ENS | Alternate Scenario | C&I Curtailment | C&I Curtailment-Turnkey-Standard Lighting Control | General | Services | Winter Morning | % of Load | 1 | 2029 | 6.4171e-05
ENS | Alternate Scenario | C&I Curtailment | C&I Curtailment-Turnkey-Water Heating Control | General | Miscellaneous | Winter Morning | % of Load | 1 | 2029 | 2.9041e-05
ENS | Alternate Scenario | C&I Curtailment | C&I Curtailment-Turnkey-Water Heating Control | General | Offices | Winter Morning | % of Load | 1 | 2029 | 7.7344e-07
ENS | Alternate Scenario | C&I Curtailment | C&I Curtailment-Turnkey-Water Heating Control | General | Retail Trade | Winter Morning | % of Load | 1 | 2029 | 1.56e-05
ENS | Alternate Scenario | C&I Curtailment | C&I Curtailment-Turnkey-Water Heating Control | General | Services | Winter Morning | % of Load | 1 | 2029 | 1.0074e-05
ENS | Alternate Scenario | C&I Curtailment | C&I Curtailment-Turnkey-Other | General | Miscellaneous | Winter Morning | % of Load | 1 | 2029 | 0.00051089
ENS | Alternate Scenario | C&I Curtailment | C&I Curtailment-Turnkey-Other | General | Offices | Winter Morning | % of Load | 1 | 2029 | 1.3934e-05
ENS | Alternate Scenario | C&I Curtailment | C&I Curtailment-Turnkey-Other | General | Retail Trade | Winter Morning | % of Load | 1 | 2029 | 0.00016183
ENS | Alternate Scenario | C&I Curtailment | C&I Curtailment-Turnkey-Other | General | Services | Winter Morning | % of Load | 1 | 2029 | 0.00010459
ENS | Alternate Scenario | C&I Curtailment | C&I Curtailment-Turnkey-Manual HVAC Control | General | Miscellaneous | Winter Evening | % of Load | 1 | 2029 | 0.0011125
ENS | Alternate Scenario | C&I Curtailment | C&I Curtailment-Turnkey-Manual HVAC Control | General | Offices | Winter Evening | % of Load | 1 | 2029 | 7.5703e-05
ENS | Alternate Scenario | C&I Curtailment | C&I Curtailment-Turnkey-Manual HVAC Control | General | Retail Trade | Winter Evening | % of Load | 1 | 2029 | 0.00025708
ENS | Alternate Scenario | C&I Curtailment | C&I Curtailment-Turnkey-Manual HVAC Control | General | Services | Winter Evening | % of Load | 1 | 2029 | 0.00016621
ENS | Alternate Scenario | C&I Curtailment | C&I Curtailment-Turnkey-Auto-DR HVAC Control | General | Miscellaneous | Winter Evening | % of Load | 1 | 2029 | 6.9935e-05
ENS | Alternate Scenario | C&I Curtailment | C&I Curtailment-Turnkey-Auto-DR HVAC Control | General | Offices | Winter Evening | % of Load | 1 | 2029 | 4.759e-06
ENS | Alternate Scenario | C&I Curtailment | C&I Curtailment-Turnkey-Auto-DR HVAC Control | General | Retail Trade | Winter Evening | % of Load | 1 | 2029 | 1.6161e-05
ENS | Alternate Scenario | C&I Curtailment | C&I Curtailment-Turnkey-Auto-DR HVAC Control | General | Services | Winter Evening | % of Load | 1 | 2029 | 1.0449e-05
ENS | Alternate Scenario | C&I Curtailment | C&I Curtailment-Turnkey-Standard Lighting Control | General | Miscellaneous | Winter Evening | % of Load | 1 | 2029 | 0.00046182
ENS | Alternate Scenario | C&I Curtailment | C&I Curtailment-Turnkey-Standard Lighting Control | General | Offices | Winter Evening | % of Load | 1 | 2029 | 9.211e-06
ENS | Alternate Scenario | C&I Curtailment | C&I Curtailment-Turnkey-Standard Lighting Control | General | Retail Trade | Winter Evening | % of Load | 1 | 2029 | 0.00010277
ENS | Alternate Scenario | C&I Curtailment | C&I Curtailment-Turnkey-Standard Lighting Control | General | Services | Winter Evening | % of Load | 1 | 2029 | 6.6521e-05
ENS | Alternate Scenario | C&I Curtailment | C&I Curtailment-Turnkey-Water Heating Control | General | Miscellaneous | Winter Evening | % of Load | 1 | 2029 | 3.0104e-05
ENS | Alternate Scenario | C&I Curtailment | C&I Curtailment-Turnkey-Water Heating Control | General | Offices | Winter Evening | % of Load | 1 | 2029 | 8.0177e-07
ENS | Alternate Scenario | C&I Curtailment | C&I Curtailment-Turnkey-Water Heating Control | General | Retail Trade | Winter Evening | % of Load | 1 | 2029 | 1.6171e-05
ENS | Alternate Scenario | C&I Curtailment | C&I Curtailment-Turnkey-Water Heating Control | General | Services | Winter Evening | % of Load | 1 | 2029 | 1.0443e-05
ENS | Alternate Scenario | C&I Curtailment | C&I Curtailment-Turnkey-Other | General | Miscellaneous | Winter Evening | % of Load | 1 | 2029 | 0.0005296
ENS | Alternate Scenario | C&I Curtailment | C&I Curtailment-Turnkey-Other | General | Offices | Winter Evening | % of Load | 1 | 2029 | 1.4445e-05
ENS | Alternate Scenario | C&I Curtailment | C&I Curtailment-Turnkey-Other | General | Retail Trade | Winter Evening | % of Load | 1 | 2029 | 0.00016775
ENS | Alternate Scenario | C&I Curtailment | C&I Curtailment-Turnkey-Other | General | Services | Winter Evening | % of Load | 1 | 2029 | 0.00010842
ENS | Alternate Scenario | C&I Curtailment | C&I Curtailment-Turnkey-Manual HVAC Control | Large General | Miscellaneous | Winter Morning | % of Load | 1 | 2029 | 0.00086552
ENS | Alternate Scenario | C&I Curtailment | C&I Curtailment-Turnkey-Manual HVAC Control | Large General | Retail Trade | Winter Morning | % of Load | 1 | 2029 | 3.6385e-05
ENS | Alternate Scenario | C&I Curtailment | C&I Curtailment-Turnkey-Manual HVAC Control | Large General | Services | Winter Morning | % of Load | 1 | 2029 | 5.8267e-05
ENS | Alternate Scenario | C&I Curtailment | C&I Curtailment-Turnkey-Auto-DR HVAC Control | Large General | Miscellaneous | Winter Morning | % of Load | 1 | 2029 | 5.441e-05
ENS | Alternate Scenario | C&I Curtailment | C&I Curtailment-Turnkey-Auto-DR HVAC Control | Large General | Retail Trade | Winter Morning | % of Load | 1 | 2029 | 2.2873e-06
ENS | Alternate Scenario | C&I Curtailment | C&I Curtailment-Turnkey-Auto-DR HVAC Control | Large General | Services | Winter Morning | % of Load | 1 | 2029 | 3.6629e-06
ENS | Alternate Scenario | C&I Curtailment | C&I Curtailment-Turnkey-Standard Lighting Control | Large General | Miscellaneous | Winter Morning | % of Load | 1 | 2029 | 0.0003731
ENS | Alternate Scenario | C&I Curtailment | C&I Curtailment-Turnkey-Standard Lighting Control | Large General | Retail Trade | Winter Morning | % of Load | 1 | 2029 | 1.4459e-05
ENS | Alternate Scenario | C&I Curtailment | C&I Curtailment-Turnkey-Standard Lighting Control | Large General | Services | Winter Morning | % of Load | 1 | 2029 | 2.3154e-05
ENS | Alternate Scenario | C&I Curtailment | C&I Curtailment-Turnkey-Water Heating Control | Large General | Miscellaneous | Winter Morning | % of Load | 1 | 2029 | 1.8543e-05
ENS | Alternate Scenario | C&I Curtailment | C&I Curtailment-Turnkey-Water Heating Control | Large General | Retail Trade | Winter Morning | % of Load | 1 | 2029 | 2.302e-06
ENS | Alternate Scenario | C&I Curtailment | C&I Curtailment-Turnkey-Water Heating Control | Large General | Services | Winter Morning | % of Load | 1 | 2029 | 3.6864e-06
ENS | Alternate Scenario | C&I Curtailment | C&I Curtailment-Turnkey-Other | Large General | Miscellaneous | Winter Morning | % of Load | 1 | 2029 | 0.00039764
ENS | Alternate Scenario | C&I Curtailment | C&I Curtailment-Turnkey-Other | Large General | Retail Trade | Winter Morning | % of Load | 1 | 2029 | 2.3779e-05
ENS | Alternate Scenario | C&I Curtailment | C&I Curtailment-Turnkey-Other | Large General | Services | Winter Morning | % of Load | 1 | 2029 | 3.8079e-05
ENS | Alternate Scenario | C&I Curtailment | C&I Curtailment-Turnkey-Manual HVAC Control | Large General | Miscellaneous | Winter Evening | % of Load | 1 | 2029 | 0.00065914
ENS | Alternate Scenario | C&I Curtailment | C&I Curtailment-Turnkey-Manual HVAC Control | Large General | Retail Trade | Winter Evening | % of Load | 1 | 2029 | 2.7709e-05
ENS | Alternate Scenario | C&I Curtailment | C&I Curtailment-Turnkey-Manual HVAC Control | Large General | Services | Winter Evening | % of Load | 1 | 2029 | 4.4374e-05
ENS | Alternate Scenario | C&I Curtailment | C&I Curtailment-Turnkey-Auto-DR HVAC Control | Large General | Miscellaneous | Winter Evening | % of Load | 1 | 2029 | 4.1436e-05
ENS | Alternate Scenario | C&I Curtailment | C&I Curtailment-Turnkey-Auto-DR HVAC Control | Large General | Retail Trade | Winter Evening | % of Load | 1 | 2029 | 1.7419e-06
ENS | Alternate Scenario | C&I Curtailment | C&I Curtailment-Turnkey-Auto-DR HVAC Control | Large General | Services | Winter Evening | % of Load | 1 | 2029 | 2.7895e-06
ENS | Alternate Scenario | C&I Curtailment | C&I Curtailment-Turnkey-Standard Lighting Control | Large General | Miscellaneous | Winter Evening | % of Load | 1 | 2029 | 0.00028414
ENS | Alternate Scenario | C&I Curtailment | C&I Curtailment-Turnkey-Standard Lighting Control | Large General | Retail Trade | Winter Evening | % of Load | 1 | 2029 | 1.1011e-05
ENS | Alternate Scenario | C&I Curtailment | C&I Curtailment-Turnkey-Standard Lighting Control | Large General | Services | Winter Evening | % of Load | 1 | 2029 | 1.7633e-05
ENS | Alternate Scenario | C&I Curtailment | C&I Curtailment-Turnkey-Water Heating Control | Large General | Miscellaneous | Winter Evening | % of Load | 1 | 2029 | 1.4122e-05
ENS | Alternate Scenario | C&I Curtailment | C&I Curtailment-Turnkey-Water Heating Control | Large General | Retail Trade | Winter Evening | % of Load | 1 | 2029 | 1.7531e-06
ENS | Alternate Scenario | C&I Curtailment | C&I Curtailment-Turnkey-Water Heating Control | Large General | Services | Winter Evening | % of Load | 1 | 2029 | 2.8075e-06
ENS | Alternate Scenario | C&I Curtailment | C&I Curtailment-Turnkey-Other | Large General | Miscellaneous | Winter Evening | % of Load | 1 | 2029 | 0.00030282
ENS | Alternate Scenario | C&I Curtailment | C&I Curtailment-Turnkey-Other | Large General | Retail Trade | Winter Evening | % of Load | 1 | 2029 | 1.8109e-05
ENS | Alternate Scenario | C&I Curtailment | C&I Curtailment-Turnkey-Other | Large General | Services | Winter Evening | % of Load | 1 | 2029 | 2.8999e-05
ENS | Alternate Scenario | C&I Curtailment | C&I Curtailment-Turnkey-Manual HVAC Control | Small Industrial | Miscellaneous | Winter Morning | % of Load | 1 | 2029 | 0.00014431
ENS | Alternate Scenario | C&I Curtailment | C&I Curtailment-Turnkey-Manual HVAC Control | Small Industrial | Offices | Winter Morning | % of Load | 1 | 2029 | 1.8384e-06
ENS | Alternate Scenario | C&I Curtailment | C&I Curtailment-Turnkey-Manual HVAC Control | Small Industrial | Retail Trade | Winter Morning | % of Load | 1 | 2029 | 6.128e-06
ENS | Alternate Scenario | C&I Curtailment | C&I Curtailment-Turnkey-Manual HVAC Control | Small Industrial | Services | Winter Morning | % of Load | 1 | 2029 | 1.936e-06
ENS | Alternate Scenario | C&I Curtailment | C&I Curtailment-Turnkey-Auto-DR HVAC Control | Small Industrial | Miscellaneous | Winter Morning | % of Load | 1 | 2029 | 9.0717e-06
ENS | Alternate Scenario | C&I Curtailment | C&I Curtailment-Turnkey-Auto-DR HVAC Control | Small Industrial | Offices | Winter Morning | % of Load | 1 | 2029 | 1.1557e-07
ENS | Alternate Scenario | C&I Curtailment | C&I Curtailment-Turnkey-Auto-DR HVAC Control | Small Industrial | Retail Trade | Winter Morning | % of Load | 1 | 2029 | 3.8523e-07
ENS | Alternate Scenario | C&I Curtailment | C&I Curtailment-Turnkey-Auto-DR HVAC Control | Small Industrial | Services | Winter Morning | % of Load | 1 | 2029 | 1.217e-07
ENS | Alternate Scenario | C&I Curtailment | C&I Curtailment-Turnkey-Standard Lighting Control | Small Industrial | Miscellaneous | Winter Morning | % of Load | 1 | 2029 | 4.4732e-05
ENS | Alternate Scenario | C&I Curtailment | C&I Curtailment-Turnkey-Standard Lighting Control | Small Industrial | Offices | Winter Morning | % of Load | 1 | 2029 | 2.4274e-07
ENS | Alternate Scenario | C&I Curtailment | C&I Curtailment-Turnkey-Standard Lighting Control | Small Industrial | Retail Trade | Winter Morning | % of Load | 1 | 2029 | 2.6399e-06
ENS | Alternate Scenario | C&I Curtailment | C&I Curtailment-Turnkey-Standard Lighting Control | Small Industrial | Services | Winter Morning | % of Load | 1 | 2029 | 8.3401e-07
ENS | Alternate Scenario | C&I Curtailment | C&I Curtailment-Turnkey-Water Heating Control | Small Industrial | Miscellaneous | Winter Morning | % of Load | 1 | 2029 | 3.6761e-06
ENS | Alternate Scenario | C&I Curtailment | C&I Curtailment-Turnkey-Water Heating Control | Small Industrial | Offices | Winter Morning | % of Load | 1 | 2029 | 1.8747e-08
ENS | Alternate Scenario | C&I Curtailment | C&I Curtailment-Turnkey-Water Heating Control | Small Industrial | Retail Trade | Winter Morning | % of Load | 1 | 2029 | 3.56e-07
ENS | Alternate Scenario | C&I Curtailment | C&I Curtailment-Turnkey-Water Heating Control | Small Industrial | Services | Winter Morning | % of Load | 1 | 2029 | 1.1247e-07
ENS | Alternate Scenario | C&I Curtailment | C&I Curtailment-Turnkey-Other | Small Industrial | Miscellaneous | Winter Morning | % of Load | 1 | 2029 | 5.6621e-05
ENS | Alternate Scenario | C&I Curtailment | C&I Curtailment-Turnkey-Other | Small Industrial | Offices | Winter Morning | % of Load | 1 | 2029 | 3.5406e-07
ENS | Alternate Scenario | C&I Curtailment | C&I Curtailment-Turnkey-Other | Small Industrial | Retail Trade | Winter Morning | % of Load | 1 | 2029 | 3.9179e-06
ENS | Alternate Scenario | C&I Curtailment | C&I Curtailment-Turnkey-Other | Small Industrial | Services | Winter Morning | % of Load | 1 | 2029 | 1.2378e-06
ENS | Alternate Scenario | C&I Curtailment | C&I Curtailment-Turnkey-Industrial | Small Industrial | Manufacturing | Winter Morning | % of Load | 1 | 2029 | 1.3533e-05
ENS | Alternate Scenario | C&I Curtailment | C&I Curtailment-Turnkey-Manual HVAC Control | Small Industrial | Miscellaneous | Winter Evening | % of Load | 1 | 2029 | 0.00017539
ENS | Alternate Scenario | C&I Curtailment | C&I Curtailment-Turnkey-Manual HVAC Control | Small Industrial | Offices | Winter Evening | % of Load | 1 | 2029 | 2.2344e-06
ENS | Alternate Scenario | C&I Curtailment | C&I Curtailment-Turnkey-Manual HVAC Control | Small Industrial | Retail Trade | Winter Evening | % of Load | 1 | 2029 | 7.448e-06
ENS | Alternate Scenario | C&I Curtailment | C&I Curtailment-Turnkey-Manual HVAC Control | Small Industrial | Services | Winter Evening | % of Load | 1 | 2029 | 2.353e-06
ENS | Alternate Scenario | C&I Curtailment | C&I Curtailment-Turnkey-Auto-DR HVAC Control | Small Industrial | Miscellaneous | Winter Evening | % of Load | 1 | 2029 | 1.1026e-05
ENS | Alternate Scenario | C&I Curtailment | C&I Curtailment-Turnkey-Auto-DR HVAC Control | Small Industrial | Offices | Winter Evening | % of Load | 1 | 2029 | 1.4047e-07
ENS | Alternate Scenario | C&I Curtailment | C&I Curtailment-Turnkey-Auto-DR HVAC Control | Small Industrial | Retail Trade | Winter Evening | % of Load | 1 | 2029 | 4.6821e-07
ENS | Alternate Scenario | C&I Curtailment | C&I Curtailment-Turnkey-Auto-DR HVAC Control | Small Industrial | Services | Winter Evening | % of Load | 1 | 2029 | 1.4792e-07
ENS | Alternate Scenario | C&I Curtailment | C&I Curtailment-Turnkey-Standard Lighting Control | Small Industrial | Miscellaneous | Winter Evening | % of Load | 1 | 2029 | 5.4368e-05
ENS | Alternate Scenario | C&I Curtailment | C&I Curtailment-Turnkey-Standard Lighting Control | Small Industrial | Offices | Winter Evening | % of Load | 1 | 2029 | 2.9503e-07
ENS | Alternate Scenario | C&I Curtailment | C&I Curtailment-Turnkey-Standard Lighting Control | Small Industrial | Retail Trade | Winter Evening | % of Load | 1 | 2029 | 3.2085e-06
ENS | Alternate Scenario | C&I Curtailment | C&I Curtailment-Turnkey-Standard Lighting Control | Small Industrial | Services | Winter Evening | % of Load | 1 | 2029 | 1.0137e-06
ENS | Alternate Scenario | C&I Curtailment | C&I Curtailment-Turnkey-Water Heating Control | Small Industrial | Miscellaneous | Winter Evening | % of Load | 1 | 2029 | 4.4679e-06
ENS | Alternate Scenario | C&I Curtailment | C&I Curtailment-Turnkey-Water Heating Control | Small Industrial | Offices | Winter Evening | % of Load | 1 | 2029 | 2.2785e-08
ENS | Alternate Scenario | C&I Curtailment | C&I Curtailment-Turnkey-Water Heating Control | Small Industrial | Retail Trade | Winter Evening | % of Load | 1 | 2029 | 4.3268e-07
ENS | Alternate Scenario | C&I Curtailment | C&I Curtailment-Turnkey-Water Heating Control | Small Industrial | Services | Winter Evening | % of Load | 1 | 2029 | 1.367e-07
ENS | Alternate Scenario | C&I Curtailment | C&I Curtailment-Turnkey-Other | Small Industrial | Miscellaneous | Winter Evening | % of Load | 1 | 2029 | 6.8817e-05
ENS | Alternate Scenario | C&I Curtailment | C&I Curtailment-Turnkey-Other | Small Industrial | Offices | Winter Evening | % of Load | 1 | 2029 | 4.3032e-07
ENS | Alternate Scenario | C&I Curtailment | C&I Curtailment-Turnkey-Other | Small Industrial | Retail Trade | Winter Evening | % of Load | 1 | 2029 | 4.7618e-06
ENS | Alternate Scenario | C&I Curtailment | C&I Curtailment-Turnkey-Other | Small Industrial | Services | Winter Evening | % of Load | 1 | 2029 | 1.5044e-06
ENS | Alternate Scenario | C&I Curtailment | C&I Curtailment-Turnkey-Industrial | Small Industrial | Manufacturing | Winter Evening | % of Load | 1 | 2029 | 1.6448e-05
ENS | Alternate Scenario | C&I Curtailment | C&I Curtailment-Turnkey-Manual HVAC Control | Medium Industrial | Miscellaneous | Winter Morning | % of Load | 1 | 2029 | 0.0027684
ENS | Alternate Scenario | C&I Curtailment | C&I Curtailment-Turnkey-Manual HVAC Control | Medium Industrial | Offices | Winter Morning | % of Load | 1 | 2029 | 4.4397e-05
ENS | Alternate Scenario | C&I Curtailment | C&I Curtailment-Turnkey-Manual HVAC Control | Medium Industrial | Retail Trade | Winter Morning | % of Load | 1 | 2029 | 0.00061504
ENS | Alternate Scenario | C&I Curtailment | C&I Curtailment-Turnkey-Manual HVAC Control | Medium Industrial | Services | Winter Morning | % of Load | 1 | 2029 | 2.8321e-05
ENS | Alternate Scenario | C&I Curtailment | C&I Curtailment-Turnkey-Auto-DR HVAC Control | Medium Industrial | Miscellaneous | Winter Morning | % of Load | 1 | 2029 | 0.00017403
ENS | Alternate Scenario | C&I Curtailment | C&I Curtailment-Turnkey-Auto-DR HVAC Control | Medium Industrial | Offices | Winter Morning | % of Load | 1 | 2029 | 2.791e-06
ENS | Alternate Scenario | C&I Curtailment | C&I Curtailment-Turnkey-Auto-DR HVAC Control | Medium Industrial | Retail Trade | Winter Morning | % of Load | 1 | 2029 | 3.8664e-05
ENS | Alternate Scenario | C&I Curtailment | C&I Curtailment-Turnkey-Auto-DR HVAC Control | Medium Industrial | Services | Winter Morning | % of Load | 1 | 2029 | 1.7803e-06
ENS | Alternate Scenario | C&I Curtailment | C&I Curtailment-Turnkey-Standard Lighting Control | Medium Industrial | Miscellaneous | Winter Morning | % of Load | 1 | 2029 | 0.00085816
ENS | Alternate Scenario | C&I Curtailment | C&I Curtailment-Turnkey-Standard Lighting Control | Medium Industrial | Offices | Winter Morning | % of Load | 1 | 2029 | 5.8621e-06
ENS | Alternate Scenario | C&I Curtailment | C&I Curtailment-Turnkey-Standard Lighting Control | Medium Industrial | Retail Trade | Winter Morning | % of Load | 1 | 2029 | 0.00026495
ENS | Alternate Scenario | C&I Curtailment | C&I Curtailment-Turnkey-Standard Lighting Control | Medium Industrial | Services | Winter Morning | % of Load | 1 | 2029 | 1.22e-05
ENS | Alternate Scenario | C&I Curtailment | C&I Curtailment-Turnkey-Water Heating Control | Medium Industrial | Miscellaneous | Winter Morning | % of Load | 1 | 2029 | 7.0523e-05
ENS | Alternate Scenario | C&I Curtailment | C&I Curtailment-Turnkey-Water Heating Control | Medium Industrial | Offices | Winter Morning | % of Load | 1 | 2029 | 4.5272e-07
ENS | Alternate Scenario | C&I Curtailment | C&I Curtailment-Turnkey-Water Heating Control | Medium Industrial | Retail Trade | Winter Morning | % of Load | 1 | 2029 | 3.573e-05
ENS | Alternate Scenario | C&I Curtailment | C&I Curtailment-Turnkey-Water Heating Control | Medium Industrial | Services | Winter Morning | % of Load | 1 | 2029 | 1.6453e-06
ENS | Alternate Scenario | C&I Curtailment | C&I Curtailment-Turnkey-Other | Medium Industrial | Miscellaneous | Winter Morning | % of Load | 1 | 2029 | 0.0010862
ENS | Alternate Scenario | C&I Curtailment | C&I Curtailment-Turnkey-Other | Medium Industrial | Offices | Winter Morning | % of Load | 1 | 2029 | 8.5502e-06
ENS | Alternate Scenario | C&I Curtailment | C&I Curtailment-Turnkey-Other | Medium Industrial | Retail Trade | Winter Morning | % of Load | 1 | 2029 | 0.00039322
ENS | Alternate Scenario | C&I Curtailment | C&I Curtailment-Turnkey-Other | Medium Industrial | Services | Winter Morning | % of Load | 1 | 2029 | 1.8106e-05
ENS | Alternate Scenario | C&I Curtailment | C&I Curtailment-Turnkey-Manual HVAC Control | Medium Industrial | Miscellaneous | Winter Evening | % of Load | 1 | 2029 | 0.002371
ENS | Alternate Scenario | C&I Curtailment | C&I Curtailment-Turnkey-Manual HVAC Control | Medium Industrial | Offices | Winter Evening | % of Load | 1 | 2029 | 3.8024e-05
ENS | Alternate Scenario | C&I Curtailment | C&I Curtailment-Turnkey-Manual HVAC Control | Medium Industrial | Retail Trade | Winter Evening | % of Load | 1 | 2029 | 0.00052675
ENS | Alternate Scenario | C&I Curtailment | C&I Curtailment-Turnkey-Manual HVAC Control | Medium Industrial | Services | Winter Evening | % of Load | 1 | 2029 | 2.4255e-05
ENS | Alternate Scenario | C&I Curtailment | C&I Curtailment-Turnkey-Auto-DR HVAC Control | Medium Industrial | Miscellaneous | Winter Evening | % of Load | 1 | 2029 | 0.00014905
ENS | Alternate Scenario | C&I Curtailment | C&I Curtailment-Turnkey-Auto-DR HVAC Control | Medium Industrial | Offices | Winter Evening | % of Load | 1 | 2029 | 2.3903e-06
ENS | Alternate Scenario | C&I Curtailment | C&I Curtailment-Turnkey-Auto-DR HVAC Control | Medium Industrial | Retail Trade | Winter Evening | % of Load | 1 | 2029 | 3.3114e-05
ENS | Alternate Scenario | C&I Curtailment | C&I Curtailment-Turnkey-Auto-DR HVAC Control | Medium Industrial | Services | Winter Evening | % of Load | 1 | 2029 | 1.5248e-06
ENS | Alternate Scenario | C&I Curtailment | C&I Curtailment-Turnkey-Standard Lighting Control | Medium Industrial | Miscellaneous | Winter Evening | % of Load | 1 | 2029 | 0.00073498
ENS | Alternate Scenario | C&I Curtailment | C&I Curtailment-Turnkey-Standard Lighting Control | Medium Industrial | Offices | Winter Evening | % of Load | 1 | 2029 | 5.0206e-06
ENS | Alternate Scenario | C&I Curtailment | C&I Curtailment-Turnkey-Standard Lighting Control | Medium Industrial | Retail Trade | Winter Evening | % of Load | 1 | 2029 | 0.00022692
ENS | Alternate Scenario | C&I Curtailment | C&I Curtailment-Turnkey-Standard Lighting Control | Medium Industrial | Services | Winter Evening | % of Load | 1 | 2029 | 1.0449e-05
ENS | Alternate Scenario | C&I Curtailment | C&I Curtailment-Turnkey-Water Heating Control | Medium Industrial | Miscellaneous | Winter Evening | % of Load | 1 | 2029 | 6.04e-05
ENS | Alternate Scenario | C&I Curtailment | C&I Curtailment-Turnkey-Water Heating Control | Medium Industrial | Offices | Winter Evening | % of Load | 1 | 2029 | 3.8774e-07
ENS | Alternate Scenario | C&I Curtailment | C&I Curtailment-Turnkey-Water Heating Control | Medium Industrial | Retail Trade | Winter Evening | % of Load | 1 | 2029 | 3.0601e-05
ENS | Alternate Scenario | C&I Curtailment | C&I Curtailment-Turnkey-Water Heating Control | Medium Industrial | Services | Winter Evening | % of Load | 1 | 2029 | 1.4091e-06
ENS | Alternate Scenario | C&I Curtailment | C&I Curtailment-Turnkey-Other | Medium Industrial | Miscellaneous | Winter Evening | % of Load | 1 | 2029 | 0.00093031
ENS | Alternate Scenario | C&I Curtailment | C&I Curtailment-Turnkey-Other | Medium Industrial | Offices | Winter Evening | % of Load | 1 | 2029 | 7.3229e-06
ENS | Alternate Scenario | C&I Curtailment | C&I Curtailment-Turnkey-Other | Medium Industrial | Retail Trade | Winter Evening | % of Load | 1 | 2029 | 0.00033677
ENS | Alternate Scenario | C&I Curtailment | C&I Curtailment-Turnkey-Other | Medium Industrial | Services | Winter Evening | % of Load | 1 | 2029 | 1.5507e-05
ENS | Alternate Scenario | C&I Curtailment | C&I Curtailment-Turnkey-Manual HVAC Control | Large Industrial | Miscellaneous | Winter Morning | % of Load | 1 | 2029 | 5.8067e-05
ENS | Alternate Scenario | C&I Curtailment | C&I Curtailment-Turnkey-Auto-DR HVAC Control | Large Industrial | Miscellaneous | Winter Morning | % of Load | 1 | 2029 | 3.6503e-06
ENS | Alternate Scenario | C&I Curtailment | C&I Curtailment-Turnkey-Standard Lighting Control | Large Industrial | Miscellaneous | Winter Morning | % of Load | 1 | 2029 | 2.5031e-05
ENS | Alternate Scenario | C&I Curtailment | C&I Curtailment-Turnkey-Water Heating Control | Large Industrial | Miscellaneous | Winter Morning | % of Load | 1 | 2029 | 1.244e-06
ENS | Alternate Scenario | C&I Curtailment | C&I Curtailment-Turnkey-Other | Large Industrial | Miscellaneous | Winter Morning | % of Load | 1 | 2029 | 2.6677e-05
ENS | Alternate Scenario | C&I Curtailment | C&I Curtailment-Turnkey-Industrial | Large Industrial | Manufacturing | Winter Morning | % of Load | 1 | 2029 | 5.2333e-06
ENS | Alternate Scenario | C&I Curtailment | C&I Curtailment-Turnkey-Manual HVAC Control | Large Industrial | Miscellaneous | Winter Evening | % of Load | 1 | 2029 | 5.1105e-05
ENS | Alternate Scenario | C&I Curtailment | C&I Curtailment-Turnkey-Auto-DR HVAC Control | Large Industrial | Miscellaneous | Winter Evening | % of Load | 1 | 2029 | 3.2126e-06
ENS | Alternate Scenario | C&I Curtailment | C&I Curtailment-Turnkey-Standard Lighting Control | Large Industrial | Miscellaneous | Winter Evening | % of Load | 1 | 2029 | 2.203e-05
ENS | Alternate Scenario | C&I Curtailment | C&I Curtailment-Turnkey-Water Heating Control | Large Industrial | Miscellaneous | Winter Evening | % of Load | 1 | 2029 | 1.0949e-06
ENS | Alternate Scenario | C&I Curtailment | C&I Curtailment-Turnkey-Other | Large Industrial | Miscellaneous | Winter Evening | % of Load | 1 | 2029 | 2.3478e-05
ENS | Alternate Scenario | C&I Curtailment | C&I Curtailment-Turnkey-Industrial | Large Industrial | Manufacturing | Winter Evening | % of Load | 1 | 2029 | 4.6058e-06
ENS | Alternate Scenario | C&I Loadshift to BUGs | C&I Loadshift to BUGs | Large General | Miscellaneous | Winter Morning | % of Load | 1 | 2029 | 0.0024219
ENS | Alternate Scenario | C&I Loadshift to BUGs | C&I Loadshift to BUGs | Large General | Miscellaneous | Winter Evening | % of Load | 1 | 2029 | 0.0018444
ENS | Alternate Scenario | C&I Loadshift to BUGs | C&I Loadshift to BUGs | Small Industrial | Miscellaneous | Winter Morning | % of Load | 1 | 2029 | 0.00066193
ENS | Alternate Scenario | C&I Loadshift to BUGs | C&I Loadshift to BUGs | Small Industrial | Miscellaneous | Winter Evening | % of Load | 1 | 2029 | 0.00080451
ENS | Alternate Scenario | C&I Loadshift to BUGs | C&I Loadshift to BUGs | Medium Industrial | Manufacturing | Winter Morning | % of Load | 1 | 2029 | 0.00046363
ENS | Alternate Scenario | C&I Loadshift to BUGs | C&I Loadshift to BUGs | Medium Industrial | Miscellaneous | Winter Morning | % of Load | 1 | 2029 | 0.0020122
ENS | Alternate Scenario | C&I Loadshift to BUGs | C&I Loadshift to BUGs | Medium Industrial | Manufacturing | Winter Evening | % of Load | 1 | 2029 | 0.00039708
ENS | Alternate Scenario | C&I Loadshift to BUGs | C&I Loadshift to BUGs | Medium Industrial | Miscellaneous | Winter Evening | % of Load | 1 | 2029 | 0.0017233
ENS | Alternate Scenario | Dynamic Pricing | Dynamic Pricing with enabling tech. | Small General | Manufacturing | Winter Morning | % of Load | 1 | 2029 | 5.1244e-06
ENS | Alternate Scenario | Dynamic Pricing | Dynamic Pricing with enabling tech. | Small General | Manufacturing | Winter Evening | % of Load | 1 | 2029 | 5.2663e-06
ENS | Alternate Scenario | Dynamic Pricing | Dynamic Pricing with enabling tech. | Residential Charitable | Residential LI | Winter Morning | % of Load | 1 | 2029 | 0.00078255
ENS | Alternate Scenario | Dynamic Pricing | Dynamic Pricing with enabling tech. | Residential Charitable | Residential Market Rate | Winter Morning | % of Load | 1 | 2029 | 0.0044695
ENS | Alternate Scenario | Dynamic Pricing | Dynamic Pricing w/o enabling tech. | Residential Charitable | Residential LI | Winter Morning | % of Load | 1 | 2029 | 0.00089529
ENS | Alternate Scenario | Dynamic Pricing | Dynamic Pricing w/o enabling tech. | Residential Charitable | Residential Market Rate | Winter Morning | % of Load | 1 | 2029 | 0.0051134
ENS | Alternate Scenario | Dynamic Pricing | Dynamic Pricing with enabling tech. | Residential Charitable | Residential LI | Winter Evening | % of Load | 1 | 2029 | 0.00078873
ENS | Alternate Scenario | Dynamic Pricing | Dynamic Pricing with enabling tech. | Residential Charitable | Residential Market Rate | Winter Evening | % of Load | 1 | 2029 | 0.0045048
ENS | Alternate Scenario | Dynamic Pricing | Dynamic Pricing w/o enabling tech. | Residential Charitable | Residential LI | Winter Evening | % of Load | 1 | 2029 | 0.00090236
ENS | Alternate Scenario | Dynamic Pricing | Dynamic Pricing w/o enabling tech. | Residential Charitable | Residential Market Rate | Winter Evening | % of Load | 1 | 2029 | 0.0051537
ENS | Alternate Scenario | Behavioral DR | Behavioral DR | Residential Charitable | Residential LI | Winter Morning | % of Load | 1 | 2029 | 0.00024239
ENS | Alternate Scenario | Behavioral DR | Behavioral DR | Residential Charitable | Residential Market Rate | Winter Morning | % of Load | 1 | 2029 | 0.0013844
ENS | Alternate Scenario | Behavioral DR | Behavioral DR | Residential Charitable | Residential LI | Winter Evening | % of Load | 1 | 2029 | 0.00024431
ENS | Alternate Scenario | Behavioral DR | Behavioral DR | Residential Charitable | Residential Market Rate | Winter Evening | % of Load | 1 | 2029 | 0.0013953
ENS | Alternate Scenario | Time-of-Use Rates (TOU) | Time-of-Use Rates (TOU) | Residential Charitable | Residential LI | Winter Morning | % of Load | 0 | 2029 | 0.00028906
ENS | Alternate Scenario | Time-of-Use Rates (TOU) | Time-of-Use Rates (TOU) | Residential Charitable | Residential Market Rate | Winter Morning | % of Load | 0 | 2029 | 0.001651
ENS | Alternate Scenario | Time-of-Use Rates (TOU) | Time-of-Use Rates (TOU) | Residential Charitable | Residential LI | Winter Evening | % of Load | 0 | 2029 | 0.00029135
ENS | Alternate Scenario | Time-of-Use Rates (TOU) | Time-of-Use Rates (TOU) | Residential Charitable | Residential Market Rate | Winter Evening | % of Load | 0 | 2029 | 0.001664
ENS | Alternate Scenario | C&I Curtailment | C&I Curtailment-Turnkey-Manual HVAC Control | General | Miscellaneous | Winter Morning | % of Load | 1 | 2030 | 0.001195
ENS | Alternate Scenario | C&I Curtailment | C&I Curtailment-Turnkey-Manual HVAC Control | General | Offices | Winter Morning | % of Load | 1 | 2030 | 8.2121e-05
ENS | Alternate Scenario | C&I Curtailment | C&I Curtailment-Turnkey-Manual HVAC Control | General | Retail Trade | Winter Morning | % of Load | 1 | 2030 | 0.00027446
ENS | Alternate Scenario | C&I Curtailment | C&I Curtailment-Turnkey-Manual HVAC Control | General | Services | Winter Morning | % of Load | 1 | 2030 | 0.00017746
ENS | Alternate Scenario | C&I Curtailment | C&I Curtailment-Turnkey-Auto-DR HVAC Control | General | Miscellaneous | Winter Morning | % of Load | 1 | 2030 | 9.4796e-05
ENS | Alternate Scenario | C&I Curtailment | C&I Curtailment-Turnkey-Auto-DR HVAC Control | General | Offices | Winter Morning | % of Load | 1 | 2030 | 6.5145e-06
ENS | Alternate Scenario | C&I Curtailment | C&I Curtailment-Turnkey-Auto-DR HVAC Control | General | Retail Trade | Winter Morning | % of Load | 1 | 2030 | 2.1773e-05
ENS | Alternate Scenario | C&I Curtailment | C&I Curtailment-Turnkey-Auto-DR HVAC Control | General | Services | Winter Morning | % of Load | 1 | 2030 | 1.4077e-05
ENS | Alternate Scenario | C&I Curtailment | C&I Curtailment-Turnkey-Standard Lighting Control | General | Miscellaneous | Winter Morning | % of Load | 1 | 2030 | 0.00049743
ENS | Alternate Scenario | C&I Curtailment | C&I Curtailment-Turnkey-Standard Lighting Control | General | Offices | Winter Morning | % of Load | 1 | 2030 | 9.7649e-06
ENS | Alternate Scenario | C&I Curtailment | C&I Curtailment-Turnkey-Standard Lighting Control | General | Retail Trade | Winter Morning | % of Load | 1 | 2030 | 0.00010935
ENS | Alternate Scenario | C&I Curtailment | C&I Curtailment-Turnkey-Standard Lighting Control | General | Services | Winter Morning | % of Load | 1 | 2030 | 7.0792e-05
ENS | Alternate Scenario | C&I Curtailment | C&I Curtailment-Turnkey-Water Heating Control | General | Miscellaneous | Winter Morning | % of Load | 1 | 2030 | 3.3352e-05
ENS | Alternate Scenario | C&I Curtailment | C&I Curtailment-Turnkey-Water Heating Control | General | Offices | Winter Morning | % of Load | 1 | 2030 | 8.8558e-07
ENS | Alternate Scenario | C&I Curtailment | C&I Curtailment-Turnkey-Water Heating Control | General | Retail Trade | Winter Morning | % of Load | 1 | 2030 | 1.7985e-05
ENS | Alternate Scenario | C&I Curtailment | C&I Curtailment-Turnkey-Water Heating Control | General | Services | Winter Morning | % of Load | 1 | 2030 | 1.1613e-05
ENS | Alternate Scenario | C&I Curtailment | C&I Curtailment-Turnkey-Other | General | Miscellaneous | Winter Morning | % of Load | 1 | 2030 | 0.0005825
ENS | Alternate Scenario | C&I Curtailment | C&I Curtailment-Turnkey-Other | General | Offices | Winter Morning | % of Load | 1 | 2030 | 1.5842e-05
ENS | Alternate Scenario | C&I Curtailment | C&I Curtailment-Turnkey-Other | General | Retail Trade | Winter Morning | % of Load | 1 | 2030 | 0.00018476
ENS | Alternate Scenario | C&I Curtailment | C&I Curtailment-Turnkey-Other | General | Services | Winter Morning | % of Load | 1 | 2030 | 0.00011942
ENS | Alternate Scenario | C&I Curtailment | C&I Curtailment-Turnkey-Manual HVAC Control | General | Miscellaneous | Winter Evening | % of Load | 1 | 2030 | 0.0012385
ENS | Alternate Scenario | C&I Curtailment | C&I Curtailment-Turnkey-Manual HVAC Control | General | Offices | Winter Evening | % of Load | 1 | 2030 | 8.511e-05
ENS | Alternate Scenario | C&I Curtailment | C&I Curtailment-Turnkey-Manual HVAC Control | General | Retail Trade | Winter Evening | % of Load | 1 | 2030 | 0.00028445
ENS | Alternate Scenario | C&I Curtailment | C&I Curtailment-Turnkey-Manual HVAC Control | General | Services | Winter Evening | % of Load | 1 | 2030 | 0.00018392
ENS | Alternate Scenario | C&I Curtailment | C&I Curtailment-Turnkey-Auto-DR HVAC Control | General | Miscellaneous | Winter Evening | % of Load | 1 | 2030 | 9.8246e-05
ENS | Alternate Scenario | C&I Curtailment | C&I Curtailment-Turnkey-Auto-DR HVAC Control | General | Offices | Winter Evening | % of Load | 1 | 2030 | 6.7516e-06
ENS | Alternate Scenario | C&I Curtailment | C&I Curtailment-Turnkey-Auto-DR HVAC Control | General | Retail Trade | Winter Evening | % of Load | 1 | 2030 | 2.2565e-05
ENS | Alternate Scenario | C&I Curtailment | C&I Curtailment-Turnkey-Auto-DR HVAC Control | General | Services | Winter Evening | % of Load | 1 | 2030 | 1.459e-05
ENS | Alternate Scenario | C&I Curtailment | C&I Curtailment-Turnkey-Standard Lighting Control | General | Miscellaneous | Winter Evening | % of Load | 1 | 2030 | 0.00051553
ENS | Alternate Scenario | C&I Curtailment | C&I Curtailment-Turnkey-Standard Lighting Control | General | Offices | Winter Evening | % of Load | 1 | 2030 | 1.012e-05
ENS | Alternate Scenario | C&I Curtailment | C&I Curtailment-Turnkey-Standard Lighting Control | General | Retail Trade | Winter Evening | % of Load | 1 | 2030 | 0.00011333
ENS | Alternate Scenario | C&I Curtailment | C&I Curtailment-Turnkey-Standard Lighting Control | General | Services | Winter Evening | % of Load | 1 | 2030 | 7.3368e-05
ENS | Alternate Scenario | C&I Curtailment | C&I Curtailment-Turnkey-Water Heating Control | General | Miscellaneous | Winter Evening | % of Load | 1 | 2030 | 3.4566e-05
ENS | Alternate Scenario | C&I Curtailment | C&I Curtailment-Turnkey-Water Heating Control | General | Offices | Winter Evening | % of Load | 1 | 2030 | 9.1781e-07
ENS | Alternate Scenario | C&I Curtailment | C&I Curtailment-Turnkey-Water Heating Control | General | Retail Trade | Winter Evening | % of Load | 1 | 2030 | 1.8639e-05
ENS | Alternate Scenario | C&I Curtailment | C&I Curtailment-Turnkey-Water Heating Control | General | Services | Winter Evening | % of Load | 1 | 2030 | 1.2035e-05
ENS | Alternate Scenario | C&I Curtailment | C&I Curtailment-Turnkey-Other | General | Miscellaneous | Winter Evening | % of Load | 1 | 2030 | 0.0006037
ENS | Alternate Scenario | C&I Curtailment | C&I Curtailment-Turnkey-Other | General | Offices | Winter Evening | % of Load | 1 | 2030 | 1.6419e-05
ENS | Alternate Scenario | C&I Curtailment | C&I Curtailment-Turnkey-Other | General | Retail Trade | Winter Evening | % of Load | 1 | 2030 | 0.00019149
ENS | Alternate Scenario | C&I Curtailment | C&I Curtailment-Turnkey-Other | General | Services | Winter Evening | % of Load | 1 | 2030 | 0.00012376
ENS | Alternate Scenario | C&I Curtailment | C&I Curtailment-Turnkey-Manual HVAC Control | Large General | Miscellaneous | Winter Morning | % of Load | 1 | 2030 | 0.00096414
ENS | Alternate Scenario | C&I Curtailment | C&I Curtailment-Turnkey-Manual HVAC Control | Large General | Retail Trade | Winter Morning | % of Load | 1 | 2030 | 4.0198e-05
ENS | Alternate Scenario | C&I Curtailment | C&I Curtailment-Turnkey-Manual HVAC Control | Large General | Services | Winter Morning | % of Load | 1 | 2030 | 6.4373e-05
ENS | Alternate Scenario | C&I Curtailment | C&I Curtailment-Turnkey-Auto-DR HVAC Control | Large General | Miscellaneous | Winter Morning | % of Load | 1 | 2030 | 7.6483e-05
ENS | Alternate Scenario | C&I Curtailment | C&I Curtailment-Turnkey-Auto-DR HVAC Control | Large General | Retail Trade | Winter Morning | % of Load | 1 | 2030 | 3.1889e-06
ENS | Alternate Scenario | C&I Curtailment | C&I Curtailment-Turnkey-Auto-DR HVAC Control | Large General | Services | Winter Morning | % of Load | 1 | 2030 | 5.1066e-06
ENS | Alternate Scenario | C&I Curtailment | C&I Curtailment-Turnkey-Standard Lighting Control | Large General | Miscellaneous | Winter Morning | % of Load | 1 | 2030 | 0.00041679
ENS | Alternate Scenario | C&I Curtailment | C&I Curtailment-Turnkey-Standard Lighting Control | Large General | Retail Trade | Winter Morning | % of Load | 1 | 2030 | 1.591e-05
ENS | Alternate Scenario | C&I Curtailment | C&I Curtailment-Turnkey-Standard Lighting Control | Large General | Services | Winter Morning | % of Load | 1 | 2030 | 2.5479e-05
ENS | Alternate Scenario | C&I Curtailment | C&I Curtailment-Turnkey-Water Heating Control | Large General | Miscellaneous | Winter Morning | % of Load | 1 | 2030 | 2.1166e-05
ENS | Alternate Scenario | C&I Curtailment | C&I Curtailment-Turnkey-Water Heating Control | Large General | Retail Trade | Winter Morning | % of Load | 1 | 2030 | 2.6517e-06
ENS | Alternate Scenario | C&I Curtailment | C&I Curtailment-Turnkey-Water Heating Control | Large General | Services | Winter Morning | % of Load | 1 | 2030 | 4.2464e-06
ENS | Alternate Scenario | C&I Curtailment | C&I Curtailment-Turnkey-Other | Large General | Miscellaneous | Winter Morning | % of Load | 1 | 2030 | 0.00045238
ENS | Alternate Scenario | C&I Curtailment | C&I Curtailment-Turnkey-Other | Large General | Retail Trade | Winter Morning | % of Load | 1 | 2030 | 2.7112e-05
ENS | Alternate Scenario | C&I Curtailment | C&I Curtailment-Turnkey-Other | Large General | Services | Winter Morning | % of Load | 1 | 2030 | 4.3417e-05
ENS | Alternate Scenario | C&I Curtailment | C&I Curtailment-Turnkey-Manual HVAC Control | Large General | Miscellaneous | Winter Evening | % of Load | 1 | 2030 | 0.00073408
ENS | Alternate Scenario | C&I Curtailment | C&I Curtailment-Turnkey-Manual HVAC Control | Large General | Retail Trade | Winter Evening | % of Load | 1 | 2030 | 3.0607e-05
ENS | Alternate Scenario | C&I Curtailment | C&I Curtailment-Turnkey-Manual HVAC Control | Large General | Services | Winter Evening | % of Load | 1 | 2030 | 4.9013e-05
ENS | Alternate Scenario | C&I Curtailment | C&I Curtailment-Turnkey-Auto-DR HVAC Control | Large General | Miscellaneous | Winter Evening | % of Load | 1 | 2030 | 5.8234e-05
ENS | Alternate Scenario | C&I Curtailment | C&I Curtailment-Turnkey-Auto-DR HVAC Control | Large General | Retail Trade | Winter Evening | % of Load | 1 | 2030 | 2.428e-06
ENS | Alternate Scenario | C&I Curtailment | C&I Curtailment-Turnkey-Auto-DR HVAC Control | Large General | Services | Winter Evening | % of Load | 1 | 2030 | 3.8881e-06
ENS | Alternate Scenario | C&I Curtailment | C&I Curtailment-Turnkey-Standard Lighting Control | Large General | Miscellaneous | Winter Evening | % of Load | 1 | 2030 | 0.00031734
ENS | Alternate Scenario | C&I Curtailment | C&I Curtailment-Turnkey-Standard Lighting Control | Large General | Retail Trade | Winter Evening | % of Load | 1 | 2030 | 1.2114e-05
ENS | Alternate Scenario | C&I Curtailment | C&I Curtailment-Turnkey-Standard Lighting Control | Large General | Services | Winter Evening | % of Load | 1 | 2030 | 1.9399e-05
ENS | Alternate Scenario | C&I Curtailment | C&I Curtailment-Turnkey-Water Heating Control | Large General | Miscellaneous | Winter Evening | % of Load | 1 | 2030 | 1.6115e-05
ENS | Alternate Scenario | C&I Curtailment | C&I Curtailment-Turnkey-Water Heating Control | Large General | Retail Trade | Winter Evening | % of Load | 1 | 2030 | 2.019e-06
ENS | Alternate Scenario | C&I Curtailment | C&I Curtailment-Turnkey-Water Heating Control | Large General | Services | Winter Evening | % of Load | 1 | 2030 | 3.2332e-06
ENS | Alternate Scenario | C&I Curtailment | C&I Curtailment-Turnkey-Other | Large General | Miscellaneous | Winter Evening | % of Load | 1 | 2030 | 0.00034444
ENS | Alternate Scenario | C&I Curtailment | C&I Curtailment-Turnkey-Other | Large General | Retail Trade | Winter Evening | % of Load | 1 | 2030 | 2.0643e-05
ENS | Alternate Scenario | C&I Curtailment | C&I Curtailment-Turnkey-Other | Large General | Services | Winter Evening | % of Load | 1 | 2030 | 3.3058e-05
ENS | Alternate Scenario | C&I Curtailment | C&I Curtailment-Turnkey-Manual HVAC Control | Small Industrial | Miscellaneous | Winter Morning | % of Load | 1 | 2030 | 0.00016077
ENS | Alternate Scenario | C&I Curtailment | C&I Curtailment-Turnkey-Manual HVAC Control | Small Industrial | Offices | Winter Morning | % of Load | 1 | 2030 | 2.0602e-06
ENS | Alternate Scenario | C&I Curtailment | C&I Curtailment-Turnkey-Manual HVAC Control | Small Industrial | Retail Trade | Winter Morning | % of Load | 1 | 2030 | 6.7905e-06
ENS | Alternate Scenario | C&I Curtailment | C&I Curtailment-Turnkey-Manual HVAC Control | Small Industrial | Services | Winter Morning | % of Load | 1 | 2030 | 2.1453e-06
ENS | Alternate Scenario | C&I Curtailment | C&I Curtailment-Turnkey-Auto-DR HVAC Control | Small Industrial | Miscellaneous | Winter Morning | % of Load | 1 | 2030 | 1.2754e-05
ENS | Alternate Scenario | C&I Curtailment | C&I Curtailment-Turnkey-Auto-DR HVAC Control | Small Industrial | Offices | Winter Morning | % of Load | 1 | 2030 | 1.6343e-07
ENS | Alternate Scenario | C&I Curtailment | C&I Curtailment-Turnkey-Auto-DR HVAC Control | Small Industrial | Retail Trade | Winter Morning | % of Load | 1 | 2030 | 5.3868e-07
ENS | Alternate Scenario | C&I Curtailment | C&I Curtailment-Turnkey-Auto-DR HVAC Control | Small Industrial | Services | Winter Morning | % of Load | 1 | 2030 | 1.7018e-07
ENS | Alternate Scenario | C&I Curtailment | C&I Curtailment-Turnkey-Standard Lighting Control | Small Industrial | Miscellaneous | Winter Morning | % of Load | 1 | 2030 | 4.9744e-05
ENS | Alternate Scenario | C&I Curtailment | C&I Curtailment-Turnkey-Standard Lighting Control | Small Industrial | Offices | Winter Morning | % of Load | 1 | 2030 | 2.6858e-07
ENS | Alternate Scenario | C&I Curtailment | C&I Curtailment-Turnkey-Standard Lighting Control | Small Industrial | Retail Trade | Winter Morning | % of Load | 1 | 2030 | 2.9387e-06
ENS | Alternate Scenario | C&I Curtailment | C&I Curtailment-Turnkey-Standard Lighting Control | Small Industrial | Services | Winter Morning | % of Load | 1 | 2030 | 9.2843e-07
ENS | Alternate Scenario | C&I Curtailment | C&I Curtailment-Turnkey-Water Heating Control | Small Industrial | Miscellaneous | Winter Morning | % of Load | 1 | 2030 | 4.1998e-06
ENS | Alternate Scenario | C&I Curtailment | C&I Curtailment-Turnkey-Water Heating Control | Small Industrial | Offices | Winter Morning | % of Load | 1 | 2030 | 2.1288e-08
ENS | Alternate Scenario | C&I Curtailment | C&I Curtailment-Turnkey-Water Heating Control | Small Industrial | Retail Trade | Winter Morning | % of Load | 1 | 2030 | 4.0566e-07
ENS | Alternate Scenario | C&I Curtailment | C&I Curtailment-Turnkey-Water Heating Control | Small Industrial | Services | Winter Morning | % of Load | 1 | 2030 | 1.2816e-07
ENS | Alternate Scenario | C&I Curtailment | C&I Curtailment-Turnkey-Other | Small Industrial | Miscellaneous | Winter Morning | % of Load | 1 | 2030 | 6.4406e-05
ENS | Alternate Scenario | C&I Curtailment | C&I Curtailment-Turnkey-Other | Small Industrial | Offices | Winter Morning | % of Load | 1 | 2030 | 4.019e-07
ENS | Alternate Scenario | C&I Curtailment | C&I Curtailment-Turnkey-Other | Small Industrial | Retail Trade | Winter Morning | % of Load | 1 | 2030 | 4.4559e-06
ENS | Alternate Scenario | C&I Curtailment | C&I Curtailment-Turnkey-Other | Small Industrial | Services | Winter Morning | % of Load | 1 | 2030 | 1.4077e-06
ENS | Alternate Scenario | C&I Curtailment | C&I Curtailment-Turnkey-Industrial | Small Industrial | Manufacturing | Winter Morning | % of Load | 1 | 2030 | 1.531e-05
ENS | Alternate Scenario | C&I Curtailment | C&I Curtailment-Turnkey-Manual HVAC Control | Small Industrial | Miscellaneous | Winter Evening | % of Load | 1 | 2030 | 0.00019536
ENS | Alternate Scenario | C&I Curtailment | C&I Curtailment-Turnkey-Manual HVAC Control | Small Industrial | Offices | Winter Evening | % of Load | 1 | 2030 | 2.5034e-06
ENS | Alternate Scenario | C&I Curtailment | C&I Curtailment-Turnkey-Manual HVAC Control | Small Industrial | Retail Trade | Winter Evening | % of Load | 1 | 2030 | 8.2513e-06
ENS | Alternate Scenario | C&I Curtailment | C&I Curtailment-Turnkey-Manual HVAC Control | Small Industrial | Services | Winter Evening | % of Load | 1 | 2030 | 2.6068e-06
ENS | Alternate Scenario | C&I Curtailment | C&I Curtailment-Turnkey-Auto-DR HVAC Control | Small Industrial | Miscellaneous | Winter Evening | % of Load | 1 | 2030 | 1.5497e-05
ENS | Alternate Scenario | C&I Curtailment | C&I Curtailment-Turnkey-Auto-DR HVAC Control | Small Industrial | Offices | Winter Evening | % of Load | 1 | 2030 | 1.9859e-07
ENS | Alternate Scenario | C&I Curtailment | C&I Curtailment-Turnkey-Auto-DR HVAC Control | Small Industrial | Retail Trade | Winter Evening | % of Load | 1 | 2030 | 6.5456e-07
ENS | Alternate Scenario | C&I Curtailment | C&I Curtailment-Turnkey-Auto-DR HVAC Control | Small Industrial | Services | Winter Evening | % of Load | 1 | 2030 | 2.0679e-07
ENS | Alternate Scenario | C&I Curtailment | C&I Curtailment-Turnkey-Standard Lighting Control | Small Industrial | Miscellaneous | Winter Evening | % of Load | 1 | 2030 | 6.0446e-05
ENS | Alternate Scenario | C&I Curtailment | C&I Curtailment-Turnkey-Standard Lighting Control | Small Industrial | Offices | Winter Evening | % of Load | 1 | 2030 | 3.2636e-07
ENS | Alternate Scenario | C&I Curtailment | C&I Curtailment-Turnkey-Standard Lighting Control | Small Industrial | Retail Trade | Winter Evening | % of Load | 1 | 2030 | 3.571e-06
ENS | Alternate Scenario | C&I Curtailment | C&I Curtailment-Turnkey-Standard Lighting Control | Small Industrial | Services | Winter Evening | % of Load | 1 | 2030 | 1.1282e-06
ENS | Alternate Scenario | C&I Curtailment | C&I Curtailment-Turnkey-Water Heating Control | Small Industrial | Miscellaneous | Winter Evening | % of Load | 1 | 2030 | 5.1033e-06
ENS | Alternate Scenario | C&I Curtailment | C&I Curtailment-Turnkey-Water Heating Control | Small Industrial | Offices | Winter Evening | % of Load | 1 | 2030 | 2.5867e-08
ENS | Alternate Scenario | C&I Curtailment | C&I Curtailment-Turnkey-Water Heating Control | Small Industrial | Retail Trade | Winter Evening | % of Load | 1 | 2030 | 4.9292e-07
ENS | Alternate Scenario | C&I Curtailment | C&I Curtailment-Turnkey-Water Heating Control | Small Industrial | Services | Winter Evening | % of Load | 1 | 2030 | 1.5573e-07
ENS | Alternate Scenario | C&I Curtailment | C&I Curtailment-Turnkey-Other | Small Industrial | Miscellaneous | Winter Evening | % of Load | 1 | 2030 | 7.8262e-05
ENS | Alternate Scenario | C&I Curtailment | C&I Curtailment-Turnkey-Other | Small Industrial | Offices | Winter Evening | % of Load | 1 | 2030 | 4.8836e-07
ENS | Alternate Scenario | C&I Curtailment | C&I Curtailment-Turnkey-Other | Small Industrial | Retail Trade | Winter Evening | % of Load | 1 | 2030 | 5.4145e-06
ENS | Alternate Scenario | C&I Curtailment | C&I Curtailment-Turnkey-Other | Small Industrial | Services | Winter Evening | % of Load | 1 | 2030 | 1.7106e-06
ENS | Alternate Scenario | C&I Curtailment | C&I Curtailment-Turnkey-Industrial | Small Industrial | Manufacturing | Winter Evening | % of Load | 1 | 2030 | 1.8603e-05
ENS | Alternate Scenario | C&I Curtailment | C&I Curtailment-Turnkey-Manual HVAC Control | Medium Industrial | Miscellaneous | Winter Morning | % of Load | 1 | 2030 | 0.003085
ENS | Alternate Scenario | C&I Curtailment | C&I Curtailment-Turnkey-Manual HVAC Control | Medium Industrial | Offices | Winter Morning | % of Load | 1 | 2030 | 4.9764e-05
ENS | Alternate Scenario | C&I Curtailment | C&I Curtailment-Turnkey-Manual HVAC Control | Medium Industrial | Retail Trade | Winter Morning | % of Load | 1 | 2030 | 0.00068169
ENS | Alternate Scenario | C&I Curtailment | C&I Curtailment-Turnkey-Manual HVAC Control | Medium Industrial | Services | Winter Morning | % of Load | 1 | 2030 | 3.139e-05
ENS | Alternate Scenario | C&I Curtailment | C&I Curtailment-Turnkey-Auto-DR HVAC Control | Medium Industrial | Miscellaneous | Winter Morning | % of Load | 1 | 2030 | 0.00024473
ENS | Alternate Scenario | C&I Curtailment | C&I Curtailment-Turnkey-Auto-DR HVAC Control | Medium Industrial | Offices | Winter Morning | % of Load | 1 | 2030 | 3.9477e-06
ENS | Alternate Scenario | C&I Curtailment | C&I Curtailment-Turnkey-Auto-DR HVAC Control | Medium Industrial | Retail Trade | Winter Morning | % of Load | 1 | 2030 | 5.4077e-05
ENS | Alternate Scenario | C&I Curtailment | C&I Curtailment-Turnkey-Auto-DR HVAC Control | Medium Industrial | Services | Winter Morning | % of Load | 1 | 2030 | 2.4901e-06
ENS | Alternate Scenario | C&I Curtailment | C&I Curtailment-Turnkey-Standard Lighting Control | Medium Industrial | Miscellaneous | Winter Morning | % of Load | 1 | 2030 | 0.00095454
ENS | Alternate Scenario | C&I Curtailment | C&I Curtailment-Turnkey-Standard Lighting Control | Medium Industrial | Offices | Winter Morning | % of Load | 1 | 2030 | 6.4875e-06
ENS | Alternate Scenario | C&I Curtailment | C&I Curtailment-Turnkey-Standard Lighting Control | Medium Industrial | Retail Trade | Winter Morning | % of Load | 1 | 2030 | 0.00029502
ENS | Alternate Scenario | C&I Curtailment | C&I Curtailment-Turnkey-Standard Lighting Control | Medium Industrial | Services | Winter Morning | % of Load | 1 | 2030 | 1.3585e-05
ENS | Alternate Scenario | C&I Curtailment | C&I Curtailment-Turnkey-Water Heating Control | Medium Industrial | Miscellaneous | Winter Morning | % of Load | 1 | 2030 | 8.059e-05
ENS | Alternate Scenario | C&I Curtailment | C&I Curtailment-Turnkey-Water Heating Control | Medium Industrial | Offices | Winter Morning | % of Load | 1 | 2030 | 5.142e-07
ENS | Alternate Scenario | C&I Curtailment | C&I Curtailment-Turnkey-Water Heating Control | Medium Industrial | Retail Trade | Winter Morning | % of Load | 1 | 2030 | 4.0723e-05
ENS | Alternate Scenario | C&I Curtailment | C&I Curtailment-Turnkey-Water Heating Control | Medium Industrial | Services | Winter Morning | % of Load | 1 | 2030 | 1.8752e-06
ENS | Alternate Scenario | C&I Curtailment | C&I Curtailment-Turnkey-Other | Medium Industrial | Miscellaneous | Winter Morning | % of Load | 1 | 2030 | 0.0012359
ENS | Alternate Scenario | C&I Curtailment | C&I Curtailment-Turnkey-Other | Medium Industrial | Offices | Winter Morning | % of Load | 1 | 2030 | 9.7078e-06
ENS | Alternate Scenario | C&I Curtailment | C&I Curtailment-Turnkey-Other | Medium Industrial | Retail Trade | Winter Morning | % of Load | 1 | 2030 | 0.00044732
ENS | Alternate Scenario | C&I Curtailment | C&I Curtailment-Turnkey-Other | Medium Industrial | Services | Winter Morning | % of Load | 1 | 2030 | 2.0598e-05
ENS | Alternate Scenario | C&I Curtailment | C&I Curtailment-Turnkey-Manual HVAC Control | Medium Industrial | Miscellaneous | Winter Evening | % of Load | 1 | 2030 | 0.0026416
ENS | Alternate Scenario | C&I Curtailment | C&I Curtailment-Turnkey-Manual HVAC Control | Medium Industrial | Offices | Winter Evening | % of Load | 1 | 2030 | 4.2612e-05
ENS | Alternate Scenario | C&I Curtailment | C&I Curtailment-Turnkey-Manual HVAC Control | Medium Industrial | Retail Trade | Winter Evening | % of Load | 1 | 2030 | 0.00058371
ENS | Alternate Scenario | C&I Curtailment | C&I Curtailment-Turnkey-Manual HVAC Control | Medium Industrial | Services | Winter Evening | % of Load | 1 | 2030 | 2.6878e-05
ENS | Alternate Scenario | C&I Curtailment | C&I Curtailment-Turnkey-Auto-DR HVAC Control | Medium Industrial | Miscellaneous | Winter Evening | % of Load | 1 | 2030 | 0.00020955
ENS | Alternate Scenario | C&I Curtailment | C&I Curtailment-Turnkey-Auto-DR HVAC Control | Medium Industrial | Offices | Winter Evening | % of Load | 1 | 2030 | 3.3803e-06
ENS | Alternate Scenario | C&I Curtailment | C&I Curtailment-Turnkey-Auto-DR HVAC Control | Medium Industrial | Retail Trade | Winter Evening | % of Load | 1 | 2030 | 4.6305e-05
ENS | Alternate Scenario | C&I Curtailment | C&I Curtailment-Turnkey-Auto-DR HVAC Control | Medium Industrial | Services | Winter Evening | % of Load | 1 | 2030 | 2.1322e-06
ENS | Alternate Scenario | C&I Curtailment | C&I Curtailment-Turnkey-Standard Lighting Control | Medium Industrial | Miscellaneous | Winter Evening | % of Load | 1 | 2030 | 0.00081734
ENS | Alternate Scenario | C&I Curtailment | C&I Curtailment-Turnkey-Standard Lighting Control | Medium Industrial | Offices | Winter Evening | % of Load | 1 | 2030 | 5.555e-06
ENS | Alternate Scenario | C&I Curtailment | C&I Curtailment-Turnkey-Standard Lighting Control | Medium Industrial | Retail Trade | Winter Evening | % of Load | 1 | 2030 | 0.00025261
ENS | Alternate Scenario | C&I Curtailment | C&I Curtailment-Turnkey-Standard Lighting Control | Medium Industrial | Services | Winter Evening | % of Load | 1 | 2030 | 1.1632e-05
ENS | Alternate Scenario | C&I Curtailment | C&I Curtailment-Turnkey-Water Heating Control | Medium Industrial | Miscellaneous | Winter Evening | % of Load | 1 | 2030 | 6.9006e-05
ENS | Alternate Scenario | C&I Curtailment | C&I Curtailment-Turnkey-Water Heating Control | Medium Industrial | Offices | Winter Evening | % of Load | 1 | 2030 | 4.403e-07
ENS | Alternate Scenario | C&I Curtailment | C&I Curtailment-Turnkey-Water Heating Control | Medium Industrial | Retail Trade | Winter Evening | % of Load | 1 | 2030 | 3.487e-05
ENS | Alternate Scenario | C&I Curtailment | C&I Curtailment-Turnkey-Water Heating Control | Medium Industrial | Services | Winter Evening | % of Load | 1 | 2030 | 1.6057e-06
ENS | Alternate Scenario | C&I Curtailment | C&I Curtailment-Turnkey-Other | Medium Industrial | Miscellaneous | Winter Evening | % of Load | 1 | 2030 | 0.0010583
ENS | Alternate Scenario | C&I Curtailment | C&I Curtailment-Turnkey-Other | Medium Industrial | Offices | Winter Evening | % of Load | 1 | 2030 | 8.3125e-06
ENS | Alternate Scenario | C&I Curtailment | C&I Curtailment-Turnkey-Other | Medium Industrial | Retail Trade | Winter Evening | % of Load | 1 | 2030 | 0.00038303
ENS | Alternate Scenario | C&I Curtailment | C&I Curtailment-Turnkey-Other | Medium Industrial | Services | Winter Evening | % of Load | 1 | 2030 | 1.7637e-05
ENS | Alternate Scenario | C&I Curtailment | C&I Curtailment-Turnkey-Manual HVAC Control | Large Industrial | Miscellaneous | Winter Morning | % of Load | 1 | 2030 | 6.4651e-05
ENS | Alternate Scenario | C&I Curtailment | C&I Curtailment-Turnkey-Auto-DR HVAC Control | Large Industrial | Miscellaneous | Winter Morning | % of Load | 1 | 2030 | 5.1286e-06
ENS | Alternate Scenario | C&I Curtailment | C&I Curtailment-Turnkey-Standard Lighting Control | Large Industrial | Miscellaneous | Winter Morning | % of Load | 1 | 2030 | 2.7948e-05
ENS | Alternate Scenario | C&I Curtailment | C&I Curtailment-Turnkey-Water Heating Control | Large Industrial | Miscellaneous | Winter Morning | % of Load | 1 | 2030 | 1.4193e-06
ENS | Alternate Scenario | C&I Curtailment | C&I Curtailment-Turnkey-Other | Large Industrial | Miscellaneous | Winter Morning | % of Load | 1 | 2030 | 3.0335e-05
ENS | Alternate Scenario | C&I Curtailment | C&I Curtailment-Turnkey-Industrial | Large Industrial | Manufacturing | Winter Morning | % of Load | 1 | 2030 | 5.9204e-06
ENS | Alternate Scenario | C&I Curtailment | C&I Curtailment-Turnkey-Manual HVAC Control | Large Industrial | Miscellaneous | Winter Evening | % of Load | 1 | 2030 | 5.6886e-05
ENS | Alternate Scenario | C&I Curtailment | C&I Curtailment-Turnkey-Auto-DR HVAC Control | Large Industrial | Miscellaneous | Winter Evening | % of Load | 1 | 2030 | 4.5127e-06
ENS | Alternate Scenario | C&I Curtailment | C&I Curtailment-Turnkey-Standard Lighting Control | Large Industrial | Miscellaneous | Winter Evening | % of Load | 1 | 2030 | 2.4591e-05
ENS | Alternate Scenario | C&I Curtailment | C&I Curtailment-Turnkey-Water Heating Control | Large Industrial | Miscellaneous | Winter Evening | % of Load | 1 | 2030 | 1.2488e-06
ENS | Alternate Scenario | C&I Curtailment | C&I Curtailment-Turnkey-Other | Large Industrial | Miscellaneous | Winter Evening | % of Load | 1 | 2030 | 2.6692e-05
ENS | Alternate Scenario | C&I Curtailment | C&I Curtailment-Turnkey-Industrial | Large Industrial | Manufacturing | Winter Evening | % of Load | 1 | 2030 | 5.2094e-06
ENS | Alternate Scenario | C&I Loadshift to BUGs | C&I Loadshift to BUGs | Large General | Miscellaneous | Winter Morning | % of Load | 1 | 2030 | 0.0023979
ENS | Alternate Scenario | C&I Loadshift to BUGs | C&I Loadshift to BUGs | Large General | Miscellaneous | Winter Evening | % of Load | 1 | 2030 | 0.0018258
ENS | Alternate Scenario | C&I Loadshift to BUGs | C&I Loadshift to BUGs | Small Industrial | Miscellaneous | Winter Morning | % of Load | 1 | 2030 | 0.00066234
ENS | Alternate Scenario | C&I Loadshift to BUGs | C&I Loadshift to BUGs | Small Industrial | Miscellaneous | Winter Evening | % of Load | 1 | 2030 | 0.00080483
ENS | Alternate Scenario | C&I Loadshift to BUGs | C&I Loadshift to BUGs | Medium Industrial | Manufacturing | Winter Morning | % of Load | 1 | 2030 | 0.00046242
ENS | Alternate Scenario | C&I Loadshift to BUGs | C&I Loadshift to BUGs | Medium Industrial | Miscellaneous | Winter Morning | % of Load | 1 | 2030 | 0.0020069
ENS | Alternate Scenario | C&I Loadshift to BUGs | C&I Loadshift to BUGs | Medium Industrial | Manufacturing | Winter Evening | % of Load | 1 | 2030 | 0.00039596
ENS | Alternate Scenario | C&I Loadshift to BUGs | C&I Loadshift to BUGs | Medium Industrial | Miscellaneous | Winter Evening | % of Load | 1 | 2030 | 0.0017184
ENS | Alternate Scenario | Dynamic Pricing | Dynamic Pricing with enabling tech. | Small General | Manufacturing | Winter Morning | % of Load | 1 | 2030 | 5.5419e-06
ENS | Alternate Scenario | Dynamic Pricing | Dynamic Pricing with enabling tech. | Small General | Manufacturing | Winter Evening | % of Load | 1 | 2030 | 5.6941e-06
ENS | Alternate Scenario | Dynamic Pricing | Dynamic Pricing with enabling tech. | Residential Charitable | Residential LI | Winter Morning | % of Load | 1 | 2030 | 0.0014811
ENS | Alternate Scenario | Dynamic Pricing | Dynamic Pricing with enabling tech. | Residential Charitable | Residential Market Rate | Winter Morning | % of Load | 1 | 2030 | 0.0084589
ENS | Alternate Scenario | Dynamic Pricing | Dynamic Pricing w/o enabling tech. | Residential Charitable | Residential LI | Winter Morning | % of Load | 1 | 2030 | 0.00052274
ENS | Alternate Scenario | Dynamic Pricing | Dynamic Pricing w/o enabling tech. | Residential Charitable | Residential Market Rate | Winter Morning | % of Load | 1 | 2030 | 0.0029856
ENS | Alternate Scenario | Dynamic Pricing | Dynamic Pricing with enabling tech. | Residential Charitable | Residential LI | Winter Evening | % of Load | 1 | 2030 | 0.0014924
ENS | Alternate Scenario | Dynamic Pricing | Dynamic Pricing with enabling tech. | Residential Charitable | Residential Market Rate | Winter Evening | % of Load | 1 | 2030 | 0.0085238
ENS | Alternate Scenario | Dynamic Pricing | Dynamic Pricing w/o enabling tech. | Residential Charitable | Residential LI | Winter Evening | % of Load | 1 | 2030 | 0.00052676
ENS | Alternate Scenario | Dynamic Pricing | Dynamic Pricing w/o enabling tech. | Residential Charitable | Residential Market Rate | Winter Evening | % of Load | 1 | 2030 | 0.0030085
ENS | Alternate Scenario | Behavioral DR | Behavioral DR | Residential Charitable | Residential LI | Winter Morning | % of Load | 1 | 2030 | 0.00028448
ENS | Alternate Scenario | Behavioral DR | Behavioral DR | Residential Charitable | Residential Market Rate | Winter Morning | % of Load | 1 | 2030 | 0.0016248
ENS | Alternate Scenario | Behavioral DR | Behavioral DR | Residential Charitable | Residential LI | Winter Evening | % of Load | 1 | 2030 | 0.00028666
ENS | Alternate Scenario | Behavioral DR | Behavioral DR | Residential Charitable | Residential Market Rate | Winter Evening | % of Load | 1 | 2030 | 0.0016372
ENS | Alternate Scenario | Time-of-Use Rates (TOU) | Time-of-Use Rates (TOU) | Residential Charitable | Residential LI | Winter Morning | % of Load | 0 | 2030 | 0.00028349
ENS | Alternate Scenario | Time-of-Use Rates (TOU) | Time-of-Use Rates (TOU) | Residential Charitable | Residential Market Rate | Winter Morning | % of Load | 0 | 2030 | 0.0016191
ENS | Alternate Scenario | Time-of-Use Rates (TOU) | Time-of-Use Rates (TOU) | Residential Charitable | Residential LI | Winter Evening | % of Load | 0 | 2030 | 0.00028566
ENS | Alternate Scenario | Time-of-Use Rates (TOU) | Time-of-Use Rates (TOU) | Residential Charitable | Residential Market Rate | Winter Evening | % of Load | 0 | 2030 | 0.0016315
ENS | Alternate Scenario | C&I Curtailment | C&I Curtailment-Turnkey-Manual HVAC Control | General | Miscellaneous | Winter Morning | % of Load | 1 | 2031 | 0.0013248
ENS | Alternate Scenario | C&I Curtailment | C&I Curtailment-Turnkey-Manual HVAC Control | General | Offices | Winter Morning | % of Load | 1 | 2031 | 9.104e-05
ENS | Alternate Scenario | C&I Curtailment | C&I Curtailment-Turnkey-Manual HVAC Control | General | Retail Trade | Winter Morning | % of Load | 1 | 2031 | 0.00030427
ENS | Alternate Scenario | C&I Curtailment | C&I Curtailment-Turnkey-Manual HVAC Control | General | Services | Winter Morning | % of Load | 1 | 2031 | 0.00019673
ENS | Alternate Scenario | C&I Curtailment | C&I Curtailment-Turnkey-Auto-DR HVAC Control | General | Miscellaneous | Winter Morning | % of Load | 1 | 2031 | 0.00013137
ENS | Alternate Scenario | C&I Curtailment | C&I Curtailment-Turnkey-Auto-DR HVAC Control | General | Offices | Winter Morning | % of Load | 1 | 2031 | 9.0276e-06
ENS | Alternate Scenario | C&I Curtailment | C&I Curtailment-Turnkey-Auto-DR HVAC Control | General | Retail Trade | Winter Morning | % of Load | 1 | 2031 | 3.0172e-05
ENS | Alternate Scenario | C&I Curtailment | C&I Curtailment-Turnkey-Auto-DR HVAC Control | General | Services | Winter Morning | % of Load | 1 | 2031 | 1.9508e-05
ENS | Alternate Scenario | C&I Curtailment | C&I Curtailment-Turnkey-Standard Lighting Control | General | Miscellaneous | Winter Morning | % of Load | 1 | 2031 | 0.00055146
ENS | Alternate Scenario | C&I Curtailment | C&I Curtailment-Turnkey-Standard Lighting Control | General | Offices | Winter Morning | % of Load | 1 | 2031 | 1.0826e-05
ENS | Alternate Scenario | C&I Curtailment | C&I Curtailment-Turnkey-Standard Lighting Control | General | Retail Trade | Winter Morning | % of Load | 1 | 2031 | 0.00012122
ENS | Alternate Scenario | C&I Curtailment | C&I Curtailment-Turnkey-Standard Lighting Control | General | Services | Winter Morning | % of Load | 1 | 2031 | 7.8481e-05
ENS | Alternate Scenario | C&I Curtailment | C&I Curtailment-Turnkey-Water Heating Control | General | Miscellaneous | Winter Morning | % of Load | 1 | 2031 | 3.6975e-05
ENS | Alternate Scenario | C&I Curtailment | C&I Curtailment-Turnkey-Water Heating Control | General | Offices | Winter Morning | % of Load | 1 | 2031 | 9.8177e-07
ENS | Alternate Scenario | C&I Curtailment | C&I Curtailment-Turnkey-Water Heating Control | General | Retail Trade | Winter Morning | % of Load | 1 | 2031 | 1.9938e-05
ENS | Alternate Scenario | C&I Curtailment | C&I Curtailment-Turnkey-Water Heating Control | General | Services | Winter Morning | % of Load | 1 | 2031 | 1.2874e-05
ENS | Alternate Scenario | C&I Curtailment | C&I Curtailment-Turnkey-Other | General | Miscellaneous | Winter Morning | % of Load | 1 | 2031 | 0.00064577
ENS | Alternate Scenario | C&I Curtailment | C&I Curtailment-Turnkey-Other | General | Offices | Winter Morning | % of Load | 1 | 2031 | 1.7563e-05
ENS | Alternate Scenario | C&I Curtailment | C&I Curtailment-Turnkey-Other | General | Retail Trade | Winter Morning | % of Load | 1 | 2031 | 0.00020483
ENS | Alternate Scenario | C&I Curtailment | C&I Curtailment-Turnkey-Other | General | Services | Winter Morning | % of Load | 1 | 2031 | 0.00013239
ENS | Alternate Scenario | C&I Curtailment | C&I Curtailment-Turnkey-Manual HVAC Control | General | Miscellaneous | Winter Evening | % of Load | 1 | 2031 | 0.0013728
ENS | Alternate Scenario | C&I Curtailment | C&I Curtailment-Turnkey-Manual HVAC Control | General | Offices | Winter Evening | % of Load | 1 | 2031 | 9.4342e-05
ENS | Alternate Scenario | C&I Curtailment | C&I Curtailment-Turnkey-Manual HVAC Control | General | Retail Trade | Winter Evening | % of Load | 1 | 2031 | 0.00031531
ENS | Alternate Scenario | C&I Curtailment | C&I Curtailment-Turnkey-Manual HVAC Control | General | Services | Winter Evening | % of Load | 1 | 2031 | 0.00020387
ENS | Alternate Scenario | C&I Curtailment | C&I Curtailment-Turnkey-Auto-DR HVAC Control | General | Miscellaneous | Winter Evening | % of Load | 1 | 2031 | 0.00013613
ENS | Alternate Scenario | C&I Curtailment | C&I Curtailment-Turnkey-Auto-DR HVAC Control | General | Offices | Winter Evening | % of Load | 1 | 2031 | 9.355e-06
ENS | Alternate Scenario | C&I Curtailment | C&I Curtailment-Turnkey-Auto-DR HVAC Control | General | Retail Trade | Winter Evening | % of Load | 1 | 2031 | 3.1266e-05
ENS | Alternate Scenario | C&I Curtailment | C&I Curtailment-Turnkey-Auto-DR HVAC Control | General | Services | Winter Evening | % of Load | 1 | 2031 | 2.0216e-05
ENS | Alternate Scenario | C&I Curtailment | C&I Curtailment-Turnkey-Standard Lighting Control | General | Miscellaneous | Winter Evening | % of Load | 1 | 2031 | 0.00057146
ENS | Alternate Scenario | C&I Curtailment | C&I Curtailment-Turnkey-Standard Lighting Control | General | Offices | Winter Evening | % of Load | 1 | 2031 | 1.1218e-05
ENS | Alternate Scenario | C&I Curtailment | C&I Curtailment-Turnkey-Standard Lighting Control | General | Retail Trade | Winter Evening | % of Load | 1 | 2031 | 0.00012562
ENS | Alternate Scenario | C&I Curtailment | C&I Curtailment-Turnkey-Standard Lighting Control | General | Services | Winter Evening | % of Load | 1 | 2031 | 8.1327e-05
ENS | Alternate Scenario | C&I Curtailment | C&I Curtailment-Turnkey-Water Heating Control | General | Miscellaneous | Winter Evening | % of Load | 1 | 2031 | 3.8316e-05
ENS | Alternate Scenario | C&I Curtailment | C&I Curtailment-Turnkey-Water Heating Control | General | Offices | Winter Evening | % of Load | 1 | 2031 | 1.0174e-06
ENS | Alternate Scenario | C&I Curtailment | C&I Curtailment-Turnkey-Water Heating Control | General | Retail Trade | Winter Evening | % of Load | 1 | 2031 | 2.0661e-05
ENS | Alternate Scenario | C&I Curtailment | C&I Curtailment-Turnkey-Water Heating Control | General | Services | Winter Evening | % of Load | 1 | 2031 | 1.3341e-05
ENS | Alternate Scenario | C&I Curtailment | C&I Curtailment-Turnkey-Other | General | Miscellaneous | Winter Evening | % of Load | 1 | 2031 | 0.00066919
ENS | Alternate Scenario | C&I Curtailment | C&I Curtailment-Turnkey-Other | General | Offices | Winter Evening | % of Load | 1 | 2031 | 1.82e-05
ENS | Alternate Scenario | C&I Curtailment | C&I Curtailment-Turnkey-Other | General | Retail Trade | Winter Evening | % of Load | 1 | 2031 | 0.00021226
ENS | Alternate Scenario | C&I Curtailment | C&I Curtailment-Turnkey-Other | General | Services | Winter Evening | % of Load | 1 | 2031 | 0.00013719
ENS | Alternate Scenario | C&I Curtailment | C&I Curtailment-Turnkey-Manual HVAC Control | Large General | Miscellaneous | Winter Morning | % of Load | 1 | 2031 | 0.0010688
ENS | Alternate Scenario | C&I Curtailment | C&I Curtailment-Turnkey-Manual HVAC Control | Large General | Retail Trade | Winter Morning | % of Load | 1 | 2031 | 4.456e-05
ENS | Alternate Scenario | C&I Curtailment | C&I Curtailment-Turnkey-Manual HVAC Control | Large General | Services | Winter Morning | % of Load | 1 | 2031 | 7.1358e-05
ENS | Alternate Scenario | C&I Curtailment | C&I Curtailment-Turnkey-Auto-DR HVAC Control | Large General | Miscellaneous | Winter Morning | % of Load | 1 | 2031 | 0.00010598
ENS | Alternate Scenario | C&I Curtailment | C&I Curtailment-Turnkey-Auto-DR HVAC Control | Large General | Retail Trade | Winter Morning | % of Load | 1 | 2031 | 4.4186e-06
ENS | Alternate Scenario | C&I Curtailment | C&I Curtailment-Turnkey-Auto-DR HVAC Control | Large General | Services | Winter Morning | % of Load | 1 | 2031 | 7.0759e-06
ENS | Alternate Scenario | C&I Curtailment | C&I Curtailment-Turnkey-Standard Lighting Control | Large General | Miscellaneous | Winter Morning | % of Load | 1 | 2031 | 0.00046201
ENS | Alternate Scenario | C&I Curtailment | C&I Curtailment-Turnkey-Standard Lighting Control | Large General | Retail Trade | Winter Morning | % of Load | 1 | 2031 | 1.7637e-05
ENS | Alternate Scenario | C&I Curtailment | C&I Curtailment-Turnkey-Standard Lighting Control | Large General | Services | Winter Morning | % of Load | 1 | 2031 | 2.8243e-05
ENS | Alternate Scenario | C&I Curtailment | C&I Curtailment-Turnkey-Water Heating Control | Large General | Miscellaneous | Winter Morning | % of Load | 1 | 2031 | 2.3462e-05
ENS | Alternate Scenario | C&I Curtailment | C&I Curtailment-Turnkey-Water Heating Control | Large General | Retail Trade | Winter Morning | % of Load | 1 | 2031 | 2.9394e-06
ENS | Alternate Scenario | C&I Curtailment | C&I Curtailment-Turnkey-Water Heating Control | Large General | Services | Winter Morning | % of Load | 1 | 2031 | 4.7071e-06
ENS | Alternate Scenario | C&I Curtailment | C&I Curtailment-Turnkey-Other | Large General | Miscellaneous | Winter Morning | % of Load | 1 | 2031 | 0.00050147
ENS | Alternate Scenario | C&I Curtailment | C&I Curtailment-Turnkey-Other | Large General | Retail Trade | Winter Morning | % of Load | 1 | 2031 | 3.0054e-05
ENS | Alternate Scenario | C&I Curtailment | C&I Curtailment-Turnkey-Other | Large General | Services | Winter Morning | % of Load | 1 | 2031 | 4.8129e-05
ENS | Alternate Scenario | C&I Curtailment | C&I Curtailment-Turnkey-Manual HVAC Control | Large General | Miscellaneous | Winter Evening | % of Load | 1 | 2031 | 0.00081364
ENS | Alternate Scenario | C&I Curtailment | C&I Curtailment-Turnkey-Manual HVAC Control | Large General | Retail Trade | Winter Evening | % of Load | 1 | 2031 | 3.3924e-05
ENS | Alternate Scenario | C&I Curtailment | C&I Curtailment-Turnkey-Manual HVAC Control | Large General | Services | Winter Evening | % of Load | 1 | 2031 | 5.4325e-05
ENS | Alternate Scenario | C&I Curtailment | C&I Curtailment-Turnkey-Auto-DR HVAC Control | Large General | Miscellaneous | Winter Evening | % of Load | 1 | 2031 | 8.0681e-05
ENS | Alternate Scenario | C&I Curtailment | C&I Curtailment-Turnkey-Auto-DR HVAC Control | Large General | Retail Trade | Winter Evening | % of Load | 1 | 2031 | 3.3639e-06
ENS | Alternate Scenario | C&I Curtailment | C&I Curtailment-Turnkey-Auto-DR HVAC Control | Large General | Services | Winter Evening | % of Load | 1 | 2031 | 5.3869e-06
ENS | Alternate Scenario | C&I Curtailment | C&I Curtailment-Turnkey-Standard Lighting Control | Large General | Miscellaneous | Winter Evening | % of Load | 1 | 2031 | 0.00035173
ENS | Alternate Scenario | C&I Curtailment | C&I Curtailment-Turnkey-Standard Lighting Control | Large General | Retail Trade | Winter Evening | % of Load | 1 | 2031 | 1.3427e-05
ENS | Alternate Scenario | C&I Curtailment | C&I Curtailment-Turnkey-Standard Lighting Control | Large General | Services | Winter Evening | % of Load | 1 | 2031 | 2.1502e-05
ENS | Alternate Scenario | C&I Curtailment | C&I Curtailment-Turnkey-Water Heating Control | Large General | Miscellaneous | Winter Evening | % of Load | 1 | 2031 | 1.7862e-05
ENS | Alternate Scenario | C&I Curtailment | C&I Curtailment-Turnkey-Water Heating Control | Large General | Retail Trade | Winter Evening | % of Load | 1 | 2031 | 2.2378e-06
ENS | Alternate Scenario | C&I Curtailment | C&I Curtailment-Turnkey-Water Heating Control | Large General | Services | Winter Evening | % of Load | 1 | 2031 | 3.5835e-06
ENS | Alternate Scenario | C&I Curtailment | C&I Curtailment-Turnkey-Other | Large General | Miscellaneous | Winter Evening | % of Load | 1 | 2031 | 0.00038177
ENS | Alternate Scenario | C&I Curtailment | C&I Curtailment-Turnkey-Other | Large General | Retail Trade | Winter Evening | % of Load | 1 | 2031 | 2.288e-05
ENS | Alternate Scenario | C&I Curtailment | C&I Curtailment-Turnkey-Other | Large General | Services | Winter Evening | % of Load | 1 | 2031 | 3.664e-05
ENS | Alternate Scenario | C&I Curtailment | C&I Curtailment-Turnkey-Manual HVAC Control | Small Industrial | Miscellaneous | Winter Morning | % of Load | 1 | 2031 | 0.00017813
ENS | Alternate Scenario | C&I Curtailment | C&I Curtailment-Turnkey-Manual HVAC Control | Small Industrial | Offices | Winter Morning | % of Load | 1 | 2031 | 2.2827e-06
ENS | Alternate Scenario | C&I Curtailment | C&I Curtailment-Turnkey-Manual HVAC Control | Small Industrial | Retail Trade | Winter Morning | % of Load | 1 | 2031 | 7.5238e-06
ENS | Alternate Scenario | C&I Curtailment | C&I Curtailment-Turnkey-Manual HVAC Control | Small Industrial | Services | Winter Morning | % of Load | 1 | 2031 | 2.377e-06
ENS | Alternate Scenario | C&I Curtailment | C&I Curtailment-Turnkey-Auto-DR HVAC Control | Small Industrial | Miscellaneous | Winter Morning | % of Load | 1 | 2031 | 1.7664e-05
ENS | Alternate Scenario | C&I Curtailment | C&I Curtailment-Turnkey-Auto-DR HVAC Control | Small Industrial | Offices | Winter Morning | % of Load | 1 | 2031 | 2.2635e-07
ENS | Alternate Scenario | C&I Curtailment | C&I Curtailment-Turnkey-Auto-DR HVAC Control | Small Industrial | Retail Trade | Winter Morning | % of Load | 1 | 2031 | 7.4606e-07
ENS | Alternate Scenario | C&I Curtailment | C&I Curtailment-Turnkey-Auto-DR HVAC Control | Small Industrial | Services | Winter Morning | % of Load | 1 | 2031 | 2.357e-07
ENS | Alternate Scenario | C&I Curtailment | C&I Curtailment-Turnkey-Standard Lighting Control | Small Industrial | Miscellaneous | Winter Morning | % of Load | 1 | 2031 | 5.5116e-05
ENS | Alternate Scenario | C&I Curtailment | C&I Curtailment-Turnkey-Standard Lighting Control | Small Industrial | Offices | Winter Morning | % of Load | 1 | 2031 | 2.9758e-07
ENS | Alternate Scenario | C&I Curtailment | C&I Curtailment-Turnkey-Standard Lighting Control | Small Industrial | Retail Trade | Winter Morning | % of Load | 1 | 2031 | 3.2561e-06
ENS | Alternate Scenario | C&I Curtailment | C&I Curtailment-Turnkey-Standard Lighting Control | Small Industrial | Services | Winter Morning | % of Load | 1 | 2031 | 1.0287e-06
ENS | Alternate Scenario | C&I Curtailment | C&I Curtailment-Turnkey-Water Heating Control | Small Industrial | Miscellaneous | Winter Morning | % of Load | 1 | 2031 | 4.6534e-06
ENS | Alternate Scenario | C&I Curtailment | C&I Curtailment-Turnkey-Water Heating Control | Small Industrial | Offices | Winter Morning | % of Load | 1 | 2031 | 2.3587e-08
ENS | Alternate Scenario | C&I Curtailment | C&I Curtailment-Turnkey-Water Heating Control | Small Industrial | Retail Trade | Winter Morning | % of Load | 1 | 2031 | 4.4946e-07
ENS | Alternate Scenario | C&I Curtailment | C&I Curtailment-Turnkey-Water Heating Control | Small Industrial | Services | Winter Morning | % of Load | 1 | 2031 | 1.42e-07
ENS | Alternate Scenario | C&I Curtailment | C&I Curtailment-Turnkey-Other | Small Industrial | Miscellaneous | Winter Morning | % of Load | 1 | 2031 | 7.1362e-05
ENS | Alternate Scenario | C&I Curtailment | C&I Curtailment-Turnkey-Other | Small Industrial | Offices | Winter Morning | % of Load | 1 | 2031 | 4.453e-07
ENS | Alternate Scenario | C&I Curtailment | C&I Curtailment-Turnkey-Other | Small Industrial | Retail Trade | Winter Morning | % of Load | 1 | 2031 | 4.9371e-06
ENS | Alternate Scenario | C&I Curtailment | C&I Curtailment-Turnkey-Other | Small Industrial | Services | Winter Morning | % of Load | 1 | 2031 | 1.5598e-06
ENS | Alternate Scenario | C&I Curtailment | C&I Curtailment-Turnkey-Industrial | Small Industrial | Manufacturing | Winter Morning | % of Load | 1 | 2031 | 1.6963e-05
ENS | Alternate Scenario | C&I Curtailment | C&I Curtailment-Turnkey-Manual HVAC Control | Small Industrial | Miscellaneous | Winter Evening | % of Load | 1 | 2031 | 0.00021643
ENS | Alternate Scenario | C&I Curtailment | C&I Curtailment-Turnkey-Manual HVAC Control | Small Industrial | Offices | Winter Evening | % of Load | 1 | 2031 | 2.7735e-06
ENS | Alternate Scenario | C&I Curtailment | C&I Curtailment-Turnkey-Manual HVAC Control | Small Industrial | Retail Trade | Winter Evening | % of Load | 1 | 2031 | 9.1413e-06
ENS | Alternate Scenario | C&I Curtailment | C&I Curtailment-Turnkey-Manual HVAC Control | Small Industrial | Services | Winter Evening | % of Load | 1 | 2031 | 2.888e-06
ENS | Alternate Scenario | C&I Curtailment | C&I Curtailment-Turnkey-Auto-DR HVAC Control | Small Industrial | Miscellaneous | Winter Evening | % of Load | 1 | 2031 | 2.1461e-05
ENS | Alternate Scenario | C&I Curtailment | C&I Curtailment-Turnkey-Auto-DR HVAC Control | Small Industrial | Offices | Winter Evening | % of Load | 1 | 2031 | 2.7502e-07
ENS | Alternate Scenario | C&I Curtailment | C&I Curtailment-Turnkey-Auto-DR HVAC Control | Small Industrial | Retail Trade | Winter Evening | % of Load | 1 | 2031 | 9.0645e-07
ENS | Alternate Scenario | C&I Curtailment | C&I Curtailment-Turnkey-Auto-DR HVAC Control | Small Industrial | Services | Winter Evening | % of Load | 1 | 2031 | 2.8637e-07
ENS | Alternate Scenario | C&I Curtailment | C&I Curtailment-Turnkey-Standard Lighting Control | Small Industrial | Miscellaneous | Winter Evening | % of Load | 1 | 2031 | 6.6966e-05
ENS | Alternate Scenario | C&I Curtailment | C&I Curtailment-Turnkey-Standard Lighting Control | Small Industrial | Offices | Winter Evening | % of Load | 1 | 2031 | 3.6156e-07
ENS | Alternate Scenario | C&I Curtailment | C&I Curtailment-Turnkey-Standard Lighting Control | Small Industrial | Retail Trade | Winter Evening | % of Load | 1 | 2031 | 3.9561e-06
ENS | Alternate Scenario | C&I Curtailment | C&I Curtailment-Turnkey-Standard Lighting Control | Small Industrial | Services | Winter Evening | % of Load | 1 | 2031 | 1.2498e-06
ENS | Alternate Scenario | C&I Curtailment | C&I Curtailment-Turnkey-Water Heating Control | Small Industrial | Miscellaneous | Winter Evening | % of Load | 1 | 2031 | 5.6538e-06
ENS | Alternate Scenario | C&I Curtailment | C&I Curtailment-Turnkey-Water Heating Control | Small Industrial | Offices | Winter Evening | % of Load | 1 | 2031 | 2.8657e-08
ENS | Alternate Scenario | C&I Curtailment | C&I Curtailment-Turnkey-Water Heating Control | Small Industrial | Retail Trade | Winter Evening | % of Load | 1 | 2031 | 5.4609e-07
ENS | Alternate Scenario | C&I Curtailment | C&I Curtailment-Turnkey-Water Heating Control | Small Industrial | Services | Winter Evening | % of Load | 1 | 2031 | 1.7252e-07
ENS | Alternate Scenario | C&I Curtailment | C&I Curtailment-Turnkey-Other | Small Industrial | Miscellaneous | Winter Evening | % of Load | 1 | 2031 | 8.6704e-05
ENS | Alternate Scenario | C&I Curtailment | C&I Curtailment-Turnkey-Other | Small Industrial | Offices | Winter Evening | % of Load | 1 | 2031 | 5.4103e-07
ENS | Alternate Scenario | C&I Curtailment | C&I Curtailment-Turnkey-Other | Small Industrial | Retail Trade | Winter Evening | % of Load | 1 | 2031 | 5.9985e-06
ENS | Alternate Scenario | C&I Curtailment | C&I Curtailment-Turnkey-Other | Small Industrial | Services | Winter Evening | % of Load | 1 | 2031 | 1.8951e-06
ENS | Alternate Scenario | C&I Curtailment | C&I Curtailment-Turnkey-Industrial | Small Industrial | Manufacturing | Winter Evening | % of Load | 1 | 2031 | 2.061e-05
ENS | Alternate Scenario | C&I Curtailment | C&I Curtailment-Turnkey-Manual HVAC Control | Medium Industrial | Miscellaneous | Winter Morning | % of Load | 1 | 2031 | 0.0034174
ENS | Alternate Scenario | C&I Curtailment | C&I Curtailment-Turnkey-Manual HVAC Control | Medium Industrial | Offices | Winter Morning | % of Load | 1 | 2031 | 5.5126e-05
ENS | Alternate Scenario | C&I Curtailment | C&I Curtailment-Turnkey-Manual HVAC Control | Medium Industrial | Retail Trade | Winter Morning | % of Load | 1 | 2031 | 0.00075514
ENS | Alternate Scenario | C&I Curtailment | C&I Curtailment-Turnkey-Manual HVAC Control | Medium Industrial | Services | Winter Morning | % of Load | 1 | 2031 | 3.4772e-05
ENS | Alternate Scenario | C&I Curtailment | C&I Curtailment-Turnkey-Auto-DR HVAC Control | Medium Industrial | Miscellaneous | Winter Morning | % of Load | 1 | 2031 | 0.00033887
ENS | Alternate Scenario | C&I Curtailment | C&I Curtailment-Turnkey-Auto-DR HVAC Control | Medium Industrial | Offices | Winter Morning | % of Load | 1 | 2031 | 5.4663e-06
ENS | Alternate Scenario | C&I Curtailment | C&I Curtailment-Turnkey-Auto-DR HVAC Control | Medium Industrial | Retail Trade | Winter Morning | % of Load | 1 | 2031 | 7.488e-05
ENS | Alternate Scenario | C&I Curtailment | C&I Curtailment-Turnkey-Auto-DR HVAC Control | Medium Industrial | Services | Winter Morning | % of Load | 1 | 2031 | 3.448e-06
ENS | Alternate Scenario | C&I Curtailment | C&I Curtailment-Turnkey-Standard Lighting Control | Medium Industrial | Miscellaneous | Winter Morning | % of Load | 1 | 2031 | 0.0010574
ENS | Alternate Scenario | C&I Curtailment | C&I Curtailment-Turnkey-Standard Lighting Control | Medium Industrial | Offices | Winter Morning | % of Load | 1 | 2031 | 7.1865e-06
ENS | Alternate Scenario | C&I Curtailment | C&I Curtailment-Turnkey-Standard Lighting Control | Medium Industrial | Retail Trade | Winter Morning | % of Load | 1 | 2031 | 0.0003268
ENS | Alternate Scenario | C&I Curtailment | C&I Curtailment-Turnkey-Standard Lighting Control | Medium Industrial | Services | Winter Morning | % of Load | 1 | 2031 | 1.5048e-05
ENS | Alternate Scenario | C&I Curtailment | C&I Curtailment-Turnkey-Water Heating Control | Medium Industrial | Miscellaneous | Winter Morning | % of Load | 1 | 2031 | 8.9273e-05
ENS | Alternate Scenario | C&I Curtailment | C&I Curtailment-Turnkey-Water Heating Control | Medium Industrial | Offices | Winter Morning | % of Load | 1 | 2031 | 5.6961e-07
ENS | Alternate Scenario | C&I Curtailment | C&I Curtailment-Turnkey-Water Heating Control | Medium Industrial | Retail Trade | Winter Morning | % of Load | 1 | 2031 | 4.5111e-05
ENS | Alternate Scenario | C&I Curtailment | C&I Curtailment-Turnkey-Water Heating Control | Medium Industrial | Services | Winter Morning | % of Load | 1 | 2031 | 2.0772e-06
ENS | Alternate Scenario | C&I Curtailment | C&I Curtailment-Turnkey-Other | Medium Industrial | Miscellaneous | Winter Morning | % of Load | 1 | 2031 | 0.001369
ENS | Alternate Scenario | C&I Curtailment | C&I Curtailment-Turnkey-Other | Medium Industrial | Offices | Winter Morning | % of Load | 1 | 2031 | 1.0754e-05
ENS | Alternate Scenario | C&I Curtailment | C&I Curtailment-Turnkey-Other | Medium Industrial | Retail Trade | Winter Morning | % of Load | 1 | 2031 | 0.00049552
ENS | Alternate Scenario | C&I Curtailment | C&I Curtailment-Turnkey-Other | Medium Industrial | Services | Winter Morning | % of Load | 1 | 2031 | 2.2817e-05
ENS | Alternate Scenario | C&I Curtailment | C&I Curtailment-Turnkey-Manual HVAC Control | Medium Industrial | Miscellaneous | Winter Evening | % of Load | 1 | 2031 | 0.0029258
ENS | Alternate Scenario | C&I Curtailment | C&I Curtailment-Turnkey-Manual HVAC Control | Medium Industrial | Offices | Winter Evening | % of Load | 1 | 2031 | 4.7197e-05
ENS | Alternate Scenario | C&I Curtailment | C&I Curtailment-Turnkey-Manual HVAC Control | Medium Industrial | Retail Trade | Winter Evening | % of Load | 1 | 2031 | 0.00064652
ENS | Alternate Scenario | C&I Curtailment | C&I Curtailment-Turnkey-Manual HVAC Control | Medium Industrial | Services | Winter Evening | % of Load | 1 | 2031 | 2.977e-05
ENS | Alternate Scenario | C&I Curtailment | C&I Curtailment-Turnkey-Auto-DR HVAC Control | Medium Industrial | Miscellaneous | Winter Evening | % of Load | 1 | 2031 | 0.00029013
ENS | Alternate Scenario | C&I Curtailment | C&I Curtailment-Turnkey-Auto-DR HVAC Control | Medium Industrial | Offices | Winter Evening | % of Load | 1 | 2031 | 4.6801e-06
ENS | Alternate Scenario | C&I Curtailment | C&I Curtailment-Turnkey-Auto-DR HVAC Control | Medium Industrial | Retail Trade | Winter Evening | % of Load | 1 | 2031 | 6.4109e-05
ENS | Alternate Scenario | C&I Curtailment | C&I Curtailment-Turnkey-Auto-DR HVAC Control | Medium Industrial | Services | Winter Evening | % of Load | 1 | 2031 | 2.952e-06
ENS | Alternate Scenario | C&I Curtailment | C&I Curtailment-Turnkey-Standard Lighting Control | Medium Industrial | Miscellaneous | Winter Evening | % of Load | 1 | 2031 | 0.00090529
ENS | Alternate Scenario | C&I Curtailment | C&I Curtailment-Turnkey-Standard Lighting Control | Medium Industrial | Offices | Winter Evening | % of Load | 1 | 2031 | 6.1528e-06
ENS | Alternate Scenario | C&I Curtailment | C&I Curtailment-Turnkey-Standard Lighting Control | Medium Industrial | Retail Trade | Winter Evening | % of Load | 1 | 2031 | 0.0002798
ENS | Alternate Scenario | C&I Curtailment | C&I Curtailment-Turnkey-Standard Lighting Control | Medium Industrial | Services | Winter Evening | % of Load | 1 | 2031 | 1.2884e-05
ENS | Alternate Scenario | C&I Curtailment | C&I Curtailment-Turnkey-Water Heating Control | Medium Industrial | Miscellaneous | Winter Evening | % of Load | 1 | 2031 | 7.6432e-05
ENS | Alternate Scenario | C&I Curtailment | C&I Curtailment-Turnkey-Water Heating Control | Medium Industrial | Offices | Winter Evening | % of Load | 1 | 2031 | 4.8768e-07
ENS | Alternate Scenario | C&I Curtailment | C&I Curtailment-Turnkey-Water Heating Control | Medium Industrial | Retail Trade | Winter Evening | % of Load | 1 | 2031 | 3.8622e-05
ENS | Alternate Scenario | C&I Curtailment | C&I Curtailment-Turnkey-Water Heating Control | Medium Industrial | Services | Winter Evening | % of Load | 1 | 2031 | 1.7784e-06
ENS | Alternate Scenario | C&I Curtailment | C&I Curtailment-Turnkey-Other | Medium Industrial | Miscellaneous | Winter Evening | % of Load | 1 | 2031 | 0.0011721
ENS | Alternate Scenario | C&I Curtailment | C&I Curtailment-Turnkey-Other | Medium Industrial | Offices | Winter Evening | % of Load | 1 | 2031 | 9.207e-06
ENS | Alternate Scenario | C&I Curtailment | C&I Curtailment-Turnkey-Other | Medium Industrial | Retail Trade | Winter Evening | % of Load | 1 | 2031 | 0.00042425
ENS | Alternate Scenario | C&I Curtailment | C&I Curtailment-Turnkey-Other | Medium Industrial | Services | Winter Evening | % of Load | 1 | 2031 | 1.9535e-05
ENS | Alternate Scenario | C&I Curtailment | C&I Curtailment-Turnkey-Manual HVAC Control | Large Industrial | Miscellaneous | Winter Morning | % of Load | 1 | 2031 | 7.1691e-05
ENS | Alternate Scenario | C&I Curtailment | C&I Curtailment-Turnkey-Auto-DR HVAC Control | Large Industrial | Miscellaneous | Winter Morning | % of Load | 1 | 2031 | 7.1089e-06
ENS | Alternate Scenario | C&I Curtailment | C&I Curtailment-Turnkey-Standard Lighting Control | Large Industrial | Miscellaneous | Winter Morning | % of Load | 1 | 2031 | 3.0991e-05
ENS | Alternate Scenario | C&I Curtailment | C&I Curtailment-Turnkey-Water Heating Control | Large Industrial | Miscellaneous | Winter Morning | % of Load | 1 | 2031 | 1.5738e-06
ENS | Alternate Scenario | C&I Curtailment | C&I Curtailment-Turnkey-Other | Large Industrial | Miscellaneous | Winter Morning | % of Load | 1 | 2031 | 3.3638e-05
ENS | Alternate Scenario | C&I Curtailment | C&I Curtailment-Turnkey-Industrial | Large Industrial | Manufacturing | Winter Morning | % of Load | 1 | 2031 | 6.5651e-06
ENS | Alternate Scenario | C&I Curtailment | C&I Curtailment-Turnkey-Manual HVAC Control | Large Industrial | Miscellaneous | Winter Evening | % of Load | 1 | 2031 | 6.3073e-05
ENS | Alternate Scenario | C&I Curtailment | C&I Curtailment-Turnkey-Auto-DR HVAC Control | Large Industrial | Miscellaneous | Winter Evening | % of Load | 1 | 2031 | 6.2543e-06
ENS | Alternate Scenario | C&I Curtailment | C&I Curtailment-Turnkey-Standard Lighting Control | Large Industrial | Miscellaneous | Winter Evening | % of Load | 1 | 2031 | 2.7266e-05
ENS | Alternate Scenario | C&I Curtailment | C&I Curtailment-Turnkey-Water Heating Control | Large Industrial | Miscellaneous | Winter Evening | % of Load | 1 | 2031 | 1.3846e-06
ENS | Alternate Scenario | C&I Curtailment | C&I Curtailment-Turnkey-Other | Large Industrial | Miscellaneous | Winter Evening | % of Load | 1 | 2031 | 2.9594e-05
ENS | Alternate Scenario | C&I Curtailment | C&I Curtailment-Turnkey-Industrial | Large Industrial | Manufacturing | Winter Evening | % of Load | 1 | 2031 | 5.7759e-06
ENS | Alternate Scenario | C&I Loadshift to BUGs | C&I Loadshift to BUGs | Large General | Miscellaneous | Winter Morning | % of Load | 1 | 2031 | 0.0023879
ENS | Alternate Scenario | C&I Loadshift to BUGs | C&I Loadshift to BUGs | Large General | Miscellaneous | Winter Evening | % of Load | 1 | 2031 | 0.0018179
ENS | Alternate Scenario | C&I Loadshift to BUGs | C&I Loadshift to BUGs | Small Industrial | Miscellaneous | Winter Morning | % of Load | 1 | 2031 | 0.00066636
ENS | Alternate Scenario | C&I Loadshift to BUGs | C&I Loadshift to BUGs | Small Industrial | Miscellaneous | Winter Evening | % of Load | 1 | 2031 | 0.00080961
ENS | Alternate Scenario | C&I Loadshift to BUGs | C&I Loadshift to BUGs | Medium Industrial | Manufacturing | Winter Morning | % of Load | 1 | 2031 | 0.00046363
ENS | Alternate Scenario | C&I Loadshift to BUGs | C&I Loadshift to BUGs | Medium Industrial | Miscellaneous | Winter Morning | % of Load | 1 | 2031 | 0.0020121
ENS | Alternate Scenario | C&I Loadshift to BUGs | C&I Loadshift to BUGs | Medium Industrial | Manufacturing | Winter Evening | % of Load | 1 | 2031 | 0.00039694
ENS | Alternate Scenario | C&I Loadshift to BUGs | C&I Loadshift to BUGs | Medium Industrial | Miscellaneous | Winter Evening | % of Load | 1 | 2031 | 0.0017227
ENS | Alternate Scenario | Dynamic Pricing | Dynamic Pricing with enabling tech. | Small General | Manufacturing | Winter Morning | % of Load | 1 | 2031 | 5.6541e-06
ENS | Alternate Scenario | Dynamic Pricing | Dynamic Pricing with enabling tech. | Small General | Manufacturing | Winter Evening | % of Load | 1 | 2031 | 5.8086e-06
ENS | Alternate Scenario | Dynamic Pricing | Dynamic Pricing with enabling tech. | Residential Charitable | Residential LI | Winter Morning | % of Load | 1 | 2031 | 0.0024639
ENS | Alternate Scenario | Dynamic Pricing | Dynamic Pricing with enabling tech. | Residential Charitable | Residential Market Rate | Winter Morning | % of Load | 1 | 2031 | 0.014073
ENS | Alternate Scenario | Dynamic Pricing | Dynamic Pricing with enabling tech. | Residential Charitable | Residential LI | Winter Evening | % of Load | 1 | 2031 | 0.0024826
ENS | Alternate Scenario | Dynamic Pricing | Dynamic Pricing with enabling tech. | Residential Charitable | Residential Market Rate | Winter Evening | % of Load | 1 | 2031 | 0.014179
ENS | Alternate Scenario | Behavioral DR | Behavioral DR | Residential Charitable | Residential LI | Winter Morning | % of Load | 1 | 2031 | 0.00029394
ENS | Alternate Scenario | Behavioral DR | Behavioral DR | Residential Charitable | Residential Market Rate | Winter Morning | % of Load | 1 | 2031 | 0.0016788
ENS | Alternate Scenario | Behavioral DR | Behavioral DR | Residential Charitable | Residential LI | Winter Evening | % of Load | 1 | 2031 | 0.00029616
ENS | Alternate Scenario | Behavioral DR | Behavioral DR | Residential Charitable | Residential Market Rate | Winter Evening | % of Load | 1 | 2031 | 0.0016915
ENS | Alternate Scenario | Time-of-Use Rates (TOU) | Time-of-Use Rates (TOU) | Residential Charitable | Residential LI | Winter Morning | % of Load | 0 | 2031 | 0.0002572
ENS | Alternate Scenario | Time-of-Use Rates (TOU) | Time-of-Use Rates (TOU) | Residential Charitable | Residential Market Rate | Winter Morning | % of Load | 0 | 2031 | 0.001469
ENS | Alternate Scenario | Time-of-Use Rates (TOU) | Time-of-Use Rates (TOU) | Residential Charitable | Residential LI | Winter Evening | % of Load | 0 | 2031 | 0.00025914
ENS | Alternate Scenario | Time-of-Use Rates (TOU) | Time-of-Use Rates (TOU) | Residential Charitable | Residential Market Rate | Winter Evening | % of Load | 0 | 2031 | 0.0014801
ENS | Alternate Scenario | C&I Curtailment | C&I Curtailment-Turnkey-Manual HVAC Control | General | Miscellaneous | Winter Morning | % of Load | 1 | 2032 | 0.0013265
ENS | Alternate Scenario | C&I Curtailment | C&I Curtailment-Turnkey-Manual HVAC Control | General | Offices | Winter Morning | % of Load | 1 | 2032 | 9.1159e-05
ENS | Alternate Scenario | C&I Curtailment | C&I Curtailment-Turnkey-Manual HVAC Control | General | Retail Trade | Winter Morning | % of Load | 1 | 2032 | 0.00030467
ENS | Alternate Scenario | C&I Curtailment | C&I Curtailment-Turnkey-Manual HVAC Control | General | Services | Winter Morning | % of Load | 1 | 2032 | 0.00019699
ENS | Alternate Scenario | C&I Curtailment | C&I Curtailment-Turnkey-Auto-DR HVAC Control | General | Miscellaneous | Winter Morning | % of Load | 1 | 2032 | 0.00016442
ENS | Alternate Scenario | C&I Curtailment | C&I Curtailment-Turnkey-Auto-DR HVAC Control | General | Offices | Winter Morning | % of Load | 1 | 2032 | 1.1299e-05
ENS | Alternate Scenario | C&I Curtailment | C&I Curtailment-Turnkey-Auto-DR HVAC Control | General | Retail Trade | Winter Morning | % of Load | 1 | 2032 | 3.7764e-05
ENS | Alternate Scenario | C&I Curtailment | C&I Curtailment-Turnkey-Auto-DR HVAC Control | General | Services | Winter Morning | % of Load | 1 | 2032 | 2.4417e-05
ENS | Alternate Scenario | C&I Curtailment | C&I Curtailment-Turnkey-Standard Lighting Control | General | Miscellaneous | Winter Morning | % of Load | 1 | 2032 | 0.00055218
ENS | Alternate Scenario | C&I Curtailment | C&I Curtailment-Turnkey-Standard Lighting Control | General | Offices | Winter Morning | % of Load | 1 | 2032 | 1.084e-05
ENS | Alternate Scenario | C&I Curtailment | C&I Curtailment-Turnkey-Standard Lighting Control | General | Retail Trade | Winter Morning | % of Load | 1 | 2032 | 0.00012138
ENS | Alternate Scenario | C&I Curtailment | C&I Curtailment-Turnkey-Standard Lighting Control | General | Services | Winter Morning | % of Load | 1 | 2032 | 7.8583e-05
ENS | Alternate Scenario | C&I Curtailment | C&I Curtailment-Turnkey-Water Heating Control | General | Miscellaneous | Winter Morning | % of Load | 1 | 2032 | 3.7023e-05
ENS | Alternate Scenario | C&I Curtailment | C&I Curtailment-Turnkey-Water Heating Control | General | Offices | Winter Morning | % of Load | 1 | 2032 | 9.8305e-07
ENS | Alternate Scenario | C&I Curtailment | C&I Curtailment-Turnkey-Water Heating Control | General | Retail Trade | Winter Morning | % of Load | 1 | 2032 | 1.9964e-05
ENS | Alternate Scenario | C&I Curtailment | C&I Curtailment-Turnkey-Water Heating Control | General | Services | Winter Morning | % of Load | 1 | 2032 | 1.2891e-05
ENS | Alternate Scenario | C&I Curtailment | C&I Curtailment-Turnkey-Other | General | Miscellaneous | Winter Morning | % of Load | 1 | 2032 | 0.00064661
ENS | Alternate Scenario | C&I Curtailment | C&I Curtailment-Turnkey-Other | General | Offices | Winter Morning | % of Load | 1 | 2032 | 1.7586e-05
ENS | Alternate Scenario | C&I Curtailment | C&I Curtailment-Turnkey-Other | General | Retail Trade | Winter Morning | % of Load | 1 | 2032 | 0.0002051
ENS | Alternate Scenario | C&I Curtailment | C&I Curtailment-Turnkey-Other | General | Services | Winter Morning | % of Load | 1 | 2032 | 0.00013256
ENS | Alternate Scenario | C&I Curtailment | C&I Curtailment-Turnkey-Manual HVAC Control | General | Miscellaneous | Winter Evening | % of Load | 1 | 2032 | 0.0013743
ENS | Alternate Scenario | C&I Curtailment | C&I Curtailment-Turnkey-Manual HVAC Control | General | Offices | Winter Evening | % of Load | 1 | 2032 | 9.4446e-05
ENS | Alternate Scenario | C&I Curtailment | C&I Curtailment-Turnkey-Manual HVAC Control | General | Retail Trade | Winter Evening | % of Load | 1 | 2032 | 0.00031566
ENS | Alternate Scenario | C&I Curtailment | C&I Curtailment-Turnkey-Manual HVAC Control | General | Services | Winter Evening | % of Load | 1 | 2032 | 0.00020409
ENS | Alternate Scenario | C&I Curtailment | C&I Curtailment-Turnkey-Auto-DR HVAC Control | General | Miscellaneous | Winter Evening | % of Load | 1 | 2032 | 0.00017035
ENS | Alternate Scenario | C&I Curtailment | C&I Curtailment-Turnkey-Auto-DR HVAC Control | General | Offices | Winter Evening | % of Load | 1 | 2032 | 1.1707e-05
ENS | Alternate Scenario | C&I Curtailment | C&I Curtailment-Turnkey-Auto-DR HVAC Control | General | Retail Trade | Winter Evening | % of Load | 1 | 2032 | 3.9126e-05
ENS | Alternate Scenario | C&I Curtailment | C&I Curtailment-Turnkey-Auto-DR HVAC Control | General | Services | Winter Evening | % of Load | 1 | 2032 | 2.5297e-05
ENS | Alternate Scenario | C&I Curtailment | C&I Curtailment-Turnkey-Standard Lighting Control | General | Miscellaneous | Winter Evening | % of Load | 1 | 2032 | 0.00057209
ENS | Alternate Scenario | C&I Curtailment | C&I Curtailment-Turnkey-Standard Lighting Control | General | Offices | Winter Evening | % of Load | 1 | 2032 | 1.1231e-05
ENS | Alternate Scenario | C&I Curtailment | C&I Curtailment-Turnkey-Standard Lighting Control | General | Retail Trade | Winter Evening | % of Load | 1 | 2032 | 0.00012576
ENS | Alternate Scenario | C&I Curtailment | C&I Curtailment-Turnkey-Standard Lighting Control | General | Services | Winter Evening | % of Load | 1 | 2032 | 8.1417e-05
ENS | Alternate Scenario | C&I Curtailment | C&I Curtailment-Turnkey-Water Heating Control | General | Miscellaneous | Winter Evening | % of Load | 1 | 2032 | 3.8358e-05
ENS | Alternate Scenario | C&I Curtailment | C&I Curtailment-Turnkey-Water Heating Control | General | Offices | Winter Evening | % of Load | 1 | 2032 | 1.0185e-06
ENS | Alternate Scenario | C&I Curtailment | C&I Curtailment-Turnkey-Water Heating Control | General | Retail Trade | Winter Evening | % of Load | 1 | 2032 | 2.0684e-05
ENS | Alternate Scenario | C&I Curtailment | C&I Curtailment-Turnkey-Water Heating Control | General | Services | Winter Evening | % of Load | 1 | 2032 | 1.3356e-05
ENS | Alternate Scenario | C&I Curtailment | C&I Curtailment-Turnkey-Other | General | Miscellaneous | Winter Evening | % of Load | 1 | 2032 | 0.00066993
ENS | Alternate Scenario | C&I Curtailment | C&I Curtailment-Turnkey-Other | General | Offices | Winter Evening | % of Load | 1 | 2032 | 1.822e-05
ENS | Alternate Scenario | C&I Curtailment | C&I Curtailment-Turnkey-Other | General | Retail Trade | Winter Evening | % of Load | 1 | 2032 | 0.0002125
ENS | Alternate Scenario | C&I Curtailment | C&I Curtailment-Turnkey-Other | General | Services | Winter Evening | % of Load | 1 | 2032 | 0.00013734
ENS | Alternate Scenario | C&I Curtailment | C&I Curtailment-Turnkey-Manual HVAC Control | Large General | Miscellaneous | Winter Morning | % of Load | 1 | 2032 | 0.0010587
ENS | Alternate Scenario | C&I Curtailment | C&I Curtailment-Turnkey-Manual HVAC Control | Large General | Retail Trade | Winter Morning | % of Load | 1 | 2032 | 4.4141e-05
ENS | Alternate Scenario | C&I Curtailment | C&I Curtailment-Turnkey-Manual HVAC Control | Large General | Services | Winter Morning | % of Load | 1 | 2032 | 7.0687e-05
ENS | Alternate Scenario | C&I Curtailment | C&I Curtailment-Turnkey-Auto-DR HVAC Control | Large General | Miscellaneous | Winter Morning | % of Load | 1 | 2032 | 0.00013123
ENS | Alternate Scenario | C&I Curtailment | C&I Curtailment-Turnkey-Auto-DR HVAC Control | Large General | Retail Trade | Winter Morning | % of Load | 1 | 2032 | 5.4713e-06
ENS | Alternate Scenario | C&I Curtailment | C&I Curtailment-Turnkey-Auto-DR HVAC Control | Large General | Services | Winter Morning | % of Load | 1 | 2032 | 8.7617e-06
ENS | Alternate Scenario | C&I Curtailment | C&I Curtailment-Turnkey-Standard Lighting Control | Large General | Miscellaneous | Winter Morning | % of Load | 1 | 2032 | 0.00045767
ENS | Alternate Scenario | C&I Curtailment | C&I Curtailment-Turnkey-Standard Lighting Control | Large General | Retail Trade | Winter Morning | % of Load | 1 | 2032 | 1.7471e-05
ENS | Alternate Scenario | C&I Curtailment | C&I Curtailment-Turnkey-Standard Lighting Control | Large General | Services | Winter Morning | % of Load | 1 | 2032 | 2.7978e-05
ENS | Alternate Scenario | C&I Curtailment | C&I Curtailment-Turnkey-Water Heating Control | Large General | Miscellaneous | Winter Morning | % of Load | 1 | 2032 | 2.3242e-05
ENS | Alternate Scenario | C&I Curtailment | C&I Curtailment-Turnkey-Water Heating Control | Large General | Retail Trade | Winter Morning | % of Load | 1 | 2032 | 2.9118e-06
ENS | Alternate Scenario | C&I Curtailment | C&I Curtailment-Turnkey-Water Heating Control | Large General | Services | Winter Morning | % of Load | 1 | 2032 | 4.6629e-06
ENS | Alternate Scenario | C&I Curtailment | C&I Curtailment-Turnkey-Other | Large General | Miscellaneous | Winter Morning | % of Load | 1 | 2032 | 0.00049676
ENS | Alternate Scenario | C&I Curtailment | C&I Curtailment-Turnkey-Other | Large General | Retail Trade | Winter Morning | % of Load | 1 | 2032 | 2.9772e-05
ENS | Alternate Scenario | C&I Curtailment | C&I Curtailment-Turnkey-Other | Large General | Services | Winter Morning | % of Load | 1 | 2032 | 4.7676e-05
ENS | Alternate Scenario | C&I Curtailment | C&I Curtailment-Turnkey-Manual HVAC Control | Large General | Miscellaneous | Winter Evening | % of Load | 1 | 2032 | 0.00080583
ENS | Alternate Scenario | C&I Curtailment | C&I Curtailment-Turnkey-Manual HVAC Control | Large General | Retail Trade | Winter Evening | % of Load | 1 | 2032 | 3.3598e-05
ENS | Alternate Scenario | C&I Curtailment | C&I Curtailment-Turnkey-Manual HVAC Control | Large General | Services | Winter Evening | % of Load | 1 | 2032 | 5.3803e-05
ENS | Alternate Scenario | C&I Curtailment | C&I Curtailment-Turnkey-Auto-DR HVAC Control | Large General | Miscellaneous | Winter Evening | % of Load | 1 | 2032 | 9.9882e-05
ENS | Alternate Scenario | C&I Curtailment | C&I Curtailment-Turnkey-Auto-DR HVAC Control | Large General | Retail Trade | Winter Evening | % of Load | 1 | 2032 | 4.1645e-06
ENS | Alternate Scenario | C&I Curtailment | C&I Curtailment-Turnkey-Auto-DR HVAC Control | Large General | Services | Winter Evening | % of Load | 1 | 2032 | 6.6689e-06
ENS | Alternate Scenario | C&I Curtailment | C&I Curtailment-Turnkey-Standard Lighting Control | Large General | Miscellaneous | Winter Evening | % of Load | 1 | 2032 | 0.00034835
ENS | Alternate Scenario | C&I Curtailment | C&I Curtailment-Turnkey-Standard Lighting Control | Large General | Retail Trade | Winter Evening | % of Load | 1 | 2032 | 1.3298e-05
ENS | Alternate Scenario | C&I Curtailment | C&I Curtailment-Turnkey-Standard Lighting Control | Large General | Services | Winter Evening | % of Load | 1 | 2032 | 2.1295e-05
ENS | Alternate Scenario | C&I Curtailment | C&I Curtailment-Turnkey-Water Heating Control | Large General | Miscellaneous | Winter Evening | % of Load | 1 | 2032 | 1.769e-05
ENS | Alternate Scenario | C&I Curtailment | C&I Curtailment-Turnkey-Water Heating Control | Large General | Retail Trade | Winter Evening | % of Load | 1 | 2032 | 2.2163e-06
ENS | Alternate Scenario | C&I Curtailment | C&I Curtailment-Turnkey-Water Heating Control | Large General | Services | Winter Evening | % of Load | 1 | 2032 | 3.5491e-06
ENS | Alternate Scenario | C&I Curtailment | C&I Curtailment-Turnkey-Other | Large General | Miscellaneous | Winter Evening | % of Load | 1 | 2032 | 0.0003781
ENS | Alternate Scenario | C&I Curtailment | C&I Curtailment-Turnkey-Other | Large General | Retail Trade | Winter Evening | % of Load | 1 | 2032 | 2.2661e-05
ENS | Alternate Scenario | C&I Curtailment | C&I Curtailment-Turnkey-Other | Large General | Services | Winter Evening | % of Load | 1 | 2032 | 3.6288e-05
ENS | Alternate Scenario | C&I Curtailment | C&I Curtailment-Turnkey-Manual HVAC Control | Small Industrial | Miscellaneous | Winter Morning | % of Load | 1 | 2032 | 0.00017823
ENS | Alternate Scenario | C&I Curtailment | C&I Curtailment-Turnkey-Manual HVAC Control | Small Industrial | Offices | Winter Morning | % of Load | 1 | 2032 | 2.2839e-06
ENS | Alternate Scenario | C&I Curtailment | C&I Curtailment-Turnkey-Manual HVAC Control | Small Industrial | Retail Trade | Winter Morning | % of Load | 1 | 2032 | 7.5278e-06
ENS | Alternate Scenario | C&I Curtailment | C&I Curtailment-Turnkey-Manual HVAC Control | Small Industrial | Services | Winter Morning | % of Load | 1 | 2032 | 2.3782e-06
ENS | Alternate Scenario | C&I Curtailment | C&I Curtailment-Turnkey-Auto-DR HVAC Control | Small Industrial | Miscellaneous | Winter Morning | % of Load | 1 | 2032 | 2.2091e-05
ENS | Alternate Scenario | C&I Curtailment | C&I Curtailment-Turnkey-Auto-DR HVAC Control | Small Industrial | Offices | Winter Morning | % of Load | 1 | 2032 | 2.8309e-07
ENS | Alternate Scenario | C&I Curtailment | C&I Curtailment-Turnkey-Auto-DR HVAC Control | Small Industrial | Retail Trade | Winter Morning | % of Load | 1 | 2032 | 9.3307e-07
ENS | Alternate Scenario | C&I Curtailment | C&I Curtailment-Turnkey-Auto-DR HVAC Control | Small Industrial | Services | Winter Morning | % of Load | 1 | 2032 | 2.9478e-07
ENS | Alternate Scenario | C&I Curtailment | C&I Curtailment-Turnkey-Standard Lighting Control | Small Industrial | Miscellaneous | Winter Morning | % of Load | 1 | 2032 | 5.5146e-05
ENS | Alternate Scenario | C&I Curtailment | C&I Curtailment-Turnkey-Standard Lighting Control | Small Industrial | Offices | Winter Morning | % of Load | 1 | 2032 | 2.9774e-07
ENS | Alternate Scenario | C&I Curtailment | C&I Curtailment-Turnkey-Standard Lighting Control | Small Industrial | Retail Trade | Winter Morning | % of Load | 1 | 2032 | 3.2578e-06
ENS | Alternate Scenario | C&I Curtailment | C&I Curtailment-Turnkey-Standard Lighting Control | Small Industrial | Services | Winter Morning | % of Load | 1 | 2032 | 1.0292e-06
ENS | Alternate Scenario | C&I Curtailment | C&I Curtailment-Turnkey-Water Heating Control | Small Industrial | Miscellaneous | Winter Morning | % of Load | 1 | 2032 | 4.6559e-06
ENS | Alternate Scenario | C&I Curtailment | C&I Curtailment-Turnkey-Water Heating Control | Small Industrial | Offices | Winter Morning | % of Load | 1 | 2032 | 2.3599e-08
ENS | Alternate Scenario | C&I Curtailment | C&I Curtailment-Turnkey-Water Heating Control | Small Industrial | Retail Trade | Winter Morning | % of Load | 1 | 2032 | 4.497e-07
ENS | Alternate Scenario | C&I Curtailment | C&I Curtailment-Turnkey-Water Heating Control | Small Industrial | Services | Winter Morning | % of Load | 1 | 2032 | 1.4207e-07
ENS | Alternate Scenario | C&I Curtailment | C&I Curtailment-Turnkey-Other | Small Industrial | Miscellaneous | Winter Morning | % of Load | 1 | 2032 | 7.14e-05
ENS | Alternate Scenario | C&I Curtailment | C&I Curtailment-Turnkey-Other | Small Industrial | Offices | Winter Morning | % of Load | 1 | 2032 | 4.4554e-07
ENS | Alternate Scenario | C&I Curtailment | C&I Curtailment-Turnkey-Other | Small Industrial | Retail Trade | Winter Morning | % of Load | 1 | 2032 | 4.9398e-06
ENS | Alternate Scenario | C&I Curtailment | C&I Curtailment-Turnkey-Other | Small Industrial | Services | Winter Morning | % of Load | 1 | 2032 | 1.5606e-06
ENS | Alternate Scenario | C&I Curtailment | C&I Curtailment-Turnkey-Industrial | Small Industrial | Manufacturing | Winter Morning | % of Load | 1 | 2032 | 1.6972e-05
ENS | Alternate Scenario | C&I Curtailment | C&I Curtailment-Turnkey-Manual HVAC Control | Small Industrial | Miscellaneous | Winter Evening | % of Load | 1 | 2032 | 0.0002165
ENS | Alternate Scenario | C&I Curtailment | C&I Curtailment-Turnkey-Manual HVAC Control | Small Industrial | Offices | Winter Evening | % of Load | 1 | 2032 | 2.7744e-06
ENS | Alternate Scenario | C&I Curtailment | C&I Curtailment-Turnkey-Manual HVAC Control | Small Industrial | Retail Trade | Winter Evening | % of Load | 1 | 2032 | 9.1443e-06
ENS | Alternate Scenario | C&I Curtailment | C&I Curtailment-Turnkey-Manual HVAC Control | Small Industrial | Services | Winter Evening | % of Load | 1 | 2032 | 2.8889e-06
ENS | Alternate Scenario | C&I Curtailment | C&I Curtailment-Turnkey-Auto-DR HVAC Control | Small Industrial | Miscellaneous | Winter Evening | % of Load | 1 | 2032 | 2.6835e-05
ENS | Alternate Scenario | C&I Curtailment | C&I Curtailment-Turnkey-Auto-DR HVAC Control | Small Industrial | Offices | Winter Evening | % of Load | 1 | 2032 | 3.4388e-07
ENS | Alternate Scenario | C&I Curtailment | C&I Curtailment-Turnkey-Auto-DR HVAC Control | Small Industrial | Retail Trade | Winter Evening | % of Load | 1 | 2032 | 1.1334e-06
ENS | Alternate Scenario | C&I Curtailment | C&I Curtailment-Turnkey-Auto-DR HVAC Control | Small Industrial | Services | Winter Evening | % of Load | 1 | 2032 | 3.5808e-07
ENS | Alternate Scenario | C&I Curtailment | C&I Curtailment-Turnkey-Standard Lighting Control | Small Industrial | Miscellaneous | Winter Evening | % of Load | 1 | 2032 | 6.6987e-05
ENS | Alternate Scenario | C&I Curtailment | C&I Curtailment-Turnkey-Standard Lighting Control | Small Industrial | Offices | Winter Evening | % of Load | 1 | 2032 | 3.6168e-07
ENS | Alternate Scenario | C&I Curtailment | C&I Curtailment-Turnkey-Standard Lighting Control | Small Industrial | Retail Trade | Winter Evening | % of Load | 1 | 2032 | 3.9574e-06
ENS | Alternate Scenario | C&I Curtailment | C&I Curtailment-Turnkey-Standard Lighting Control | Small Industrial | Services | Winter Evening | % of Load | 1 | 2032 | 1.2503e-06
ENS | Alternate Scenario | C&I Curtailment | C&I Curtailment-Turnkey-Water Heating Control | Small Industrial | Miscellaneous | Winter Evening | % of Load | 1 | 2032 | 5.6556e-06
ENS | Alternate Scenario | C&I Curtailment | C&I Curtailment-Turnkey-Water Heating Control | Small Industrial | Offices | Winter Evening | % of Load | 1 | 2032 | 2.8667e-08
ENS | Alternate Scenario | C&I Curtailment | C&I Curtailment-Turnkey-Water Heating Control | Small Industrial | Retail Trade | Winter Evening | % of Load | 1 | 2032 | 5.4627e-07
ENS | Alternate Scenario | C&I Curtailment | C&I Curtailment-Turnkey-Water Heating Control | Small Industrial | Services | Winter Evening | % of Load | 1 | 2032 | 1.7258e-07
ENS | Alternate Scenario | C&I Curtailment | C&I Curtailment-Turnkey-Other | Small Industrial | Miscellaneous | Winter Evening | % of Load | 1 | 2032 | 8.6732e-05
ENS | Alternate Scenario | C&I Curtailment | C&I Curtailment-Turnkey-Other | Small Industrial | Offices | Winter Evening | % of Load | 1 | 2032 | 5.4121e-07
ENS | Alternate Scenario | C&I Curtailment | C&I Curtailment-Turnkey-Other | Small Industrial | Retail Trade | Winter Evening | % of Load | 1 | 2032 | 6.0005e-06
ENS | Alternate Scenario | C&I Curtailment | C&I Curtailment-Turnkey-Other | Small Industrial | Services | Winter Evening | % of Load | 1 | 2032 | 1.8957e-06
ENS | Alternate Scenario | C&I Curtailment | C&I Curtailment-Turnkey-Industrial | Small Industrial | Manufacturing | Winter Evening | % of Load | 1 | 2032 | 2.0616e-05
ENS | Alternate Scenario | C&I Curtailment | C&I Curtailment-Turnkey-Manual HVAC Control | Medium Industrial | Miscellaneous | Winter Morning | % of Load | 1 | 2032 | 0.0034086
ENS | Alternate Scenario | C&I Curtailment | C&I Curtailment-Turnkey-Manual HVAC Control | Medium Industrial | Offices | Winter Morning | % of Load | 1 | 2032 | 5.4985e-05
ENS | Alternate Scenario | C&I Curtailment | C&I Curtailment-Turnkey-Manual HVAC Control | Medium Industrial | Retail Trade | Winter Morning | % of Load | 1 | 2032 | 0.0007532
ENS | Alternate Scenario | C&I Curtailment | C&I Curtailment-Turnkey-Manual HVAC Control | Medium Industrial | Services | Winter Morning | % of Load | 1 | 2032 | 3.4683e-05
ENS | Alternate Scenario | C&I Curtailment | C&I Curtailment-Turnkey-Auto-DR HVAC Control | Medium Industrial | Miscellaneous | Winter Morning | % of Load | 1 | 2032 | 0.0004225
ENS | Alternate Scenario | C&I Curtailment | C&I Curtailment-Turnkey-Auto-DR HVAC Control | Medium Industrial | Offices | Winter Morning | % of Load | 1 | 2032 | 6.8154e-06
ENS | Alternate Scenario | C&I Curtailment | C&I Curtailment-Turnkey-Auto-DR HVAC Control | Medium Industrial | Retail Trade | Winter Morning | % of Load | 1 | 2032 | 9.336e-05
ENS | Alternate Scenario | C&I Curtailment | C&I Curtailment-Turnkey-Auto-DR HVAC Control | Medium Industrial | Services | Winter Morning | % of Load | 1 | 2032 | 4.2989e-06
ENS | Alternate Scenario | C&I Curtailment | C&I Curtailment-Turnkey-Standard Lighting Control | Medium Industrial | Miscellaneous | Winter Morning | % of Load | 1 | 2032 | 0.0010547
ENS | Alternate Scenario | C&I Curtailment | C&I Curtailment-Turnkey-Standard Lighting Control | Medium Industrial | Offices | Winter Morning | % of Load | 1 | 2032 | 7.1681e-06
ENS | Alternate Scenario | C&I Curtailment | C&I Curtailment-Turnkey-Standard Lighting Control | Medium Industrial | Retail Trade | Winter Morning | % of Load | 1 | 2032 | 0.00032597
ENS | Alternate Scenario | C&I Curtailment | C&I Curtailment-Turnkey-Standard Lighting Control | Medium Industrial | Services | Winter Morning | % of Load | 1 | 2032 | 1.501e-05
ENS | Alternate Scenario | C&I Curtailment | C&I Curtailment-Turnkey-Water Heating Control | Medium Industrial | Miscellaneous | Winter Morning | % of Load | 1 | 2032 | 8.9044e-05
ENS | Alternate Scenario | C&I Curtailment | C&I Curtailment-Turnkey-Water Heating Control | Medium Industrial | Offices | Winter Morning | % of Load | 1 | 2032 | 5.6815e-07
ENS | Alternate Scenario | C&I Curtailment | C&I Curtailment-Turnkey-Water Heating Control | Medium Industrial | Retail Trade | Winter Morning | % of Load | 1 | 2032 | 4.4996e-05
ENS | Alternate Scenario | C&I Curtailment | C&I Curtailment-Turnkey-Water Heating Control | Medium Industrial | Services | Winter Morning | % of Load | 1 | 2032 | 2.0719e-06
ENS | Alternate Scenario | C&I Curtailment | C&I Curtailment-Turnkey-Other | Medium Industrial | Miscellaneous | Winter Morning | % of Load | 1 | 2032 | 0.0013655
ENS | Alternate Scenario | C&I Curtailment | C&I Curtailment-Turnkey-Other | Medium Industrial | Offices | Winter Morning | % of Load | 1 | 2032 | 1.0726e-05
ENS | Alternate Scenario | C&I Curtailment | C&I Curtailment-Turnkey-Other | Medium Industrial | Retail Trade | Winter Morning | % of Load | 1 | 2032 | 0.00049425
ENS | Alternate Scenario | C&I Curtailment | C&I Curtailment-Turnkey-Other | Medium Industrial | Services | Winter Morning | % of Load | 1 | 2032 | 2.2759e-05
ENS | Alternate Scenario | C&I Curtailment | C&I Curtailment-Turnkey-Manual HVAC Control | Medium Industrial | Miscellaneous | Winter Evening | % of Load | 1 | 2032 | 0.0029177
ENS | Alternate Scenario | C&I Curtailment | C&I Curtailment-Turnkey-Manual HVAC Control | Medium Industrial | Offices | Winter Evening | % of Load | 1 | 2032 | 4.7067e-05
ENS | Alternate Scenario | C&I Curtailment | C&I Curtailment-Turnkey-Manual HVAC Control | Medium Industrial | Retail Trade | Winter Evening | % of Load | 1 | 2032 | 0.00064473
ENS | Alternate Scenario | C&I Curtailment | C&I Curtailment-Turnkey-Manual HVAC Control | Medium Industrial | Services | Winter Evening | % of Load | 1 | 2032 | 2.9688e-05
ENS | Alternate Scenario | C&I Curtailment | C&I Curtailment-Turnkey-Auto-DR HVAC Control | Medium Industrial | Miscellaneous | Winter Evening | % of Load | 1 | 2032 | 0.00036166
ENS | Alternate Scenario | C&I Curtailment | C&I Curtailment-Turnkey-Auto-DR HVAC Control | Medium Industrial | Offices | Winter Evening | % of Load | 1 | 2032 | 5.8339e-06
ENS | Alternate Scenario | C&I Curtailment | C&I Curtailment-Turnkey-Auto-DR HVAC Control | Medium Industrial | Retail Trade | Winter Evening | % of Load | 1 | 2032 | 7.9915e-05
ENS | Alternate Scenario | C&I Curtailment | C&I Curtailment-Turnkey-Auto-DR HVAC Control | Medium Industrial | Services | Winter Evening | % of Load | 1 | 2032 | 3.6798e-06
ENS | Alternate Scenario | C&I Curtailment | C&I Curtailment-Turnkey-Standard Lighting Control | Medium Industrial | Miscellaneous | Winter Evening | % of Load | 1 | 2032 | 0.00090279
ENS | Alternate Scenario | C&I Curtailment | C&I Curtailment-Turnkey-Standard Lighting Control | Medium Industrial | Offices | Winter Evening | % of Load | 1 | 2032 | 6.1358e-06
ENS | Alternate Scenario | C&I Curtailment | C&I Curtailment-Turnkey-Standard Lighting Control | Medium Industrial | Retail Trade | Winter Evening | % of Load | 1 | 2032 | 0.00027902
ENS | Alternate Scenario | C&I Curtailment | C&I Curtailment-Turnkey-Standard Lighting Control | Medium Industrial | Services | Winter Evening | % of Load | 1 | 2032 | 1.2848e-05
ENS | Alternate Scenario | C&I Curtailment | C&I Curtailment-Turnkey-Water Heating Control | Medium Industrial | Miscellaneous | Winter Evening | % of Load | 1 | 2032 | 7.6221e-05
ENS | Alternate Scenario | C&I Curtailment | C&I Curtailment-Turnkey-Water Heating Control | Medium Industrial | Offices | Winter Evening | % of Load | 1 | 2032 | 4.8633e-07
ENS | Alternate Scenario | C&I Curtailment | C&I Curtailment-Turnkey-Water Heating Control | Medium Industrial | Retail Trade | Winter Evening | % of Load | 1 | 2032 | 3.8516e-05
ENS | Alternate Scenario | C&I Curtailment | C&I Curtailment-Turnkey-Water Heating Control | Medium Industrial | Services | Winter Evening | % of Load | 1 | 2032 | 1.7735e-06
ENS | Alternate Scenario | C&I Curtailment | C&I Curtailment-Turnkey-Other | Medium Industrial | Miscellaneous | Winter Evening | % of Load | 1 | 2032 | 0.0011689
ENS | Alternate Scenario | C&I Curtailment | C&I Curtailment-Turnkey-Other | Medium Industrial | Offices | Winter Evening | % of Load | 1 | 2032 | 9.1815e-06
ENS | Alternate Scenario | C&I Curtailment | C&I Curtailment-Turnkey-Other | Medium Industrial | Retail Trade | Winter Evening | % of Load | 1 | 2032 | 0.00042308
ENS | Alternate Scenario | C&I Curtailment | C&I Curtailment-Turnkey-Other | Medium Industrial | Services | Winter Evening | % of Load | 1 | 2032 | 1.9481e-05
ENS | Alternate Scenario | C&I Curtailment | C&I Curtailment-Turnkey-Manual HVAC Control | Large Industrial | Miscellaneous | Winter Morning | % of Load | 1 | 2032 | 7.0967e-05
ENS | Alternate Scenario | C&I Curtailment | C&I Curtailment-Turnkey-Auto-DR HVAC Control | Large Industrial | Miscellaneous | Winter Morning | % of Load | 1 | 2032 | 8.7964e-06
ENS | Alternate Scenario | C&I Curtailment | C&I Curtailment-Turnkey-Standard Lighting Control | Large Industrial | Miscellaneous | Winter Morning | % of Load | 1 | 2032 | 3.0678e-05
ENS | Alternate Scenario | C&I Curtailment | C&I Curtailment-Turnkey-Water Heating Control | Large Industrial | Miscellaneous | Winter Morning | % of Load | 1 | 2032 | 1.5579e-06
ENS | Alternate Scenario | C&I Curtailment | C&I Curtailment-Turnkey-Other | Large Industrial | Miscellaneous | Winter Morning | % of Load | 1 | 2032 | 3.3299e-05
ENS | Alternate Scenario | C&I Curtailment | C&I Curtailment-Turnkey-Industrial | Large Industrial | Manufacturing | Winter Morning | % of Load | 1 | 2032 | 6.4989e-06
ENS | Alternate Scenario | C&I Curtailment | C&I Curtailment-Turnkey-Manual HVAC Control | Large Industrial | Miscellaneous | Winter Evening | % of Load | 1 | 2032 | 6.2424e-05
ENS | Alternate Scenario | C&I Curtailment | C&I Curtailment-Turnkey-Auto-DR HVAC Control | Large Industrial | Miscellaneous | Winter Evening | % of Load | 1 | 2032 | 7.7374e-06
ENS | Alternate Scenario | C&I Curtailment | C&I Curtailment-Turnkey-Standard Lighting Control | Large Industrial | Miscellaneous | Winter Evening | % of Load | 1 | 2032 | 2.6985e-05
ENS | Alternate Scenario | C&I Curtailment | C&I Curtailment-Turnkey-Water Heating Control | Large Industrial | Miscellaneous | Winter Evening | % of Load | 1 | 2032 | 1.3704e-06
ENS | Alternate Scenario | C&I Curtailment | C&I Curtailment-Turnkey-Other | Large Industrial | Miscellaneous | Winter Evening | % of Load | 1 | 2032 | 2.929e-05
ENS | Alternate Scenario | C&I Curtailment | C&I Curtailment-Turnkey-Industrial | Large Industrial | Manufacturing | Winter Evening | % of Load | 1 | 2032 | 5.7165e-06
ENS | Alternate Scenario | C&I Loadshift to BUGs | C&I Loadshift to BUGs | Large General | Miscellaneous | Winter Morning | % of Load | 1 | 2032 | 0.0023654
ENS | Alternate Scenario | C&I Loadshift to BUGs | C&I Loadshift to BUGs | Large General | Miscellaneous | Winter Evening | % of Load | 1 | 2032 | 0.0018004
ENS | Alternate Scenario | C&I Loadshift to BUGs | C&I Loadshift to BUGs | Small Industrial | Miscellaneous | Winter Morning | % of Load | 1 | 2032 | 0.00066671
ENS | Alternate Scenario | C&I Loadshift to BUGs | C&I Loadshift to BUGs | Small Industrial | Miscellaneous | Winter Evening | % of Load | 1 | 2032 | 0.00080988
ENS | Alternate Scenario | C&I Loadshift to BUGs | C&I Loadshift to BUGs | Medium Industrial | Manufacturing | Winter Morning | % of Load | 1 | 2032 | 0.00046244
ENS | Alternate Scenario | C&I Loadshift to BUGs | C&I Loadshift to BUGs | Medium Industrial | Miscellaneous | Winter Morning | % of Load | 1 | 2032 | 0.002007
ENS | Alternate Scenario | C&I Loadshift to BUGs | C&I Loadshift to BUGs | Medium Industrial | Manufacturing | Winter Evening | % of Load | 1 | 2032 | 0.00039584
ENS | Alternate Scenario | C&I Loadshift to BUGs | C&I Loadshift to BUGs | Medium Industrial | Miscellaneous | Winter Evening | % of Load | 1 | 2032 | 0.001718
ENS | Alternate Scenario | Dynamic Pricing | Dynamic Pricing with enabling tech. | Small General | Manufacturing | Winter Morning | % of Load | 1 | 2032 | 5.7743e-06
ENS | Alternate Scenario | Dynamic Pricing | Dynamic Pricing with enabling tech. | Small General | Manufacturing | Winter Evening | % of Load | 1 | 2032 | 5.9308e-06
ENS | Alternate Scenario | Dynamic Pricing | Dynamic Pricing with enabling tech. | Residential Charitable | Residential LI | Winter Morning | % of Load | 1 | 2032 | 0.0024558
ENS | Alternate Scenario | Dynamic Pricing | Dynamic Pricing with enabling tech. | Residential Charitable | Residential Market Rate | Winter Morning | % of Load | 1 | 2032 | 0.014026
ENS | Alternate Scenario | Dynamic Pricing | Dynamic Pricing with enabling tech. | Residential Charitable | Residential LI | Winter Evening | % of Load | 1 | 2032 | 0.0024739
ENS | Alternate Scenario | Dynamic Pricing | Dynamic Pricing with enabling tech. | Residential Charitable | Residential Market Rate | Winter Evening | % of Load | 1 | 2032 | 0.014129
ENS | Alternate Scenario | Behavioral DR | Behavioral DR | Residential Charitable | Residential LI | Winter Morning | % of Load | 1 | 2032 | 0.00029298
ENS | Alternate Scenario | Behavioral DR | Behavioral DR | Residential Charitable | Residential Market Rate | Winter Morning | % of Load | 1 | 2032 | 0.0016733
ENS | Alternate Scenario | Behavioral DR | Behavioral DR | Residential Charitable | Residential LI | Winter Evening | % of Load | 1 | 2032 | 0.00029513
ENS | Alternate Scenario | Behavioral DR | Behavioral DR | Residential Charitable | Residential Market Rate | Winter Evening | % of Load | 1 | 2032 | 0.0016856
ENS | Alternate Scenario | Time-of-Use Rates (TOU) | Time-of-Use Rates (TOU) | Residential Charitable | Residential LI | Winter Morning | % of Load | 0 | 2032 | 0.00025636
ENS | Alternate Scenario | Time-of-Use Rates (TOU) | Time-of-Use Rates (TOU) | Residential Charitable | Residential Market Rate | Winter Morning | % of Load | 0 | 2032 | 0.0014642
ENS | Alternate Scenario | Time-of-Use Rates (TOU) | Time-of-Use Rates (TOU) | Residential Charitable | Residential LI | Winter Evening | % of Load | 0 | 2032 | 0.00025824
ENS | Alternate Scenario | Time-of-Use Rates (TOU) | Time-of-Use Rates (TOU) | Residential Charitable | Residential Market Rate | Winter Evening | % of Load | 0 | 2032 | 0.0014749
ENS | Alternate Scenario | C&I Curtailment | C&I Curtailment-Turnkey-Manual HVAC Control | General | Miscellaneous | Winter Morning | % of Load | 1 | 2033 | 0.0013265
ENS | Alternate Scenario | C&I Curtailment | C&I Curtailment-Turnkey-Manual HVAC Control | General | Offices | Winter Morning | % of Load | 1 | 2033 | 9.1159e-05
ENS | Alternate Scenario | C&I Curtailment | C&I Curtailment-Turnkey-Manual HVAC Control | General | Retail Trade | Winter Morning | % of Load | 1 | 2033 | 0.00030467
ENS | Alternate Scenario | C&I Curtailment | C&I Curtailment-Turnkey-Manual HVAC Control | General | Services | Winter Morning | % of Load | 1 | 2033 | 0.00019699
ENS | Alternate Scenario | C&I Curtailment | C&I Curtailment-Turnkey-Auto-DR HVAC Control | General | Miscellaneous | Winter Morning | % of Load | 1 | 2033 | 0.00020553
ENS | Alternate Scenario | C&I Curtailment | C&I Curtailment-Turnkey-Auto-DR HVAC Control | General | Offices | Winter Morning | % of Load | 1 | 2033 | 1.4124e-05
ENS | Alternate Scenario | C&I Curtailment | C&I Curtailment-Turnkey-Auto-DR HVAC Control | General | Retail Trade | Winter Morning | % of Load | 1 | 2033 | 4.7205e-05
ENS | Alternate Scenario | C&I Curtailment | C&I Curtailment-Turnkey-Auto-DR HVAC Control | General | Services | Winter Morning | % of Load | 1 | 2033 | 3.0521e-05
ENS | Alternate Scenario | C&I Curtailment | C&I Curtailment-Turnkey-Standard Lighting Control | General | Miscellaneous | Winter Morning | % of Load | 1 | 2033 | 0.00055218
ENS | Alternate Scenario | C&I Curtailment | C&I Curtailment-Turnkey-Standard Lighting Control | General | Offices | Winter Morning | % of Load | 1 | 2033 | 1.084e-05
ENS | Alternate Scenario | C&I Curtailment | C&I Curtailment-Turnkey-Standard Lighting Control | General | Retail Trade | Winter Morning | % of Load | 1 | 2033 | 0.00012138
ENS | Alternate Scenario | C&I Curtailment | C&I Curtailment-Turnkey-Standard Lighting Control | General | Services | Winter Morning | % of Load | 1 | 2033 | 7.8583e-05
ENS | Alternate Scenario | C&I Curtailment | C&I Curtailment-Turnkey-Water Heating Control | General | Miscellaneous | Winter Morning | % of Load | 1 | 2033 | 3.7023e-05
ENS | Alternate Scenario | C&I Curtailment | C&I Curtailment-Turnkey-Water Heating Control | General | Offices | Winter Morning | % of Load | 1 | 2033 | 9.8305e-07
ENS | Alternate Scenario | C&I Curtailment | C&I Curtailment-Turnkey-Water Heating Control | General | Retail Trade | Winter Morning | % of Load | 1 | 2033 | 1.9964e-05
ENS | Alternate Scenario | C&I Curtailment | C&I Curtailment-Turnkey-Water Heating Control | General | Services | Winter Morning | % of Load | 1 | 2033 | 1.2891e-05
ENS | Alternate Scenario | C&I Curtailment | C&I Curtailment-Turnkey-Other | General | Miscellaneous | Winter Morning | % of Load | 1 | 2033 | 0.00064661
ENS | Alternate Scenario | C&I Curtailment | C&I Curtailment-Turnkey-Other | General | Offices | Winter Morning | % of Load | 1 | 2033 | 1.7586e-05
ENS | Alternate Scenario | C&I Curtailment | C&I Curtailment-Turnkey-Other | General | Retail Trade | Winter Morning | % of Load | 1 | 2033 | 0.0002051
ENS | Alternate Scenario | C&I Curtailment | C&I Curtailment-Turnkey-Other | General | Services | Winter Morning | % of Load | 1 | 2033 | 0.00013256
ENS | Alternate Scenario | C&I Curtailment | C&I Curtailment-Turnkey-Manual HVAC Control | General | Miscellaneous | Winter Evening | % of Load | 1 | 2033 | 0.0013743
ENS | Alternate Scenario | C&I Curtailment | C&I Curtailment-Turnkey-Manual HVAC Control | General | Offices | Winter Evening | % of Load | 1 | 2033 | 9.4446e-05
ENS | Alternate Scenario | C&I Curtailment | C&I Curtailment-Turnkey-Manual HVAC Control | General | Retail Trade | Winter Evening | % of Load | 1 | 2033 | 0.00031566
ENS | Alternate Scenario | C&I Curtailment | C&I Curtailment-Turnkey-Manual HVAC Control | General | Services | Winter Evening | % of Load | 1 | 2033 | 0.00020409
ENS | Alternate Scenario | C&I Curtailment | C&I Curtailment-Turnkey-Auto-DR HVAC Control | General | Miscellaneous | Winter Evening | % of Load | 1 | 2033 | 0.00021294
ENS | Alternate Scenario | C&I Curtailment | C&I Curtailment-Turnkey-Auto-DR HVAC Control | General | Offices | Winter Evening | % of Load | 1 | 2033 | 1.4633e-05
ENS | Alternate Scenario | C&I Curtailment | C&I Curtailment-Turnkey-Auto-DR HVAC Control | General | Retail Trade | Winter Evening | % of Load | 1 | 2033 | 4.8907e-05
ENS | Alternate Scenario | C&I Curtailment | C&I Curtailment-Turnkey-Auto-DR HVAC Control | General | Services | Winter Evening | % of Load | 1 | 2033 | 3.1622e-05
ENS | Alternate Scenario | C&I Curtailment | C&I Curtailment-Turnkey-Standard Lighting Control | General | Miscellaneous | Winter Evening | % of Load | 1 | 2033 | 0.00057209
ENS | Alternate Scenario | C&I Curtailment | C&I Curtailment-Turnkey-Standard Lighting Control | General | Offices | Winter Evening | % of Load | 1 | 2033 | 1.1231e-05
ENS | Alternate Scenario | C&I Curtailment | C&I Curtailment-Turnkey-Standard Lighting Control | General | Retail Trade | Winter Evening | % of Load | 1 | 2033 | 0.00012576
ENS | Alternate Scenario | C&I Curtailment | C&I Curtailment-Turnkey-Standard Lighting Control | General | Services | Winter Evening | % of Load | 1 | 2033 | 8.1417e-05
ENS | Alternate Scenario | C&I Curtailment | C&I Curtailment-Turnkey-Water Heating Control | General | Miscellaneous | Winter Evening | % of Load | 1 | 2033 | 3.8358e-05
ENS | Alternate Scenario | C&I Curtailment | C&I Curtailment-Turnkey-Water Heating Control | General | Offices | Winter Evening | % of Load | 1 | 2033 | 1.0185e-06
ENS | Alternate Scenario | C&I Curtailment | C&I Curtailment-Turnkey-Water Heating Control | General | Retail Trade | Winter Evening | % of Load | 1 | 2033 | 2.0684e-05
ENS | Alternate Scenario | C&I Curtailment | C&I Curtailment-Turnkey-Water Heating Control | General | Services | Winter Evening | % of Load | 1 | 2033 | 1.3356e-05
ENS | Alternate Scenario | C&I Curtailment | C&I Curtailment-Turnkey-Other | General | Miscellaneous | Winter Evening | % of Load | 1 | 2033 | 0.00066993
ENS | Alternate Scenario | C&I Curtailment | C&I Curtailment-Turnkey-Other | General | Offices | Winter Evening | % of Load | 1 | 2033 | 1.822e-05
ENS | Alternate Scenario | C&I Curtailment | C&I Curtailment-Turnkey-Other | General | Retail Trade | Winter Evening | % of Load | 1 | 2033 | 0.0002125
ENS | Alternate Scenario | C&I Curtailment | C&I Curtailment-Turnkey-Other | General | Services | Winter Evening | % of Load | 1 | 2033 | 0.00013734
ENS | Alternate Scenario | C&I Curtailment | C&I Curtailment-Turnkey-Manual HVAC Control | Large General | Miscellaneous | Winter Morning | % of Load | 1 | 2033 | 0.0010587
ENS | Alternate Scenario | C&I Curtailment | C&I Curtailment-Turnkey-Manual HVAC Control | Large General | Retail Trade | Winter Morning | % of Load | 1 | 2033 | 4.4141e-05
ENS | Alternate Scenario | C&I Curtailment | C&I Curtailment-Turnkey-Manual HVAC Control | Large General | Services | Winter Morning | % of Load | 1 | 2033 | 7.0687e-05
ENS | Alternate Scenario | C&I Curtailment | C&I Curtailment-Turnkey-Auto-DR HVAC Control | Large General | Miscellaneous | Winter Morning | % of Load | 1 | 2033 | 0.00016403
ENS | Alternate Scenario | C&I Curtailment | C&I Curtailment-Turnkey-Auto-DR HVAC Control | Large General | Retail Trade | Winter Morning | % of Load | 1 | 2033 | 6.8391e-06
ENS | Alternate Scenario | C&I Curtailment | C&I Curtailment-Turnkey-Auto-DR HVAC Control | Large General | Services | Winter Morning | % of Load | 1 | 2033 | 1.0952e-05
ENS | Alternate Scenario | C&I Curtailment | C&I Curtailment-Turnkey-Standard Lighting Control | Large General | Miscellaneous | Winter Morning | % of Load | 1 | 2033 | 0.00045767
ENS | Alternate Scenario | C&I Curtailment | C&I Curtailment-Turnkey-Standard Lighting Control | Large General | Retail Trade | Winter Morning | % of Load | 1 | 2033 | 1.7471e-05
ENS | Alternate Scenario | C&I Curtailment | C&I Curtailment-Turnkey-Standard Lighting Control | Large General | Services | Winter Morning | % of Load | 1 | 2033 | 2.7978e-05
ENS | Alternate Scenario | C&I Curtailment | C&I Curtailment-Turnkey-Water Heating Control | Large General | Miscellaneous | Winter Morning | % of Load | 1 | 2033 | 2.3242e-05
ENS | Alternate Scenario | C&I Curtailment | C&I Curtailment-Turnkey-Water Heating Control | Large General | Retail Trade | Winter Morning | % of Load | 1 | 2033 | 2.9118e-06
ENS | Alternate Scenario | C&I Curtailment | C&I Curtailment-Turnkey-Water Heating Control | Large General | Services | Winter Morning | % of Load | 1 | 2033 | 4.6629e-06
ENS | Alternate Scenario | C&I Curtailment | C&I Curtailment-Turnkey-Other | Large General | Miscellaneous | Winter Morning | % of Load | 1 | 2033 | 0.00049676
ENS | Alternate Scenario | C&I Curtailment | C&I Curtailment-Turnkey-Other | Large General | Retail Trade | Winter Morning | % of Load | 1 | 2033 | 2.9772e-05
ENS | Alternate Scenario | C&I Curtailment | C&I Curtailment-Turnkey-Other | Large General | Services | Winter Morning | % of Load | 1 | 2033 | 4.7676e-05
ENS | Alternate Scenario | C&I Curtailment | C&I Curtailment-Turnkey-Manual HVAC Control | Large General | Miscellaneous | Winter Evening | % of Load | 1 | 2033 | 0.00080583
ENS | Alternate Scenario | C&I Curtailment | C&I Curtailment-Turnkey-Manual HVAC Control | Large General | Retail Trade | Winter Evening | % of Load | 1 | 2033 | 3.3598e-05
ENS | Alternate Scenario | C&I Curtailment | C&I Curtailment-Turnkey-Manual HVAC Control | Large General | Services | Winter Evening | % of Load | 1 | 2033 | 5.3803e-05
ENS | Alternate Scenario | C&I Curtailment | C&I Curtailment-Turnkey-Auto-DR HVAC Control | Large General | Miscellaneous | Winter Evening | % of Load | 1 | 2033 | 0.00012485
ENS | Alternate Scenario | C&I Curtailment | C&I Curtailment-Turnkey-Auto-DR HVAC Control | Large General | Retail Trade | Winter Evening | % of Load | 1 | 2033 | 5.2056e-06
ENS | Alternate Scenario | C&I Curtailment | C&I Curtailment-Turnkey-Auto-DR HVAC Control | Large General | Services | Winter Evening | % of Load | 1 | 2033 | 8.3361e-06
ENS | Alternate Scenario | C&I Curtailment | C&I Curtailment-Turnkey-Standard Lighting Control | Large General | Miscellaneous | Winter Evening | % of Load | 1 | 2033 | 0.00034835
ENS | Alternate Scenario | C&I Curtailment | C&I Curtailment-Turnkey-Standard Lighting Control | Large General | Retail Trade | Winter Evening | % of Load | 1 | 2033 | 1.3298e-05
ENS | Alternate Scenario | C&I Curtailment | C&I Curtailment-Turnkey-Standard Lighting Control | Large General | Services | Winter Evening | % of Load | 1 | 2033 | 2.1295e-05
ENS | Alternate Scenario | C&I Curtailment | C&I Curtailment-Turnkey-Water Heating Control | Large General | Miscellaneous | Winter Evening | % of Load | 1 | 2033 | 1.769e-05
ENS | Alternate Scenario | C&I Curtailment | C&I Curtailment-Turnkey-Water Heating Control | Large General | Retail Trade | Winter Evening | % of Load | 1 | 2033 | 2.2163e-06
ENS | Alternate Scenario | C&I Curtailment | C&I Curtailment-Turnkey-Water Heating Control | Large General | Services | Winter Evening | % of Load | 1 | 2033 | 3.5491e-06
ENS | Alternate Scenario | C&I Curtailment | C&I Curtailment-Turnkey-Other | Large General | Miscellaneous | Winter Evening | % of Load | 1 | 2033 | 0.0003781
ENS | Alternate Scenario | C&I Curtailment | C&I Curtailment-Turnkey-Other | Large General | Retail Trade | Winter Evening | % of Load | 1 | 2033 | 2.2661e-05
ENS | Alternate Scenario | C&I Curtailment | C&I Curtailment-Turnkey-Other | Large General | Services | Winter Evening | % of Load | 1 | 2033 | 3.6288e-05
ENS | Alternate Scenario | C&I Curtailment | C&I Curtailment-Turnkey-Manual HVAC Control | Small Industrial | Miscellaneous | Winter Morning | % of Load | 1 | 2033 | 0.00017823
ENS | Alternate Scenario | C&I Curtailment | C&I Curtailment-Turnkey-Manual HVAC Control | Small Industrial | Offices | Winter Morning | % of Load | 1 | 2033 | 2.2839e-06
ENS | Alternate Scenario | C&I Curtailment | C&I Curtailment-Turnkey-Manual HVAC Control | Small Industrial | Retail Trade | Winter Morning | % of Load | 1 | 2033 | 7.5278e-06
ENS | Alternate Scenario | C&I Curtailment | C&I Curtailment-Turnkey-Manual HVAC Control | Small Industrial | Services | Winter Morning | % of Load | 1 | 2033 | 2.3782e-06
ENS | Alternate Scenario | C&I Curtailment | C&I Curtailment-Turnkey-Auto-DR HVAC Control | Small Industrial | Miscellaneous | Winter Morning | % of Load | 1 | 2033 | 2.7614e-05
ENS | Alternate Scenario | C&I Curtailment | C&I Curtailment-Turnkey-Auto-DR HVAC Control | Small Industrial | Offices | Winter Morning | % of Load | 1 | 2033 | 3.5387e-07
ENS | Alternate Scenario | C&I Curtailment | C&I Curtailment-Turnkey-Auto-DR HVAC Control | Small Industrial | Retail Trade | Winter Morning | % of Load | 1 | 2033 | 1.1663e-06
ENS | Alternate Scenario | C&I Curtailment | C&I Curtailment-Turnkey-Auto-DR HVAC Control | Small Industrial | Services | Winter Morning | % of Load | 1 | 2033 | 3.6848e-07
ENS | Alternate Scenario | C&I Curtailment | C&I Curtailment-Turnkey-Standard Lighting Control | Small Industrial | Miscellaneous | Winter Morning | % of Load | 1 | 2033 | 5.5146e-05
ENS | Alternate Scenario | C&I Curtailment | C&I Curtailment-Turnkey-Standard Lighting Control | Small Industrial | Offices | Winter Morning | % of Load | 1 | 2033 | 2.9774e-07
ENS | Alternate Scenario | C&I Curtailment | C&I Curtailment-Turnkey-Standard Lighting Control | Small Industrial | Retail Trade | Winter Morning | % of Load | 1 | 2033 | 3.2578e-06
ENS | Alternate Scenario | C&I Curtailment | C&I Curtailment-Turnkey-Standard Lighting Control | Small Industrial | Services | Winter Morning | % of Load | 1 | 2033 | 1.0292e-06
ENS | Alternate Scenario | C&I Curtailment | C&I Curtailment-Turnkey-Water Heating Control | Small Industrial | Miscellaneous | Winter Morning | % of Load | 1 | 2033 | 4.6559e-06
ENS | Alternate Scenario | C&I Curtailment | C&I Curtailment-Turnkey-Water Heating Control | Small Industrial | Offices | Winter Morning | % of Load | 1 | 2033 | 2.3599e-08
ENS | Alternate Scenario | C&I Curtailment | C&I Curtailment-Turnkey-Water Heating Control | Small Industrial | Retail Trade | Winter Morning | % of Load | 1 | 2033 | 4.497e-07
ENS | Alternate Scenario | C&I Curtailment | C&I Curtailment-Turnkey-Water Heating Control | Small Industrial | Services | Winter Morning | % of Load | 1 | 2033 | 1.4207e-07
ENS | Alternate Scenario | C&I Curtailment | C&I Curtailment-Turnkey-Other | Small Industrial | Miscellaneous | Winter Morning | % of Load | 1 | 2033 | 7.14e-05
ENS | Alternate Scenario | C&I Curtailment | C&I Curtailment-Turnkey-Other | Small Industrial | Offices | Winter Morning | % of Load | 1 | 2033 | 4.4554e-07
ENS | Alternate Scenario | C&I Curtailment | C&I Curtailment-Turnkey-Other | Small Industrial | Retail Trade | Winter Morning | % of Load | 1 | 2033 | 4.9398e-06
ENS | Alternate Scenario | C&I Curtailment | C&I Curtailment-Turnkey-Other | Small Industrial | Services | Winter Morning | % of Load | 1 | 2033 | 1.5606e-06
ENS | Alternate Scenario | C&I Curtailment | C&I Curtailment-Turnkey-Industrial | Small Industrial | Manufacturing | Winter Morning | % of Load | 1 | 2033 | 1.6972e-05
ENS | Alternate Scenario | C&I Curtailment | C&I Curtailment-Turnkey-Manual HVAC Control | Small Industrial | Miscellaneous | Winter Evening | % of Load | 1 | 2033 | 0.0002165
ENS | Alternate Scenario | C&I Curtailment | C&I Curtailment-Turnkey-Manual HVAC Control | Small Industrial | Offices | Winter Evening | % of Load | 1 | 2033 | 2.7744e-06
ENS | Alternate Scenario | C&I Curtailment | C&I Curtailment-Turnkey-Manual HVAC Control | Small Industrial | Retail Trade | Winter Evening | % of Load | 1 | 2033 | 9.1443e-06
ENS | Alternate Scenario | C&I Curtailment | C&I Curtailment-Turnkey-Manual HVAC Control | Small Industrial | Services | Winter Evening | % of Load | 1 | 2033 | 2.8889e-06
ENS | Alternate Scenario | C&I Curtailment | C&I Curtailment-Turnkey-Auto-DR HVAC Control | Small Industrial | Miscellaneous | Winter Evening | % of Load | 1 | 2033 | 3.3544e-05
ENS | Alternate Scenario | C&I Curtailment | C&I Curtailment-Turnkey-Auto-DR HVAC Control | Small Industrial | Offices | Winter Evening | % of Load | 1 | 2033 | 4.2985e-07
ENS | Alternate Scenario | C&I Curtailment | C&I Curtailment-Turnkey-Auto-DR HVAC Control | Small Industrial | Retail Trade | Winter Evening | % of Load | 1 | 2033 | 1.4168e-06
ENS | Alternate Scenario | C&I Curtailment | C&I Curtailment-Turnkey-Auto-DR HVAC Control | Small Industrial | Services | Winter Evening | % of Load | 1 | 2033 | 4.476e-07
ENS | Alternate Scenario | C&I Curtailment | C&I Curtailment-Turnkey-Standard Lighting Control | Small Industrial | Miscellaneous | Winter Evening | % of Load | 1 | 2033 | 6.6987e-05
ENS | Alternate Scenario | C&I Curtailment | C&I Curtailment-Turnkey-Standard Lighting Control | Small Industrial | Offices | Winter Evening | % of Load | 1 | 2033 | 3.6168e-07
ENS | Alternate Scenario | C&I Curtailment | C&I Curtailment-Turnkey-Standard Lighting Control | Small Industrial | Retail Trade | Winter Evening | % of Load | 1 | 2033 | 3.9574e-06
ENS | Alternate Scenario | C&I Curtailment | C&I Curtailment-Turnkey-Standard Lighting Control | Small Industrial | Services | Winter Evening | % of Load | 1 | 2033 | 1.2503e-06
ENS | Alternate Scenario | C&I Curtailment | C&I Curtailment-Turnkey-Water Heating Control | Small Industrial | Miscellaneous | Winter Evening | % of Load | 1 | 2033 | 5.6556e-06
ENS | Alternate Scenario | C&I Curtailment | C&I Curtailment-Turnkey-Water Heating Control | Small Industrial | Offices | Winter Evening | % of Load | 1 | 2033 | 2.8667e-08
ENS | Alternate Scenario | C&I Curtailment | C&I Curtailment-Turnkey-Water Heating Control | Small Industrial | Retail Trade | Winter Evening | % of Load | 1 | 2033 | 5.4627e-07
ENS | Alternate Scenario | C&I Curtailment | C&I Curtailment-Turnkey-Water Heating Control | Small Industrial | Services | Winter Evening | % of Load | 1 | 2033 | 1.7258e-07
ENS | Alternate Scenario | C&I Curtailment | C&I Curtailment-Turnkey-Other | Small Industrial | Miscellaneous | Winter Evening | % of Load | 1 | 2033 | 8.6732e-05
ENS | Alternate Scenario | C&I Curtailment | C&I Curtailment-Turnkey-Other | Small Industrial | Offices | Winter Evening | % of Load | 1 | 2033 | 5.4121e-07
ENS | Alternate Scenario | C&I Curtailment | C&I Curtailment-Turnkey-Other | Small Industrial | Retail Trade | Winter Evening | % of Load | 1 | 2033 | 6.0005e-06
ENS | Alternate Scenario | C&I Curtailment | C&I Curtailment-Turnkey-Other | Small Industrial | Services | Winter Evening | % of Load | 1 | 2033 | 1.8957e-06
ENS | Alternate Scenario | C&I Curtailment | C&I Curtailment-Turnkey-Industrial | Small Industrial | Manufacturing | Winter Evening | % of Load | 1 | 2033 | 2.0616e-05
ENS | Alternate Scenario | C&I Curtailment | C&I Curtailment-Turnkey-Manual HVAC Control | Medium Industrial | Miscellaneous | Winter Morning | % of Load | 1 | 2033 | 0.0034086
ENS | Alternate Scenario | C&I Curtailment | C&I Curtailment-Turnkey-Manual HVAC Control | Medium Industrial | Offices | Winter Morning | % of Load | 1 | 2033 | 5.4985e-05
ENS | Alternate Scenario | C&I Curtailment | C&I Curtailment-Turnkey-Manual HVAC Control | Medium Industrial | Retail Trade | Winter Morning | % of Load | 1 | 2033 | 0.0007532
ENS | Alternate Scenario | C&I Curtailment | C&I Curtailment-Turnkey-Manual HVAC Control | Medium Industrial | Services | Winter Morning | % of Load | 1 | 2033 | 3.4683e-05
ENS | Alternate Scenario | C&I Curtailment | C&I Curtailment-Turnkey-Auto-DR HVAC Control | Medium Industrial | Miscellaneous | Winter Morning | % of Load | 1 | 2033 | 0.00052812
ENS | Alternate Scenario | C&I Curtailment | C&I Curtailment-Turnkey-Auto-DR HVAC Control | Medium Industrial | Offices | Winter Morning | % of Load | 1 | 2033 | 8.5193e-06
ENS | Alternate Scenario | C&I Curtailment | C&I Curtailment-Turnkey-Auto-DR HVAC Control | Medium Industrial | Retail Trade | Winter Morning | % of Load | 1 | 2033 | 0.0001167
ENS | Alternate Scenario | C&I Curtailment | C&I Curtailment-Turnkey-Auto-DR HVAC Control | Medium Industrial | Services | Winter Morning | % of Load | 1 | 2033 | 5.3737e-06
ENS | Alternate Scenario | C&I Curtailment | C&I Curtailment-Turnkey-Standard Lighting Control | Medium Industrial | Miscellaneous | Winter Morning | % of Load | 1 | 2033 | 0.0010547
ENS | Alternate Scenario | C&I Curtailment | C&I Curtailment-Turnkey-Standard Lighting Control | Medium Industrial | Offices | Winter Morning | % of Load | 1 | 2033 | 7.1681e-06
ENS | Alternate Scenario | C&I Curtailment | C&I Curtailment-Turnkey-Standard Lighting Control | Medium Industrial | Retail Trade | Winter Morning | % of Load | 1 | 2033 | 0.00032597
ENS | Alternate Scenario | C&I Curtailment | C&I Curtailment-Turnkey-Standard Lighting Control | Medium Industrial | Services | Winter Morning | % of Load | 1 | 2033 | 1.501e-05
ENS | Alternate Scenario | C&I Curtailment | C&I Curtailment-Turnkey-Water Heating Control | Medium Industrial | Miscellaneous | Winter Morning | % of Load | 1 | 2033 | 8.9044e-05
ENS | Alternate Scenario | C&I Curtailment | C&I Curtailment-Turnkey-Water Heating Control | Medium Industrial | Offices | Winter Morning | % of Load | 1 | 2033 | 5.6815e-07
ENS | Alternate Scenario | C&I Curtailment | C&I Curtailment-Turnkey-Water Heating Control | Medium Industrial | Retail Trade | Winter Morning | % of Load | 1 | 2033 | 4.4996e-05
ENS | Alternate Scenario | C&I Curtailment | C&I Curtailment-Turnkey-Water Heating Control | Medium Industrial | Services | Winter Morning | % of Load | 1 | 2033 | 2.0719e-06
ENS | Alternate Scenario | C&I Curtailment | C&I Curtailment-Turnkey-Other | Medium Industrial | Miscellaneous | Winter Morning | % of Load | 1 | 2033 | 0.0013655
ENS | Alternate Scenario | C&I Curtailment | C&I Curtailment-Turnkey-Other | Medium Industrial | Offices | Winter Morning | % of Load | 1 | 2033 | 1.0726e-05
ENS | Alternate Scenario | C&I Curtailment | C&I Curtailment-Turnkey-Other | Medium Industrial | Retail Trade | Winter Morning | % of Load | 1 | 2033 | 0.00049425
ENS | Alternate Scenario | C&I Curtailment | C&I Curtailment-Turnkey-Other | Medium Industrial | Services | Winter Morning | % of Load | 1 | 2033 | 2.2759e-05
ENS | Alternate Scenario | C&I Curtailment | C&I Curtailment-Turnkey-Manual HVAC Control | Medium Industrial | Miscellaneous | Winter Evening | % of Load | 1 | 2033 | 0.0029177
ENS | Alternate Scenario | C&I Curtailment | C&I Curtailment-Turnkey-Manual HVAC Control | Medium Industrial | Offices | Winter Evening | % of Load | 1 | 2033 | 4.7067e-05
ENS | Alternate Scenario | C&I Curtailment | C&I Curtailment-Turnkey-Manual HVAC Control | Medium Industrial | Retail Trade | Winter Evening | % of Load | 1 | 2033 | 0.00064473
ENS | Alternate Scenario | C&I Curtailment | C&I Curtailment-Turnkey-Manual HVAC Control | Medium Industrial | Services | Winter Evening | % of Load | 1 | 2033 | 2.9688e-05
ENS | Alternate Scenario | C&I Curtailment | C&I Curtailment-Turnkey-Auto-DR HVAC Control | Medium Industrial | Miscellaneous | Winter Evening | % of Load | 1 | 2033 | 0.00045207
ENS | Alternate Scenario | C&I Curtailment | C&I Curtailment-Turnkey-Auto-DR HVAC Control | Medium Industrial | Offices | Winter Evening | % of Load | 1 | 2033 | 7.2924e-06
ENS | Alternate Scenario | C&I Curtailment | C&I Curtailment-Turnkey-Auto-DR HVAC Control | Medium Industrial | Retail Trade | Winter Evening | % of Load | 1 | 2033 | 9.9894e-05
ENS | Alternate Scenario | C&I Curtailment | C&I Curtailment-Turnkey-Auto-DR HVAC Control | Medium Industrial | Services | Winter Evening | % of Load | 1 | 2033 | 4.5998e-06
ENS | Alternate Scenario | C&I Curtailment | C&I Curtailment-Turnkey-Standard Lighting Control | Medium Industrial | Miscellaneous | Winter Evening | % of Load | 1 | 2033 | 0.00090279
ENS | Alternate Scenario | C&I Curtailment | C&I Curtailment-Turnkey-Standard Lighting Control | Medium Industrial | Offices | Winter Evening | % of Load | 1 | 2033 | 6.1358e-06
ENS | Alternate Scenario | C&I Curtailment | C&I Curtailment-Turnkey-Standard Lighting Control | Medium Industrial | Retail Trade | Winter Evening | % of Load | 1 | 2033 | 0.00027902
ENS | Alternate Scenario | C&I Curtailment | C&I Curtailment-Turnkey-Standard Lighting Control | Medium Industrial | Services | Winter Evening | % of Load | 1 | 2033 | 1.2848e-05
ENS | Alternate Scenario | C&I Curtailment | C&I Curtailment-Turnkey-Water Heating Control | Medium Industrial | Miscellaneous | Winter Evening | % of Load | 1 | 2033 | 7.6221e-05
ENS | Alternate Scenario | C&I Curtailment | C&I Curtailment-Turnkey-Water Heating Control | Medium Industrial | Offices | Winter Evening | % of Load | 1 | 2033 | 4.8633e-07
ENS | Alternate Scenario | C&I Curtailment | C&I Curtailment-Turnkey-Water Heating Control | Medium Industrial | Retail Trade | Winter Evening | % of Load | 1 | 2033 | 3.8516e-05
ENS | Alternate Scenario | C&I Curtailment | C&I Curtailment-Turnkey-Water Heating Control | Medium Industrial | Services | Winter Evening | % of Load | 1 | 2033 | 1.7735e-06
ENS | Alternate Scenario | C&I Curtailment | C&I Curtailment-Turnkey-Other | Medium Industrial | Miscellaneous | Winter Evening | % of Load | 1 | 2033 | 0.0011689
ENS | Alternate Scenario | C&I Curtailment | C&I Curtailment-Turnkey-Other | Medium Industrial | Offices | Winter Evening | % of Load | 1 | 2033 | 9.1815e-06
ENS | Alternate Scenario | C&I Curtailment | C&I Curtailment-Turnkey-Other | Medium Industrial | Retail Trade | Winter Evening | % of Load | 1 | 2033 | 0.00042308
ENS | Alternate Scenario | C&I Curtailment | C&I Curtailment-Turnkey-Other | Medium Industrial | Services | Winter Evening | % of Load | 1 | 2033 | 1.9481e-05
ENS | Alternate Scenario | C&I Curtailment | C&I Curtailment-Turnkey-Manual HVAC Control | Large Industrial | Miscellaneous | Winter Morning | % of Load | 1 | 2033 | 7.0967e-05
ENS | Alternate Scenario | C&I Curtailment | C&I Curtailment-Turnkey-Auto-DR HVAC Control | Large Industrial | Miscellaneous | Winter Morning | % of Load | 1 | 2033 | 1.0996e-05
ENS | Alternate Scenario | C&I Curtailment | C&I Curtailment-Turnkey-Standard Lighting Control | Large Industrial | Miscellaneous | Winter Morning | % of Load | 1 | 2033 | 3.0678e-05
ENS | Alternate Scenario | C&I Curtailment | C&I Curtailment-Turnkey-Water Heating Control | Large Industrial | Miscellaneous | Winter Morning | % of Load | 1 | 2033 | 1.5579e-06
ENS | Alternate Scenario | C&I Curtailment | C&I Curtailment-Turnkey-Other | Large Industrial | Miscellaneous | Winter Morning | % of Load | 1 | 2033 | 3.3299e-05
ENS | Alternate Scenario | C&I Curtailment | C&I Curtailment-Turnkey-Industrial | Large Industrial | Manufacturing | Winter Morning | % of Load | 1 | 2033 | 6.4989e-06
ENS | Alternate Scenario | C&I Curtailment | C&I Curtailment-Turnkey-Manual HVAC Control | Large Industrial | Miscellaneous | Winter Evening | % of Load | 1 | 2033 | 6.2424e-05
ENS | Alternate Scenario | C&I Curtailment | C&I Curtailment-Turnkey-Auto-DR HVAC Control | Large Industrial | Miscellaneous | Winter Evening | % of Load | 1 | 2033 | 9.6718e-06
ENS | Alternate Scenario | C&I Curtailment | C&I Curtailment-Turnkey-Standard Lighting Control | Large Industrial | Miscellaneous | Winter Evening | % of Load | 1 | 2033 | 2.6985e-05
ENS | Alternate Scenario | C&I Curtailment | C&I Curtailment-Turnkey-Water Heating Control | Large Industrial | Miscellaneous | Winter Evening | % of Load | 1 | 2033 | 1.3704e-06
ENS | Alternate Scenario | C&I Curtailment | C&I Curtailment-Turnkey-Other | Large Industrial | Miscellaneous | Winter Evening | % of Load | 1 | 2033 | 2.929e-05
ENS | Alternate Scenario | C&I Curtailment | C&I Curtailment-Turnkey-Industrial | Large Industrial | Manufacturing | Winter Evening | % of Load | 1 | 2033 | 5.7165e-06
ENS | Alternate Scenario | C&I Loadshift to BUGs | C&I Loadshift to BUGs | Large General | Miscellaneous | Winter Morning | % of Load | 1 | 2033 | 0.0023654
ENS | Alternate Scenario | C&I Loadshift to BUGs | C&I Loadshift to BUGs | Large General | Miscellaneous | Winter Evening | % of Load | 1 | 2033 | 0.0018004
ENS | Alternate Scenario | C&I Loadshift to BUGs | C&I Loadshift to BUGs | Small Industrial | Miscellaneous | Winter Morning | % of Load | 1 | 2033 | 0.00066671
ENS | Alternate Scenario | C&I Loadshift to BUGs | C&I Loadshift to BUGs | Small Industrial | Miscellaneous | Winter Evening | % of Load | 1 | 2033 | 0.00080988
ENS | Alternate Scenario | C&I Loadshift to BUGs | C&I Loadshift to BUGs | Medium Industrial | Manufacturing | Winter Morning | % of Load | 1 | 2033 | 0.00046244
ENS | Alternate Scenario | C&I Loadshift to BUGs | C&I Loadshift to BUGs | Medium Industrial | Miscellaneous | Winter Morning | % of Load | 1 | 2033 | 0.002007
ENS | Alternate Scenario | C&I Loadshift to BUGs | C&I Loadshift to BUGs | Medium Industrial | Manufacturing | Winter Evening | % of Load | 1 | 2033 | 0.00039584
ENS | Alternate Scenario | C&I Loadshift to BUGs | C&I Loadshift to BUGs | Medium Industrial | Miscellaneous | Winter Evening | % of Load | 1 | 2033 | 0.001718
ENS | Alternate Scenario | Dynamic Pricing | Dynamic Pricing with enabling tech. | Small General | Manufacturing | Winter Morning | % of Load | 1 | 2033 | 5.7743e-06
ENS | Alternate Scenario | Dynamic Pricing | Dynamic Pricing with enabling tech. | Small General | Manufacturing | Winter Evening | % of Load | 1 | 2033 | 5.9308e-06
ENS | Alternate Scenario | Dynamic Pricing | Dynamic Pricing with enabling tech. | Residential Charitable | Residential LI | Winter Morning | % of Load | 1 | 2033 | 0.0024558
ENS | Alternate Scenario | Dynamic Pricing | Dynamic Pricing with enabling tech. | Residential Charitable | Residential Market Rate | Winter Morning | % of Load | 1 | 2033 | 0.014026
ENS | Alternate Scenario | Dynamic Pricing | Dynamic Pricing with enabling tech. | Residential Charitable | Residential LI | Winter Evening | % of Load | 1 | 2033 | 0.0024739
ENS | Alternate Scenario | Dynamic Pricing | Dynamic Pricing with enabling tech. | Residential Charitable | Residential Market Rate | Winter Evening | % of Load | 1 | 2033 | 0.014129
ENS | Alternate Scenario | Behavioral DR | Behavioral DR | Residential Charitable | Residential LI | Winter Morning | % of Load | 1 | 2033 | 0.00029298
ENS | Alternate Scenario | Behavioral DR | Behavioral DR | Residential Charitable | Residential Market Rate | Winter Morning | % of Load | 1 | 2033 | 0.0016733
ENS | Alternate Scenario | Behavioral DR | Behavioral DR | Residential Charitable | Residential LI | Winter Evening | % of Load | 1 | 2033 | 0.00029513
ENS | Alternate Scenario | Behavioral DR | Behavioral DR | Residential Charitable | Residential Market Rate | Winter Evening | % of Load | 1 | 2033 | 0.0016856
ENS | Alternate Scenario | Time-of-Use Rates (TOU) | Time-of-Use Rates (TOU) | Residential Charitable | Residential LI | Winter Morning | % of Load | 0 | 2033 | 0.00025636
ENS | Alternate Scenario | Time-of-Use Rates (TOU) | Time-of-Use Rates (TOU) | Residential Charitable | Residential Market Rate | Winter Morning | % of Load | 0 | 2033 | 0.0014642
ENS | Alternate Scenario | Time-of-Use Rates (TOU) | Time-of-Use Rates (TOU) | Residential Charitable | Residential LI | Winter Evening | % of Load | 0 | 2033 | 0.00025824
ENS | Alternate Scenario | Time-of-Use Rates (TOU) | Time-of-Use Rates (TOU) | Residential Charitable | Residential Market Rate | Winter Evening | % of Load | 0 | 2033 | 0.0014749
ENS | Preferred Plan | DLC-Thermostat | DLC-Thermostat-BYOT-Central Heat Pump | Residential Charitable | Residential LI | Winter Morning | % of Load | 0 | 2025 | 1.2824e-05
ENS | Preferred Plan | DLC-Thermostat | DLC-Thermostat-BYOT-Central Heat Pump | Residential Charitable | Residential Market Rate | Winter Morning | % of Load | 0 | 2025 | 7.8474e-05
ENS | Preferred Plan | DLC-Thermostat | DLC-Thermostat-DI-Baseboard Heating | Residential Charitable | Residential LI | Winter Morning | % of Load | 0 | 2025 | 6.6257e-05
ENS | Preferred Plan | DLC-Thermostat | DLC-Thermostat-DI-Baseboard Heating | Residential Charitable | Residential Market Rate | Winter Morning | % of Load | 0 | 2025 | 0.0006307
ENS | Preferred Plan | DLC-Thermostat | DLC-Thermostat-BYOT-Baseboard Heating | Residential Charitable | Residential LI | Winter Morning | % of Load | 0 | 2025 | 4.5833e-06
ENS | Preferred Plan | DLC-Thermostat | DLC-Thermostat-BYOT-Baseboard Heating | Residential Charitable | Residential Market Rate | Winter Morning | % of Load | 0 | 2025 | 4.3629e-05
ENS | Preferred Plan | DLC-Thermostat | DLC-Thermostat-DI-MSHP | Residential Charitable | Residential LI | Winter Morning | % of Load | 0 | 2025 | 2.6129e-05
ENS | Preferred Plan | DLC-Thermostat | DLC-Thermostat-DI-MSHP | Residential Charitable | Residential Market Rate | Winter Morning | % of Load | 0 | 2025 | 0.00024872
ENS | Preferred Plan | DLC-Thermostat | DLC-Thermostat-BYOT-MSHP | Residential Charitable | Residential LI | Winter Morning | % of Load | 0 | 2025 | 4.6164e-06
ENS | Preferred Plan | DLC-Thermostat | DLC-Thermostat-BYOT-MSHP | Residential Charitable | Residential Market Rate | Winter Morning | % of Load | 0 | 2025 | 4.3944e-05
ENS | Preferred Plan | DLC-Thermostat | DLC-Thermostat-BYOT-Central Heat Pump | Residential Charitable | Residential LI | Winter Evening | % of Load | 0 | 2025 | 1.139e-05
ENS | Preferred Plan | DLC-Thermostat | DLC-Thermostat-BYOT-Central Heat Pump | Residential Charitable | Residential Market Rate | Winter Evening | % of Load | 0 | 2025 | 6.9702e-05
ENS | Preferred Plan | DLC-Thermostat | DLC-Thermostat-DI-Baseboard Heating | Residential Charitable | Residential LI | Winter Evening | % of Load | 0 | 2025 | 5.8851e-05
ENS | Preferred Plan | DLC-Thermostat | DLC-Thermostat-DI-Baseboard Heating | Residential Charitable | Residential Market Rate | Winter Evening | % of Load | 0 | 2025 | 0.0005602
ENS | Preferred Plan | DLC-Thermostat | DLC-Thermostat-BYOT-Baseboard Heating | Residential Charitable | Residential LI | Winter Evening | % of Load | 0 | 2025 | 4.071e-06
ENS | Preferred Plan | DLC-Thermostat | DLC-Thermostat-BYOT-Baseboard Heating | Residential Charitable | Residential Market Rate | Winter Evening | % of Load | 0 | 2025 | 3.8752e-05
ENS | Preferred Plan | DLC-Thermostat | DLC-Thermostat-DI-MSHP | Residential Charitable | Residential LI | Winter Evening | % of Load | 0 | 2025 | 2.3208e-05
ENS | Preferred Plan | DLC-Thermostat | DLC-Thermostat-DI-MSHP | Residential Charitable | Residential Market Rate | Winter Evening | % of Load | 0 | 2025 | 0.00022092
ENS | Preferred Plan | DLC-Thermostat | DLC-Thermostat-BYOT-MSHP | Residential Charitable | Residential LI | Winter Evening | % of Load | 0 | 2025 | 4.1004e-06
ENS | Preferred Plan | DLC-Thermostat | DLC-Thermostat-BYOT-MSHP | Residential Charitable | Residential Market Rate | Winter Evening | % of Load | 0 | 2025 | 3.9032e-05
ENS | Preferred Plan | DLC-Water Heating | DLC-Switch-Water Heating | Residential Charitable | Residential LI | Winter Morning | % of Load | 0 | 2025 | 1.8214e-05
ENS | Preferred Plan | DLC-Water Heating | DLC-Switch-Water Heating | Residential Charitable | Residential Market Rate | Winter Morning | % of Load | 0 | 2025 | 0.00020805
ENS | Preferred Plan | DLC-Water Heating | DLC-Switch-Water Heating | Residential Charitable | Residential LI | Winter Evening | % of Load | 0 | 2025 | 1.3674e-05
ENS | Preferred Plan | DLC-Water Heating | DLC-Switch-Water Heating | Residential Charitable | Residential Market Rate | Winter Evening | % of Load | 0 | 2025 | 0.00015619
ENS | Preferred Plan | C&I Curtailment | C&I Curtailment-Turnkey-Manual HVAC Control | General | Miscellaneous | Winter Morning | % of Load | 1 | 2025 | 0.00055835
ENS | Preferred Plan | C&I Curtailment | C&I Curtailment-Turnkey-Manual HVAC Control | General | Offices | Winter Morning | % of Load | 1 | 2025 | 3.6656e-05
ENS | Preferred Plan | C&I Curtailment | C&I Curtailment-Turnkey-Manual HVAC Control | General | Retail Trade | Winter Morning | % of Load | 1 | 2025 | 0.00013163
ENS | Preferred Plan | C&I Curtailment | C&I Curtailment-Turnkey-Manual HVAC Control | General | Services | Winter Morning | % of Load | 1 | 2025 | 8.5089e-05
ENS | Preferred Plan | C&I Curtailment | C&I Curtailment-Turnkey-Auto-DR HVAC Control | General | Miscellaneous | Winter Morning | % of Load | 1 | 2025 | 1.4064e-05
ENS | Preferred Plan | C&I Curtailment | C&I Curtailment-Turnkey-Auto-DR HVAC Control | General | Offices | Winter Morning | % of Load | 1 | 2025 | 9.233e-07
ENS | Preferred Plan | C&I Curtailment | C&I Curtailment-Turnkey-Auto-DR HVAC Control | General | Retail Trade | Winter Morning | % of Load | 1 | 2025 | 3.3154e-06
ENS | Preferred Plan | C&I Curtailment | C&I Curtailment-Turnkey-Auto-DR HVAC Control | General | Services | Winter Morning | % of Load | 1 | 2025 | 2.1432e-06
ENS | Preferred Plan | C&I Curtailment | C&I Curtailment-Turnkey-Standard Lighting Control | General | Miscellaneous | Winter Morning | % of Load | 1 | 2025 | 0.00023673
ENS | Preferred Plan | C&I Curtailment | C&I Curtailment-Turnkey-Standard Lighting Control | General | Offices | Winter Morning | % of Load | 1 | 2025 | 5.0384e-06
ENS | Preferred Plan | C&I Curtailment | C&I Curtailment-Turnkey-Standard Lighting Control | General | Retail Trade | Winter Morning | % of Load | 1 | 2025 | 5.5098e-05
ENS | Preferred Plan | C&I Curtailment | C&I Curtailment-Turnkey-Standard Lighting Control | General | Services | Winter Morning | % of Load | 1 | 2025 | 3.5641e-05
ENS | Preferred Plan | C&I Curtailment | C&I Curtailment-Turnkey-Water Heating Control | General | Miscellaneous | Winter Morning | % of Load | 1 | 2025 | 1.3659e-05
ENS | Preferred Plan | C&I Curtailment | C&I Curtailment-Turnkey-Water Heating Control | General | Offices | Winter Morning | % of Load | 1 | 2025 | 3.6836e-07
ENS | Preferred Plan | C&I Curtailment | C&I Curtailment-Turnkey-Water Heating Control | General | Retail Trade | Winter Morning | % of Load | 1 | 2025 | 7.2187e-06
ENS | Preferred Plan | C&I Curtailment | C&I Curtailment-Turnkey-Water Heating Control | General | Services | Winter Morning | % of Load | 1 | 2025 | 4.6641e-06
ENS | Preferred Plan | C&I Curtailment | C&I Curtailment-Turnkey-Other | General | Miscellaneous | Winter Morning | % of Load | 1 | 2025 | 0.00024633
ENS | Preferred Plan | C&I Curtailment | C&I Curtailment-Turnkey-Other | General | Offices | Winter Morning | % of Load | 1 | 2025 | 6.79e-06
ENS | Preferred Plan | C&I Curtailment | C&I Curtailment-Turnkey-Other | General | Retail Trade | Winter Morning | % of Load | 1 | 2025 | 7.7674e-05
ENS | Preferred Plan | C&I Curtailment | C&I Curtailment-Turnkey-Other | General | Services | Winter Morning | % of Load | 1 | 2025 | 5.0208e-05
ENS | Preferred Plan | C&I Curtailment | C&I Curtailment-Turnkey-Manual HVAC Control | General | Miscellaneous | Winter Evening | % of Load | 1 | 2025 | 0.00057919
ENS | Preferred Plan | C&I Curtailment | C&I Curtailment-Turnkey-Manual HVAC Control | General | Offices | Winter Evening | % of Load | 1 | 2025 | 3.8024e-05
ENS | Preferred Plan | C&I Curtailment | C&I Curtailment-Turnkey-Manual HVAC Control | General | Retail Trade | Winter Evening | % of Load | 1 | 2025 | 0.00013654
ENS | Preferred Plan | C&I Curtailment | C&I Curtailment-Turnkey-Manual HVAC Control | General | Services | Winter Evening | % of Load | 1 | 2025 | 8.8265e-05
ENS | Preferred Plan | C&I Curtailment | C&I Curtailment-Turnkey-Auto-DR HVAC Control | General | Miscellaneous | Winter Evening | % of Load | 1 | 2025 | 1.4589e-05
ENS | Preferred Plan | C&I Curtailment | C&I Curtailment-Turnkey-Auto-DR HVAC Control | General | Offices | Winter Evening | % of Load | 1 | 2025 | 9.5776e-07
ENS | Preferred Plan | C&I Curtailment | C&I Curtailment-Turnkey-Auto-DR HVAC Control | General | Retail Trade | Winter Evening | % of Load | 1 | 2025 | 3.4391e-06
ENS | Preferred Plan | C&I Curtailment | C&I Curtailment-Turnkey-Auto-DR HVAC Control | General | Services | Winter Evening | % of Load | 1 | 2025 | 2.2232e-06
ENS | Preferred Plan | C&I Curtailment | C&I Curtailment-Turnkey-Standard Lighting Control | General | Miscellaneous | Winter Evening | % of Load | 1 | 2025 | 0.00024556
ENS | Preferred Plan | C&I Curtailment | C&I Curtailment-Turnkey-Standard Lighting Control | General | Offices | Winter Evening | % of Load | 1 | 2025 | 5.2264e-06
ENS | Preferred Plan | C&I Curtailment | C&I Curtailment-Turnkey-Standard Lighting Control | General | Retail Trade | Winter Evening | % of Load | 1 | 2025 | 5.7155e-05
ENS | Preferred Plan | C&I Curtailment | C&I Curtailment-Turnkey-Standard Lighting Control | General | Services | Winter Evening | % of Load | 1 | 2025 | 3.6971e-05
ENS | Preferred Plan | C&I Curtailment | C&I Curtailment-Turnkey-Water Heating Control | General | Miscellaneous | Winter Evening | % of Load | 1 | 2025 | 1.4168e-05
ENS | Preferred Plan | C&I Curtailment | C&I Curtailment-Turnkey-Water Heating Control | General | Offices | Winter Evening | % of Load | 1 | 2025 | 3.8211e-07
ENS | Preferred Plan | C&I Curtailment | C&I Curtailment-Turnkey-Water Heating Control | General | Retail Trade | Winter Evening | % of Load | 1 | 2025 | 7.4881e-06
ENS | Preferred Plan | C&I Curtailment | C&I Curtailment-Turnkey-Water Heating Control | General | Services | Winter Evening | % of Load | 1 | 2025 | 4.8382e-06
ENS | Preferred Plan | C&I Curtailment | C&I Curtailment-Turnkey-Other | General | Miscellaneous | Winter Evening | % of Load | 1 | 2025 | 0.00025552
ENS | Preferred Plan | C&I Curtailment | C&I Curtailment-Turnkey-Other | General | Offices | Winter Evening | % of Load | 1 | 2025 | 7.0434e-06
ENS | Preferred Plan | C&I Curtailment | C&I Curtailment-Turnkey-Other | General | Retail Trade | Winter Evening | % of Load | 1 | 2025 | 8.0573e-05
ENS | Preferred Plan | C&I Curtailment | C&I Curtailment-Turnkey-Other | General | Services | Winter Evening | % of Load | 1 | 2025 | 5.2082e-05
ENS | Preferred Plan | C&I Curtailment | C&I Curtailment-Turnkey-Manual HVAC Control | Large General | Miscellaneous | Winter Morning | % of Load | 1 | 2025 | 0.00044901
ENS | Preferred Plan | C&I Curtailment | C&I Curtailment-Turnkey-Manual HVAC Control | Large General | Retail Trade | Winter Morning | % of Load | 1 | 2025 | 1.9406e-05
ENS | Preferred Plan | C&I Curtailment | C&I Curtailment-Turnkey-Manual HVAC Control | Large General | Services | Winter Morning | % of Load | 1 | 2025 | 3.1076e-05
ENS | Preferred Plan | C&I Curtailment | C&I Curtailment-Turnkey-Auto-DR HVAC Control | Large General | Miscellaneous | Winter Morning | % of Load | 1 | 2025 | 1.131e-05
ENS | Preferred Plan | C&I Curtailment | C&I Curtailment-Turnkey-Auto-DR HVAC Control | Large General | Retail Trade | Winter Morning | % of Load | 1 | 2025 | 4.8879e-07
ENS | Preferred Plan | C&I Curtailment | C&I Curtailment-Turnkey-Auto-DR HVAC Control | Large General | Services | Winter Morning | % of Load | 1 | 2025 | 7.8274e-07
ENS | Preferred Plan | C&I Curtailment | C&I Curtailment-Turnkey-Standard Lighting Control | Large General | Miscellaneous | Winter Morning | % of Load | 1 | 2025 | 0.00019779
ENS | Preferred Plan | C&I Curtailment | C&I Curtailment-Turnkey-Standard Lighting Control | Large General | Retail Trade | Winter Morning | % of Load | 1 | 2025 | 8.097e-06
ENS | Preferred Plan | C&I Curtailment | C&I Curtailment-Turnkey-Standard Lighting Control | Large General | Services | Winter Morning | % of Load | 1 | 2025 | 1.2966e-05
ENS | Preferred Plan | C&I Curtailment | C&I Curtailment-Turnkey-Water Heating Control | Large General | Miscellaneous | Winter Morning | % of Load | 1 | 2025 | 8.9239e-06
ENS | Preferred Plan | C&I Curtailment | C&I Curtailment-Turnkey-Water Heating Control | Large General | Retail Trade | Winter Morning | % of Load | 1 | 2025 | 1.067e-06
ENS | Preferred Plan | C&I Curtailment | C&I Curtailment-Turnkey-Water Heating Control | Large General | Services | Winter Morning | % of Load | 1 | 2025 | 1.7087e-06
ENS | Preferred Plan | C&I Curtailment | C&I Curtailment-Turnkey-Other | Large General | Miscellaneous | Winter Morning | % of Load | 1 | 2025 | 0.00019302
ENS | Preferred Plan | C&I Curtailment | C&I Curtailment-Turnkey-Other | Large General | Retail Trade | Winter Morning | % of Load | 1 | 2025 | 1.1456e-05
ENS | Preferred Plan | C&I Curtailment | C&I Curtailment-Turnkey-Other | Large General | Services | Winter Morning | % of Load | 1 | 2025 | 1.8345e-05
ENS | Preferred Plan | C&I Curtailment | C&I Curtailment-Turnkey-Manual HVAC Control | Large General | Miscellaneous | Winter Evening | % of Load | 1 | 2025 | 0.00034218
ENS | Preferred Plan | C&I Curtailment | C&I Curtailment-Turnkey-Manual HVAC Control | Large General | Retail Trade | Winter Evening | % of Load | 1 | 2025 | 1.4788e-05
ENS | Preferred Plan | C&I Curtailment | C&I Curtailment-Turnkey-Manual HVAC Control | Large General | Services | Winter Evening | % of Load | 1 | 2025 | 2.3682e-05
ENS | Preferred Plan | C&I Curtailment | C&I Curtailment-Turnkey-Auto-DR HVAC Control | Large General | Miscellaneous | Winter Evening | % of Load | 1 | 2025 | 8.6188e-06
ENS | Preferred Plan | C&I Curtailment | C&I Curtailment-Turnkey-Auto-DR HVAC Control | Large General | Retail Trade | Winter Evening | % of Load | 1 | 2025 | 3.7249e-07
ENS | Preferred Plan | C&I Curtailment | C&I Curtailment-Turnkey-Auto-DR HVAC Control | Large General | Services | Winter Evening | % of Load | 1 | 2025 | 5.9651e-07
ENS | Preferred Plan | C&I Curtailment | C&I Curtailment-Turnkey-Standard Lighting Control | Large General | Miscellaneous | Winter Evening | % of Load | 1 | 2025 | 0.00015073
ENS | Preferred Plan | C&I Curtailment | C&I Curtailment-Turnkey-Standard Lighting Control | Large General | Retail Trade | Winter Evening | % of Load | 1 | 2025 | 6.1705e-06
ENS | Preferred Plan | C&I Curtailment | C&I Curtailment-Turnkey-Standard Lighting Control | Large General | Services | Winter Evening | % of Load | 1 | 2025 | 9.8813e-06
ENS | Preferred Plan | C&I Curtailment | C&I Curtailment-Turnkey-Water Heating Control | Large General | Miscellaneous | Winter Evening | % of Load | 1 | 2025 | 6.8007e-06
ENS | Preferred Plan | C&I Curtailment | C&I Curtailment-Turnkey-Water Heating Control | Large General | Retail Trade | Winter Evening | % of Load | 1 | 2025 | 8.1315e-07
ENS | Preferred Plan | C&I Curtailment | C&I Curtailment-Turnkey-Water Heating Control | Large General | Services | Winter Evening | % of Load | 1 | 2025 | 1.3022e-06
ENS | Preferred Plan | C&I Curtailment | C&I Curtailment-Turnkey-Other | Large General | Miscellaneous | Winter Evening | % of Load | 1 | 2025 | 0.0001471
ENS | Preferred Plan | C&I Curtailment | C&I Curtailment-Turnkey-Other | Large General | Retail Trade | Winter Evening | % of Load | 1 | 2025 | 8.7301e-06
ENS | Preferred Plan | C&I Curtailment | C&I Curtailment-Turnkey-Other | Large General | Services | Winter Evening | % of Load | 1 | 2025 | 1.398e-05
ENS | Preferred Plan | C&I Curtailment | C&I Curtailment-Turnkey-Manual HVAC Control | Small Industrial | Miscellaneous | Winter Morning | % of Load | 1 | 2025 | 7.4961e-05
ENS | Preferred Plan | C&I Curtailment | C&I Curtailment-Turnkey-Manual HVAC Control | Small Industrial | Offices | Winter Morning | % of Load | 1 | 2025 | 9.3478e-07
ENS | Preferred Plan | C&I Curtailment | C&I Curtailment-Turnkey-Manual HVAC Control | Small Industrial | Retail Trade | Winter Morning | % of Load | 1 | 2025 | 3.2507e-06
ENS | Preferred Plan | C&I Curtailment | C&I Curtailment-Turnkey-Manual HVAC Control | Small Industrial | Services | Winter Morning | % of Load | 1 | 2025 | 1.027e-06
ENS | Preferred Plan | C&I Curtailment | C&I Curtailment-Turnkey-Auto-DR HVAC Control | Small Industrial | Miscellaneous | Winter Morning | % of Load | 1 | 2025 | 1.8881e-06
ENS | Preferred Plan | C&I Curtailment | C&I Curtailment-Turnkey-Auto-DR HVAC Control | Small Industrial | Offices | Winter Morning | % of Load | 1 | 2025 | 2.3545e-08
ENS | Preferred Plan | C&I Curtailment | C&I Curtailment-Turnkey-Auto-DR HVAC Control | Small Industrial | Retail Trade | Winter Morning | % of Load | 1 | 2025 | 8.188e-08
ENS | Preferred Plan | C&I Curtailment | C&I Curtailment-Turnkey-Auto-DR HVAC Control | Small Industrial | Services | Winter Morning | % of Load | 1 | 2025 | 2.5868e-08
ENS | Preferred Plan | C&I Curtailment | C&I Curtailment-Turnkey-Standard Lighting Control | Small Industrial | Miscellaneous | Winter Morning | % of Load | 1 | 2025 | 2.4172e-05
ENS | Preferred Plan | C&I Curtailment | C&I Curtailment-Turnkey-Standard Lighting Control | Small Industrial | Offices | Winter Morning | % of Load | 1 | 2025 | 1.3383e-07
ENS | Preferred Plan | C&I Curtailment | C&I Curtailment-Turnkey-Standard Lighting Control | Small Industrial | Retail Trade | Winter Morning | % of Load | 1 | 2025 | 1.4173e-06
ENS | Preferred Plan | C&I Curtailment | C&I Curtailment-Turnkey-Standard Lighting Control | Small Industrial | Services | Winter Morning | % of Load | 1 | 2025 | 4.4776e-07
ENS | Preferred Plan | C&I Curtailment | C&I Curtailment-Turnkey-Water Heating Control | Small Industrial | Miscellaneous | Winter Morning | % of Load | 1 | 2025 | 1.7608e-06
ENS | Preferred Plan | C&I Curtailment | C&I Curtailment-Turnkey-Water Heating Control | Small Industrial | Offices | Winter Morning | % of Load | 1 | 2025 | 9.2241e-09
ENS | Preferred Plan | C&I Curtailment | C&I Curtailment-Turnkey-Water Heating Control | Small Industrial | Retail Trade | Winter Morning | % of Load | 1 | 2025 | 1.7228e-07
ENS | Preferred Plan | C&I Curtailment | C&I Curtailment-Turnkey-Water Heating Control | Small Industrial | Services | Winter Morning | % of Load | 1 | 2025 | 5.4429e-08
ENS | Preferred Plan | C&I Curtailment | C&I Curtailment-Turnkey-Other | Small Industrial | Miscellaneous | Winter Morning | % of Load | 1 | 2025 | 2.7565e-05
ENS | Preferred Plan | C&I Curtailment | C&I Curtailment-Turnkey-Other | Small Industrial | Offices | Winter Morning | % of Load | 1 | 2025 | 1.7389e-07
ENS | Preferred Plan | C&I Curtailment | C&I Curtailment-Turnkey-Other | Small Industrial | Retail Trade | Winter Morning | % of Load | 1 | 2025 | 1.9089e-06
ENS | Preferred Plan | C&I Curtailment | C&I Curtailment-Turnkey-Other | Small Industrial | Services | Winter Morning | % of Load | 1 | 2025 | 6.0307e-07
ENS | Preferred Plan | C&I Curtailment | C&I Curtailment-Turnkey-Industrial | Small Industrial | Manufacturing | Winter Morning | % of Load | 1 | 2025 | 6.7448e-06
ENS | Preferred Plan | C&I Curtailment | C&I Curtailment-Turnkey-Manual HVAC Control | Small Industrial | Miscellaneous | Winter Evening | % of Load | 1 | 2025 | 9.1168e-05
ENS | Preferred Plan | C&I Curtailment | C&I Curtailment-Turnkey-Manual HVAC Control | Small Industrial | Offices | Winter Evening | % of Load | 1 | 2025 | 1.1369e-06
ENS | Preferred Plan | C&I Curtailment | C&I Curtailment-Turnkey-Manual HVAC Control | Small Industrial | Retail Trade | Winter Evening | % of Load | 1 | 2025 | 3.9536e-06
ENS | Preferred Plan | C&I Curtailment | C&I Curtailment-Turnkey-Manual HVAC Control | Small Industrial | Services | Winter Evening | % of Load | 1 | 2025 | 1.249e-06
ENS | Preferred Plan | C&I Curtailment | C&I Curtailment-Turnkey-Auto-DR HVAC Control | Small Industrial | Miscellaneous | Winter Evening | % of Load | 1 | 2025 | 2.2964e-06
ENS | Preferred Plan | C&I Curtailment | C&I Curtailment-Turnkey-Auto-DR HVAC Control | Small Industrial | Offices | Winter Evening | % of Load | 1 | 2025 | 2.8636e-08
ENS | Preferred Plan | C&I Curtailment | C&I Curtailment-Turnkey-Auto-DR HVAC Control | Small Industrial | Retail Trade | Winter Evening | % of Load | 1 | 2025 | 9.9584e-08
ENS | Preferred Plan | C&I Curtailment | C&I Curtailment-Turnkey-Auto-DR HVAC Control | Small Industrial | Services | Winter Evening | % of Load | 1 | 2025 | 3.1461e-08
ENS | Preferred Plan | C&I Curtailment | C&I Curtailment-Turnkey-Standard Lighting Control | Small Industrial | Miscellaneous | Winter Evening | % of Load | 1 | 2025 | 2.9399e-05
ENS | Preferred Plan | C&I Curtailment | C&I Curtailment-Turnkey-Standard Lighting Control | Small Industrial | Offices | Winter Evening | % of Load | 1 | 2025 | 1.6276e-07
ENS | Preferred Plan | C&I Curtailment | C&I Curtailment-Turnkey-Standard Lighting Control | Small Industrial | Retail Trade | Winter Evening | % of Load | 1 | 2025 | 1.7237e-06
ENS | Preferred Plan | C&I Curtailment | C&I Curtailment-Turnkey-Standard Lighting Control | Small Industrial | Services | Winter Evening | % of Load | 1 | 2025 | 5.4458e-07
ENS | Preferred Plan | C&I Curtailment | C&I Curtailment-Turnkey-Water Heating Control | Small Industrial | Miscellaneous | Winter Evening | % of Load | 1 | 2025 | 2.1415e-06
ENS | Preferred Plan | C&I Curtailment | C&I Curtailment-Turnkey-Water Heating Control | Small Industrial | Offices | Winter Evening | % of Load | 1 | 2025 | 1.1219e-08
ENS | Preferred Plan | C&I Curtailment | C&I Curtailment-Turnkey-Water Heating Control | Small Industrial | Retail Trade | Winter Evening | % of Load | 1 | 2025 | 2.0953e-07
ENS | Preferred Plan | C&I Curtailment | C&I Curtailment-Turnkey-Water Heating Control | Small Industrial | Services | Winter Evening | % of Load | 1 | 2025 | 6.6197e-08
ENS | Preferred Plan | C&I Curtailment | C&I Curtailment-Turnkey-Other | Small Industrial | Miscellaneous | Winter Evening | % of Load | 1 | 2025 | 3.3524e-05
ENS | Preferred Plan | C&I Curtailment | C&I Curtailment-Turnkey-Other | Small Industrial | Offices | Winter Evening | % of Load | 1 | 2025 | 2.1149e-07
ENS | Preferred Plan | C&I Curtailment | C&I Curtailment-Turnkey-Other | Small Industrial | Retail Trade | Winter Evening | % of Load | 1 | 2025 | 2.3216e-06
ENS | Preferred Plan | C&I Curtailment | C&I Curtailment-Turnkey-Other | Small Industrial | Services | Winter Evening | % of Load | 1 | 2025 | 7.3347e-07
ENS | Preferred Plan | C&I Curtailment | C&I Curtailment-Turnkey-Industrial | Small Industrial | Manufacturing | Winter Evening | % of Load | 1 | 2025 | 8.2032e-06
ENS | Preferred Plan | C&I Curtailment | C&I Curtailment-Turnkey-Manual HVAC Control | Medium Industrial | Miscellaneous | Winter Morning | % of Load | 1 | 2025 | 0.0014348
ENS | Preferred Plan | C&I Curtailment | C&I Curtailment-Turnkey-Manual HVAC Control | Medium Industrial | Offices | Winter Morning | % of Load | 1 | 2025 | 2.2523e-05
ENS | Preferred Plan | C&I Curtailment | C&I Curtailment-Turnkey-Manual HVAC Control | Medium Industrial | Retail Trade | Winter Morning | % of Load | 1 | 2025 | 0.00032552
ENS | Preferred Plan | C&I Curtailment | C&I Curtailment-Turnkey-Manual HVAC Control | Medium Industrial | Services | Winter Morning | % of Load | 1 | 2025 | 1.4989e-05
ENS | Preferred Plan | C&I Curtailment | C&I Curtailment-Turnkey-Auto-DR HVAC Control | Medium Industrial | Miscellaneous | Winter Morning | % of Load | 1 | 2025 | 3.614e-05
ENS | Preferred Plan | C&I Curtailment | C&I Curtailment-Turnkey-Auto-DR HVAC Control | Medium Industrial | Offices | Winter Morning | % of Load | 1 | 2025 | 5.6731e-07
ENS | Preferred Plan | C&I Curtailment | C&I Curtailment-Turnkey-Auto-DR HVAC Control | Medium Industrial | Retail Trade | Winter Morning | % of Load | 1 | 2025 | 8.1991e-06
ENS | Preferred Plan | C&I Curtailment | C&I Curtailment-Turnkey-Auto-DR HVAC Control | Medium Industrial | Services | Winter Morning | % of Load | 1 | 2025 | 3.7755e-07
ENS | Preferred Plan | C&I Curtailment | C&I Curtailment-Turnkey-Standard Lighting Control | Medium Industrial | Miscellaneous | Winter Morning | % of Load | 1 | 2025 | 0.00046267
ENS | Preferred Plan | C&I Curtailment | C&I Curtailment-Turnkey-Standard Lighting Control | Medium Industrial | Offices | Winter Morning | % of Load | 1 | 2025 | 3.2244e-06
ENS | Preferred Plan | C&I Curtailment | C&I Curtailment-Turnkey-Standard Lighting Control | Medium Industrial | Retail Trade | Winter Morning | % of Load | 1 | 2025 | 0.00014192
ENS | Preferred Plan | C&I Curtailment | C&I Curtailment-Turnkey-Standard Lighting Control | Medium Industrial | Services | Winter Morning | % of Load | 1 | 2025 | 6.5352e-06
ENS | Preferred Plan | C&I Curtailment | C&I Curtailment-Turnkey-Water Heating Control | Medium Industrial | Miscellaneous | Winter Morning | % of Load | 1 | 2025 | 3.3702e-05
ENS | Preferred Plan | C&I Curtailment | C&I Curtailment-Turnkey-Water Heating Control | Medium Industrial | Offices | Winter Morning | % of Load | 1 | 2025 | 2.2225e-07
ENS | Preferred Plan | C&I Curtailment | C&I Curtailment-Turnkey-Water Heating Control | Medium Industrial | Retail Trade | Winter Morning | % of Load | 1 | 2025 | 1.7252e-05
ENS | Preferred Plan | C&I Curtailment | C&I Curtailment-Turnkey-Water Heating Control | Medium Industrial | Services | Winter Morning | % of Load | 1 | 2025 | 7.9439e-07
ENS | Preferred Plan | C&I Curtailment | C&I Curtailment-Turnkey-Other | Medium Industrial | Miscellaneous | Winter Morning | % of Load | 1 | 2025 | 0.0005276
ENS | Preferred Plan | C&I Curtailment | C&I Curtailment-Turnkey-Other | Medium Industrial | Offices | Winter Morning | % of Load | 1 | 2025 | 4.1898e-06
ENS | Preferred Plan | C&I Curtailment | C&I Curtailment-Turnkey-Other | Medium Industrial | Retail Trade | Winter Morning | % of Load | 1 | 2025 | 0.00019115
ENS | Preferred Plan | C&I Curtailment | C&I Curtailment-Turnkey-Other | Medium Industrial | Services | Winter Morning | % of Load | 1 | 2025 | 8.8019e-06
ENS | Preferred Plan | C&I Curtailment | C&I Curtailment-Turnkey-Manual HVAC Control | Medium Industrial | Miscellaneous | Winter Evening | % of Load | 1 | 2025 | 0.0012297
ENS | Preferred Plan | C&I Curtailment | C&I Curtailment-Turnkey-Manual HVAC Control | Medium Industrial | Offices | Winter Evening | % of Load | 1 | 2025 | 1.9303e-05
ENS | Preferred Plan | C&I Curtailment | C&I Curtailment-Turnkey-Manual HVAC Control | Medium Industrial | Retail Trade | Winter Evening | % of Load | 1 | 2025 | 0.00027898
ENS | Preferred Plan | C&I Curtailment | C&I Curtailment-Turnkey-Manual HVAC Control | Medium Industrial | Services | Winter Evening | % of Load | 1 | 2025 | 1.2846e-05
ENS | Preferred Plan | C&I Curtailment | C&I Curtailment-Turnkey-Auto-DR HVAC Control | Medium Industrial | Miscellaneous | Winter Evening | % of Load | 1 | 2025 | 3.0973e-05
ENS | Preferred Plan | C&I Curtailment | C&I Curtailment-Turnkey-Auto-DR HVAC Control | Medium Industrial | Offices | Winter Evening | % of Load | 1 | 2025 | 4.862e-07
ENS | Preferred Plan | C&I Curtailment | C&I Curtailment-Turnkey-Auto-DR HVAC Control | Medium Industrial | Retail Trade | Winter Evening | % of Load | 1 | 2025 | 7.0269e-06
ENS | Preferred Plan | C&I Curtailment | C&I Curtailment-Turnkey-Auto-DR HVAC Control | Medium Industrial | Services | Winter Evening | % of Load | 1 | 2025 | 3.2357e-07
ENS | Preferred Plan | C&I Curtailment | C&I Curtailment-Turnkey-Standard Lighting Control | Medium Industrial | Miscellaneous | Winter Evening | % of Load | 1 | 2025 | 0.00039652
ENS | Preferred Plan | C&I Curtailment | C&I Curtailment-Turnkey-Standard Lighting Control | Medium Industrial | Offices | Winter Evening | % of Load | 1 | 2025 | 2.7634e-06
ENS | Preferred Plan | C&I Curtailment | C&I Curtailment-Turnkey-Standard Lighting Control | Medium Industrial | Retail Trade | Winter Evening | % of Load | 1 | 2025 | 0.00012163
ENS | Preferred Plan | C&I Curtailment | C&I Curtailment-Turnkey-Standard Lighting Control | Medium Industrial | Services | Winter Evening | % of Load | 1 | 2025 | 5.6008e-06
ENS | Preferred Plan | C&I Curtailment | C&I Curtailment-Turnkey-Water Heating Control | Medium Industrial | Miscellaneous | Winter Evening | % of Load | 1 | 2025 | 2.8884e-05
ENS | Preferred Plan | C&I Curtailment | C&I Curtailment-Turnkey-Water Heating Control | Medium Industrial | Offices | Winter Evening | % of Load | 1 | 2025 | 1.9047e-07
ENS | Preferred Plan | C&I Curtailment | C&I Curtailment-Turnkey-Water Heating Control | Medium Industrial | Retail Trade | Winter Evening | % of Load | 1 | 2025 | 1.4785e-05
ENS | Preferred Plan | C&I Curtailment | C&I Curtailment-Turnkey-Water Heating Control | Medium Industrial | Services | Winter Evening | % of Load | 1 | 2025 | 6.8082e-07
ENS | Preferred Plan | C&I Curtailment | C&I Curtailment-Turnkey-Other | Medium Industrial | Miscellaneous | Winter Evening | % of Load | 1 | 2025 | 0.00045217
ENS | Preferred Plan | C&I Curtailment | C&I Curtailment-Turnkey-Other | Medium Industrial | Offices | Winter Evening | % of Load | 1 | 2025 | 3.5908e-06
ENS | Preferred Plan | C&I Curtailment | C&I Curtailment-Turnkey-Other | Medium Industrial | Retail Trade | Winter Evening | % of Load | 1 | 2025 | 0.00016382
ENS | Preferred Plan | C&I Curtailment | C&I Curtailment-Turnkey-Other | Medium Industrial | Services | Winter Evening | % of Load | 1 | 2025 | 7.5435e-06
ENS | Preferred Plan | C&I Curtailment | C&I Curtailment-Turnkey-Manual HVAC Control | Large Industrial | Miscellaneous | Winter Morning | % of Load | 1 | 2025 | 3.0199e-05
ENS | Preferred Plan | C&I Curtailment | C&I Curtailment-Turnkey-Auto-DR HVAC Control | Large Industrial | Miscellaneous | Winter Morning | % of Load | 1 | 2025 | 7.6067e-07
ENS | Preferred Plan | C&I Curtailment | C&I Curtailment-Turnkey-Standard Lighting Control | Large Industrial | Miscellaneous | Winter Morning | % of Load | 1 | 2025 | 1.3303e-05
ENS | Preferred Plan | C&I Curtailment | C&I Curtailment-Turnkey-Water Heating Control | Large Industrial | Miscellaneous | Winter Morning | % of Load | 1 | 2025 | 6.002e-07
ENS | Preferred Plan | C&I Curtailment | C&I Curtailment-Turnkey-Other | Large Industrial | Miscellaneous | Winter Morning | % of Load | 1 | 2025 | 1.2982e-05
ENS | Preferred Plan | C&I Curtailment | C&I Curtailment-Turnkey-Industrial | Large Industrial | Manufacturing | Winter Morning | % of Load | 1 | 2025 | 2.6052e-06
ENS | Preferred Plan | C&I Curtailment | C&I Curtailment-Turnkey-Manual HVAC Control | Large Industrial | Miscellaneous | Winter Evening | % of Load | 1 | 2025 | 2.6596e-05
ENS | Preferred Plan | C&I Curtailment | C&I Curtailment-Turnkey-Auto-DR HVAC Control | Large Industrial | Miscellaneous | Winter Evening | % of Load | 1 | 2025 | 6.6991e-07
ENS | Preferred Plan | C&I Curtailment | C&I Curtailment-Turnkey-Standard Lighting Control | Large Industrial | Miscellaneous | Winter Evening | % of Load | 1 | 2025 | 1.1716e-05
ENS | Preferred Plan | C&I Curtailment | C&I Curtailment-Turnkey-Water Heating Control | Large Industrial | Miscellaneous | Winter Evening | % of Load | 1 | 2025 | 5.2859e-07
ENS | Preferred Plan | C&I Curtailment | C&I Curtailment-Turnkey-Other | Large Industrial | Miscellaneous | Winter Evening | % of Load | 1 | 2025 | 1.1433e-05
ENS | Preferred Plan | C&I Curtailment | C&I Curtailment-Turnkey-Industrial | Large Industrial | Manufacturing | Winter Evening | % of Load | 1 | 2025 | 2.2943e-06
ENS | Preferred Plan | Dynamic Pricing | Dynamic Pricing with enabling tech. | Small General | Manufacturing | Winter Morning | % of Load | 1 | 2025 | 9.8568e-07
ENS | Preferred Plan | Dynamic Pricing | Dynamic Pricing with enabling tech. | Small General | Manufacturing | Winter Evening | % of Load | 1 | 2025 | 1.0136e-06
ENS | Preferred Plan | Dynamic Pricing | Dynamic Pricing with enabling tech. | Residential Charitable | Residential LI | Winter Morning | % of Load | 1 | 2025 | 1.5555e-05
ENS | Preferred Plan | Dynamic Pricing | Dynamic Pricing with enabling tech. | Residential Charitable | Residential Market Rate | Winter Morning | % of Load | 1 | 2025 | 8.8577e-05
ENS | Preferred Plan | Dynamic Pricing | Dynamic Pricing w/o enabling tech. | Residential Charitable | Residential LI | Winter Morning | % of Load | 1 | 2025 | 0.00075955
ENS | Preferred Plan | Dynamic Pricing | Dynamic Pricing w/o enabling tech. | Residential Charitable | Residential Market Rate | Winter Morning | % of Load | 1 | 2025 | 0.0043251
ENS | Preferred Plan | Dynamic Pricing | Dynamic Pricing with enabling tech. | Residential Charitable | Residential LI | Winter Evening | % of Load | 1 | 2025 | 1.5689e-05
ENS | Preferred Plan | Dynamic Pricing | Dynamic Pricing with enabling tech. | Residential Charitable | Residential Market Rate | Winter Evening | % of Load | 1 | 2025 | 8.9337e-05
ENS | Preferred Plan | Dynamic Pricing | Dynamic Pricing w/o enabling tech. | Residential Charitable | Residential LI | Winter Evening | % of Load | 1 | 2025 | 0.00076606
ENS | Preferred Plan | Dynamic Pricing | Dynamic Pricing w/o enabling tech. | Residential Charitable | Residential Market Rate | Winter Evening | % of Load | 1 | 2025 | 0.0043622
ENS | Preferred Plan | BTM Battery Control | BTM Battery Control-BYOB | Residential Charitable | Residential Market Rate | Winter Morning | % of Load | 0 | 2025 | 1.5532e-05
ENS | Preferred Plan | BTM Battery Control | BTM Battery Control-BYOB | Residential Charitable | Residential Market Rate | Winter Evening | % of Load | 0 | 2025 | 1.7798e-05
ENS | Preferred Plan | EV Charging Control | EV Charging Control | EV Res LDV | EV | Winter Morning | % of Load | 0 | 2025 | 1.3406e-06
ENS | Preferred Plan | EV Charging Control | EV Charging Control | EV Res LDV | EV | Winter Evening | % of Load | 0 | 2025 | 1.4289e-05
ENS | Preferred Plan | EV Charging Control | EV Charging Control | EV Com LDV | EV | Winter Morning | % of Load | 0 | 2025 | 4.5325e-07
ENS | Preferred Plan | EV Charging Control | EV Charging Control | EV Com LDV | EV | Winter Evening | % of Load | 0 | 2025 | 4.831e-06
ENS | Preferred Plan | Time-of-Use Rates (TOU) | Time-of-Use Rates (TOU) | Residential Charitable | Residential LI | Winter Morning | % of Load | 0 | 2025 | 0.00023548
ENS | Preferred Plan | Time-of-Use Rates (TOU) | Time-of-Use Rates (TOU) | Residential Charitable | Residential Market Rate | Winter Morning | % of Load | 0 | 2025 | 0.0013428
ENS | Preferred Plan | Time-of-Use Rates (TOU) | Time-of-Use Rates (TOU) | Residential Charitable | Residential LI | Winter Evening | % of Load | 0 | 2025 | 0.0002375
ENS | Preferred Plan | Time-of-Use Rates (TOU) | Time-of-Use Rates (TOU) | Residential Charitable | Residential Market Rate | Winter Evening | % of Load | 0 | 2025 | 0.0013543
ENS | Preferred Plan | DLC-Thermostat | DLC-Thermostat-BYOT-Central Heat Pump | Residential Charitable | Residential LI | Winter Morning | % of Load | 0 | 2026 | 2.462e-05
ENS | Preferred Plan | DLC-Thermostat | DLC-Thermostat-BYOT-Central Heat Pump | Residential Charitable | Residential Market Rate | Winter Morning | % of Load | 0 | 2026 | 0.00015066
ENS | Preferred Plan | DLC-Thermostat | DLC-Thermostat-DI-Baseboard Heating | Residential Charitable | Residential LI | Winter Morning | % of Load | 0 | 2026 | 0.00012606
ENS | Preferred Plan | DLC-Thermostat | DLC-Thermostat-DI-Baseboard Heating | Residential Charitable | Residential Market Rate | Winter Morning | % of Load | 0 | 2026 | 0.0011999
ENS | Preferred Plan | DLC-Thermostat | DLC-Thermostat-BYOT-Baseboard Heating | Residential Charitable | Residential LI | Winter Morning | % of Load | 0 | 2026 | 1.4737e-05
ENS | Preferred Plan | DLC-Thermostat | DLC-Thermostat-BYOT-Baseboard Heating | Residential Charitable | Residential Market Rate | Winter Morning | % of Load | 0 | 2026 | 0.00014028
ENS | Preferred Plan | DLC-Thermostat | DLC-Thermostat-DI-MSHP | Residential Charitable | Residential LI | Winter Morning | % of Load | 0 | 2026 | 7.3014e-05
ENS | Preferred Plan | DLC-Thermostat | DLC-Thermostat-DI-MSHP | Residential Charitable | Residential Market Rate | Winter Morning | % of Load | 0 | 2026 | 0.00069503
ENS | Preferred Plan | DLC-Thermostat | DLC-Thermostat-BYOT-MSHP | Residential Charitable | Residential LI | Winter Morning | % of Load | 0 | 2026 | 6.6018e-06
ENS | Preferred Plan | DLC-Thermostat | DLC-Thermostat-BYOT-MSHP | Residential Charitable | Residential Market Rate | Winter Morning | % of Load | 0 | 2026 | 6.2843e-05
ENS | Preferred Plan | DLC-Thermostat | DLC-Thermostat-BYOT-Central Heat Pump | Residential Charitable | Residential LI | Winter Evening | % of Load | 0 | 2026 | 2.1786e-05
ENS | Preferred Plan | DLC-Thermostat | DLC-Thermostat-BYOT-Central Heat Pump | Residential Charitable | Residential Market Rate | Winter Evening | % of Load | 0 | 2026 | 0.00013332
ENS | Preferred Plan | DLC-Thermostat | DLC-Thermostat-DI-Baseboard Heating | Residential Charitable | Residential LI | Winter Evening | % of Load | 0 | 2026 | 0.00011155
ENS | Preferred Plan | DLC-Thermostat | DLC-Thermostat-DI-Baseboard Heating | Residential Charitable | Residential Market Rate | Winter Evening | % of Load | 0 | 2026 | 0.0010618
ENS | Preferred Plan | DLC-Thermostat | DLC-Thermostat-BYOT-Baseboard Heating | Residential Charitable | Residential LI | Winter Evening | % of Load | 0 | 2026 | 1.3041e-05
ENS | Preferred Plan | DLC-Thermostat | DLC-Thermostat-BYOT-Baseboard Heating | Residential Charitable | Residential Market Rate | Winter Evening | % of Load | 0 | 2026 | 0.00012413
ENS | Preferred Plan | DLC-Thermostat | DLC-Thermostat-DI-MSHP | Residential Charitable | Residential LI | Winter Evening | % of Load | 0 | 2026 | 6.4611e-05
ENS | Preferred Plan | DLC-Thermostat | DLC-Thermostat-DI-MSHP | Residential Charitable | Residential Market Rate | Winter Evening | % of Load | 0 | 2026 | 0.00061503
ENS | Preferred Plan | DLC-Thermostat | DLC-Thermostat-BYOT-MSHP | Residential Charitable | Residential LI | Winter Evening | % of Load | 0 | 2026 | 5.8419e-06
ENS | Preferred Plan | DLC-Thermostat | DLC-Thermostat-BYOT-MSHP | Residential Charitable | Residential Market Rate | Winter Evening | % of Load | 0 | 2026 | 5.5609e-05
ENS | Preferred Plan | DLC-Water Heating | DLC-Switch-Water Heating | Residential Charitable | Residential LI | Winter Morning | % of Load | 0 | 2026 | 6.326e-05
ENS | Preferred Plan | DLC-Water Heating | DLC-Switch-Water Heating | Residential Charitable | Residential Market Rate | Winter Morning | % of Load | 0 | 2026 | 0.0007226
ENS | Preferred Plan | DLC-Water Heating | DLC-Switch-Water Heating | Residential Charitable | Residential LI | Winter Evening | % of Load | 0 | 2026 | 4.7314e-05
ENS | Preferred Plan | DLC-Water Heating | DLC-Switch-Water Heating | Residential Charitable | Residential Market Rate | Winter Evening | % of Load | 0 | 2026 | 0.00054045
ENS | Preferred Plan | C&I Curtailment | C&I Curtailment-Turnkey-Manual HVAC Control | General | Miscellaneous | Winter Morning | % of Load | 1 | 2026 | 0.00045377
ENS | Preferred Plan | C&I Curtailment | C&I Curtailment-Turnkey-Manual HVAC Control | General | Offices | Winter Morning | % of Load | 1 | 2026 | 3.0016e-05
ENS | Preferred Plan | C&I Curtailment | C&I Curtailment-Turnkey-Manual HVAC Control | General | Retail Trade | Winter Morning | % of Load | 1 | 2026 | 0.00010654
ENS | Preferred Plan | C&I Curtailment | C&I Curtailment-Turnkey-Manual HVAC Control | General | Services | Winter Morning | % of Load | 1 | 2026 | 6.8873e-05
ENS | Preferred Plan | C&I Curtailment | C&I Curtailment-Turnkey-Auto-DR HVAC Control | General | Miscellaneous | Winter Morning | % of Load | 1 | 2026 | 1.4341e-05
ENS | Preferred Plan | C&I Curtailment | C&I Curtailment-Turnkey-Auto-DR HVAC Control | General | Offices | Winter Morning | % of Load | 1 | 2026 | 9.4864e-07
ENS | Preferred Plan | C&I Curtailment | C&I Curtailment-Turnkey-Auto-DR HVAC Control | General | Retail Trade | Winter Morning | % of Load | 1 | 2026 | 3.3671e-06
ENS | Preferred Plan | C&I Curtailment | C&I Curtailment-Turnkey-Auto-DR HVAC Control | General | Services | Winter Morning | % of Load | 1 | 2026 | 2.1767e-06
ENS | Preferred Plan | C&I Curtailment | C&I Curtailment-Turnkey-Standard Lighting Control | General | Miscellaneous | Winter Morning | % of Load | 1 | 2026 | 0.0001906
ENS | Preferred Plan | C&I Curtailment | C&I Curtailment-Turnkey-Standard Lighting Control | General | Offices | Winter Morning | % of Load | 1 | 2026 | 3.9949e-06
ENS | Preferred Plan | C&I Curtailment | C&I Curtailment-Turnkey-Standard Lighting Control | General | Retail Trade | Winter Morning | % of Load | 1 | 2026 | 4.3882e-05
ENS | Preferred Plan | C&I Curtailment | C&I Curtailment-Turnkey-Standard Lighting Control | General | Services | Winter Morning | % of Load | 1 | 2026 | 2.8391e-05
ENS | Preferred Plan | C&I Curtailment | C&I Curtailment-Turnkey-Water Heating Control | General | Miscellaneous | Winter Morning | % of Load | 1 | 2026 | 1.1331e-05
ENS | Preferred Plan | C&I Curtailment | C&I Curtailment-Turnkey-Water Heating Control | General | Offices | Winter Morning | % of Load | 1 | 2026 | 3.047e-07
ENS | Preferred Plan | C&I Curtailment | C&I Curtailment-Turnkey-Water Heating Control | General | Retail Trade | Winter Morning | % of Load | 1 | 2026 | 6.014e-06
ENS | Preferred Plan | C&I Curtailment | C&I Curtailment-Turnkey-Water Heating Control | General | Services | Winter Morning | % of Load | 1 | 2026 | 3.8852e-06
ENS | Preferred Plan | C&I Curtailment | C&I Curtailment-Turnkey-Other | General | Miscellaneous | Winter Morning | % of Load | 1 | 2026 | 0.00020327
ENS | Preferred Plan | C&I Curtailment | C&I Curtailment-Turnkey-Other | General | Offices | Winter Morning | % of Load | 1 | 2026 | 5.59e-06
ENS | Preferred Plan | C&I Curtailment | C&I Curtailment-Turnkey-Other | General | Retail Trade | Winter Morning | % of Load | 1 | 2026 | 6.4167e-05
ENS | Preferred Plan | C&I Curtailment | C&I Curtailment-Turnkey-Other | General | Services | Winter Morning | % of Load | 1 | 2026 | 4.1476e-05
ENS | Preferred Plan | C&I Curtailment | C&I Curtailment-Turnkey-Manual HVAC Control | General | Miscellaneous | Winter Evening | % of Load | 1 | 2026 | 0.0004706
ENS | Preferred Plan | C&I Curtailment | C&I Curtailment-Turnkey-Manual HVAC Control | General | Offices | Winter Evening | % of Load | 1 | 2026 | 3.1129e-05
ENS | Preferred Plan | C&I Curtailment | C&I Curtailment-Turnkey-Manual HVAC Control | General | Retail Trade | Winter Evening | % of Load | 1 | 2026 | 0.00011049
ENS | Preferred Plan | C&I Curtailment | C&I Curtailment-Turnkey-Manual HVAC Control | General | Services | Winter Evening | % of Load | 1 | 2026 | 7.1428e-05
ENS | Preferred Plan | C&I Curtailment | C&I Curtailment-Turnkey-Auto-DR HVAC Control | General | Miscellaneous | Winter Evening | % of Load | 1 | 2026 | 1.4873e-05
ENS | Preferred Plan | C&I Curtailment | C&I Curtailment-Turnkey-Auto-DR HVAC Control | General | Offices | Winter Evening | % of Load | 1 | 2026 | 9.8383e-07
ENS | Preferred Plan | C&I Curtailment | C&I Curtailment-Turnkey-Auto-DR HVAC Control | General | Retail Trade | Winter Evening | % of Load | 1 | 2026 | 3.492e-06
ENS | Preferred Plan | C&I Curtailment | C&I Curtailment-Turnkey-Auto-DR HVAC Control | General | Services | Winter Evening | % of Load | 1 | 2026 | 2.2575e-06
ENS | Preferred Plan | C&I Curtailment | C&I Curtailment-Turnkey-Standard Lighting Control | General | Miscellaneous | Winter Evening | % of Load | 1 | 2026 | 0.00019767
ENS | Preferred Plan | C&I Curtailment | C&I Curtailment-Turnkey-Standard Lighting Control | General | Offices | Winter Evening | % of Load | 1 | 2026 | 4.1431e-06
ENS | Preferred Plan | C&I Curtailment | C&I Curtailment-Turnkey-Standard Lighting Control | General | Retail Trade | Winter Evening | % of Load | 1 | 2026 | 4.551e-05
ENS | Preferred Plan | C&I Curtailment | C&I Curtailment-Turnkey-Standard Lighting Control | General | Services | Winter Evening | % of Load | 1 | 2026 | 2.9444e-05
ENS | Preferred Plan | C&I Curtailment | C&I Curtailment-Turnkey-Water Heating Control | General | Miscellaneous | Winter Evening | % of Load | 1 | 2026 | 1.1752e-05
ENS | Preferred Plan | C&I Curtailment | C&I Curtailment-Turnkey-Water Heating Control | General | Offices | Winter Evening | % of Load | 1 | 2026 | 3.1601e-07
ENS | Preferred Plan | C&I Curtailment | C&I Curtailment-Turnkey-Water Heating Control | General | Retail Trade | Winter Evening | % of Load | 1 | 2026 | 6.2371e-06
ENS | Preferred Plan | C&I Curtailment | C&I Curtailment-Turnkey-Water Heating Control | General | Services | Winter Evening | % of Load | 1 | 2026 | 4.0294e-06
ENS | Preferred Plan | C&I Curtailment | C&I Curtailment-Turnkey-Other | General | Miscellaneous | Winter Evening | % of Load | 1 | 2026 | 0.00021081
ENS | Preferred Plan | C&I Curtailment | C&I Curtailment-Turnkey-Other | General | Offices | Winter Evening | % of Load | 1 | 2026 | 5.7974e-06
ENS | Preferred Plan | C&I Curtailment | C&I Curtailment-Turnkey-Other | General | Retail Trade | Winter Evening | % of Load | 1 | 2026 | 6.6548e-05
ENS | Preferred Plan | C&I Curtailment | C&I Curtailment-Turnkey-Other | General | Services | Winter Evening | % of Load | 1 | 2026 | 4.3015e-05
ENS | Preferred Plan | C&I Curtailment | C&I Curtailment-Turnkey-Manual HVAC Control | Large General | Miscellaneous | Winter Morning | % of Load | 1 | 2026 | 0.00036529
ENS | Preferred Plan | C&I Curtailment | C&I Curtailment-Turnkey-Manual HVAC Control | Large General | Retail Trade | Winter Morning | % of Load | 1 | 2026 | 1.5691e-05
ENS | Preferred Plan | C&I Curtailment | C&I Curtailment-Turnkey-Manual HVAC Control | Large General | Services | Winter Morning | % of Load | 1 | 2026 | 2.5127e-05
ENS | Preferred Plan | C&I Curtailment | C&I Curtailment-Turnkey-Auto-DR HVAC Control | Large General | Miscellaneous | Winter Morning | % of Load | 1 | 2026 | 1.1545e-05
ENS | Preferred Plan | C&I Curtailment | C&I Curtailment-Turnkey-Auto-DR HVAC Control | Large General | Retail Trade | Winter Morning | % of Load | 1 | 2026 | 4.959e-07
ENS | Preferred Plan | C&I Curtailment | C&I Curtailment-Turnkey-Auto-DR HVAC Control | Large General | Services | Winter Morning | % of Load | 1 | 2026 | 7.9414e-07
ENS | Preferred Plan | C&I Curtailment | C&I Curtailment-Turnkey-Standard Lighting Control | Large General | Miscellaneous | Winter Morning | % of Load | 1 | 2026 | 0.00015934
ENS | Preferred Plan | C&I Curtailment | C&I Curtailment-Turnkey-Standard Lighting Control | Large General | Retail Trade | Winter Morning | % of Load | 1 | 2026 | 6.4374e-06
ENS | Preferred Plan | C&I Curtailment | C&I Curtailment-Turnkey-Standard Lighting Control | Large General | Services | Winter Morning | % of Load | 1 | 2026 | 1.0309e-05
ENS | Preferred Plan | C&I Curtailment | C&I Curtailment-Turnkey-Water Heating Control | Large General | Miscellaneous | Winter Morning | % of Load | 1 | 2026 | 7.3579e-06
ENS | Preferred Plan | C&I Curtailment | C&I Curtailment-Turnkey-Water Heating Control | Large General | Retail Trade | Winter Morning | % of Load | 1 | 2026 | 8.8873e-07
ENS | Preferred Plan | C&I Curtailment | C&I Curtailment-Turnkey-Water Heating Control | Large General | Services | Winter Morning | % of Load | 1 | 2026 | 1.4232e-06
ENS | Preferred Plan | C&I Curtailment | C&I Curtailment-Turnkey-Other | Large General | Miscellaneous | Winter Morning | % of Load | 1 | 2026 | 0.00015904
ENS | Preferred Plan | C&I Curtailment | C&I Curtailment-Turnkey-Other | Large General | Retail Trade | Winter Morning | % of Load | 1 | 2026 | 9.4569e-06
ENS | Preferred Plan | C&I Curtailment | C&I Curtailment-Turnkey-Other | Large General | Services | Winter Morning | % of Load | 1 | 2026 | 1.5144e-05
ENS | Preferred Plan | C&I Curtailment | C&I Curtailment-Turnkey-Manual HVAC Control | Large General | Miscellaneous | Winter Evening | % of Load | 1 | 2026 | 0.00027832
ENS | Preferred Plan | C&I Curtailment | C&I Curtailment-Turnkey-Manual HVAC Control | Large General | Retail Trade | Winter Evening | % of Load | 1 | 2026 | 1.1955e-05
ENS | Preferred Plan | C&I Curtailment | C&I Curtailment-Turnkey-Manual HVAC Control | Large General | Services | Winter Evening | % of Load | 1 | 2026 | 1.9145e-05
ENS | Preferred Plan | C&I Curtailment | C&I Curtailment-Turnkey-Auto-DR HVAC Control | Large General | Miscellaneous | Winter Evening | % of Load | 1 | 2026 | 8.7961e-06
ENS | Preferred Plan | C&I Curtailment | C&I Curtailment-Turnkey-Auto-DR HVAC Control | Large General | Retail Trade | Winter Evening | % of Load | 1 | 2026 | 3.7784e-07
ENS | Preferred Plan | C&I Curtailment | C&I Curtailment-Turnkey-Auto-DR HVAC Control | Large General | Services | Winter Evening | % of Load | 1 | 2026 | 6.0506e-07
ENS | Preferred Plan | C&I Curtailment | C&I Curtailment-Turnkey-Standard Lighting Control | Large General | Miscellaneous | Winter Evening | % of Load | 1 | 2026 | 0.00012141
ENS | Preferred Plan | C&I Curtailment | C&I Curtailment-Turnkey-Standard Lighting Control | Large General | Retail Trade | Winter Evening | % of Load | 1 | 2026 | 4.9048e-06
ENS | Preferred Plan | C&I Curtailment | C&I Curtailment-Turnkey-Standard Lighting Control | Large General | Services | Winter Evening | % of Load | 1 | 2026 | 7.8544e-06
ENS | Preferred Plan | C&I Curtailment | C&I Curtailment-Turnkey-Water Heating Control | Large General | Miscellaneous | Winter Evening | % of Load | 1 | 2026 | 5.6061e-06
ENS | Preferred Plan | C&I Curtailment | C&I Curtailment-Turnkey-Water Heating Control | Large General | Retail Trade | Winter Evening | % of Load | 1 | 2026 | 6.7713e-07
ENS | Preferred Plan | C&I Curtailment | C&I Curtailment-Turnkey-Water Heating Control | Large General | Services | Winter Evening | % of Load | 1 | 2026 | 1.0844e-06
ENS | Preferred Plan | C&I Curtailment | C&I Curtailment-Turnkey-Other | Large General | Miscellaneous | Winter Evening | % of Load | 1 | 2026 | 0.00012117
ENS | Preferred Plan | C&I Curtailment | C&I Curtailment-Turnkey-Other | Large General | Retail Trade | Winter Evening | % of Load | 1 | 2026 | 7.2054e-06
ENS | Preferred Plan | C&I Curtailment | C&I Curtailment-Turnkey-Other | Large General | Services | Winter Evening | % of Load | 1 | 2026 | 1.1539e-05
ENS | Preferred Plan | C&I Curtailment | C&I Curtailment-Turnkey-Manual HVAC Control | Small Industrial | Miscellaneous | Winter Morning | % of Load | 1 | 2026 | 6.0928e-05
ENS | Preferred Plan | C&I Curtailment | C&I Curtailment-Turnkey-Manual HVAC Control | Small Industrial | Offices | Winter Morning | % of Load | 1 | 2026 | 7.6312e-07
ENS | Preferred Plan | C&I Curtailment | C&I Curtailment-Turnkey-Manual HVAC Control | Small Industrial | Retail Trade | Winter Morning | % of Load | 1 | 2026 | 2.6306e-06
ENS | Preferred Plan | C&I Curtailment | C&I Curtailment-Turnkey-Manual HVAC Control | Small Industrial | Services | Winter Morning | % of Load | 1 | 2026 | 8.3108e-07
ENS | Preferred Plan | C&I Curtailment | C&I Curtailment-Turnkey-Auto-DR HVAC Control | Small Industrial | Miscellaneous | Winter Morning | % of Load | 1 | 2026 | 1.9256e-06
ENS | Preferred Plan | C&I Curtailment | C&I Curtailment-Turnkey-Auto-DR HVAC Control | Small Industrial | Offices | Winter Morning | % of Load | 1 | 2026 | 2.4118e-08
ENS | Preferred Plan | C&I Curtailment | C&I Curtailment-Turnkey-Auto-DR HVAC Control | Small Industrial | Retail Trade | Winter Morning | % of Load | 1 | 2026 | 8.3139e-08
ENS | Preferred Plan | C&I Curtailment | C&I Curtailment-Turnkey-Auto-DR HVAC Control | Small Industrial | Services | Winter Morning | % of Load | 1 | 2026 | 2.6266e-08
ENS | Preferred Plan | C&I Curtailment | C&I Curtailment-Turnkey-Standard Lighting Control | Small Industrial | Miscellaneous | Winter Morning | % of Load | 1 | 2026 | 1.9391e-05
ENS | Preferred Plan | C&I Curtailment | C&I Curtailment-Turnkey-Standard Lighting Control | Small Industrial | Offices | Winter Morning | % of Load | 1 | 2026 | 1.0688e-07
ENS | Preferred Plan | C&I Curtailment | C&I Curtailment-Turnkey-Standard Lighting Control | Small Industrial | Retail Trade | Winter Morning | % of Load | 1 | 2026 | 1.139e-06
ENS | Preferred Plan | C&I Curtailment | C&I Curtailment-Turnkey-Standard Lighting Control | Small Industrial | Services | Winter Morning | % of Load | 1 | 2026 | 3.5985e-07
ENS | Preferred Plan | C&I Curtailment | C&I Curtailment-Turnkey-Water Heating Control | Small Industrial | Miscellaneous | Winter Morning | % of Load | 1 | 2026 | 1.4548e-06
ENS | Preferred Plan | C&I Curtailment | C&I Curtailment-Turnkey-Water Heating Control | Small Industrial | Offices | Winter Morning | % of Load | 1 | 2026 | 7.5721e-09
ENS | Preferred Plan | C&I Curtailment | C&I Curtailment-Turnkey-Water Heating Control | Small Industrial | Retail Trade | Winter Morning | % of Load | 1 | 2026 | 1.42e-07
ENS | Preferred Plan | C&I Curtailment | C&I Curtailment-Turnkey-Water Heating Control | Small Industrial | Services | Winter Morning | % of Load | 1 | 2026 | 4.4862e-08
ENS | Preferred Plan | C&I Curtailment | C&I Curtailment-Turnkey-Other | Small Industrial | Miscellaneous | Winter Morning | % of Load | 1 | 2026 | 2.2684e-05
ENS | Preferred Plan | C&I Curtailment | C&I Curtailment-Turnkey-Other | Small Industrial | Offices | Winter Morning | % of Load | 1 | 2026 | 1.428e-07
ENS | Preferred Plan | C&I Curtailment | C&I Curtailment-Turnkey-Other | Small Industrial | Retail Trade | Winter Morning | % of Load | 1 | 2026 | 1.5706e-06
ENS | Preferred Plan | C&I Curtailment | C&I Curtailment-Turnkey-Other | Small Industrial | Services | Winter Morning | % of Load | 1 | 2026 | 4.9619e-07
ENS | Preferred Plan | C&I Curtailment | C&I Curtailment-Turnkey-Industrial | Small Industrial | Manufacturing | Winter Morning | % of Load | 1 | 2026 | 5.5211e-06
ENS | Preferred Plan | C&I Curtailment | C&I Curtailment-Turnkey-Manual HVAC Control | Small Industrial | Miscellaneous | Winter Evening | % of Load | 1 | 2026 | 7.4087e-05
ENS | Preferred Plan | C&I Curtailment | C&I Curtailment-Turnkey-Manual HVAC Control | Small Industrial | Offices | Winter Evening | % of Load | 1 | 2026 | 9.2793e-07
ENS | Preferred Plan | C&I Curtailment | C&I Curtailment-Turnkey-Manual HVAC Control | Small Industrial | Retail Trade | Winter Evening | % of Load | 1 | 2026 | 3.1987e-06
ENS | Preferred Plan | C&I Curtailment | C&I Curtailment-Turnkey-Manual HVAC Control | Small Industrial | Services | Winter Evening | % of Load | 1 | 2026 | 1.0106e-06
ENS | Preferred Plan | C&I Curtailment | C&I Curtailment-Turnkey-Auto-DR HVAC Control | Small Industrial | Miscellaneous | Winter Evening | % of Load | 1 | 2026 | 2.3415e-06
ENS | Preferred Plan | C&I Curtailment | C&I Curtailment-Turnkey-Auto-DR HVAC Control | Small Industrial | Offices | Winter Evening | % of Load | 1 | 2026 | 2.9327e-08
ENS | Preferred Plan | C&I Curtailment | C&I Curtailment-Turnkey-Auto-DR HVAC Control | Small Industrial | Retail Trade | Winter Evening | % of Load | 1 | 2026 | 1.0109e-07
ENS | Preferred Plan | C&I Curtailment | C&I Curtailment-Turnkey-Auto-DR HVAC Control | Small Industrial | Services | Winter Evening | % of Load | 1 | 2026 | 3.1938e-08
ENS | Preferred Plan | C&I Curtailment | C&I Curtailment-Turnkey-Standard Lighting Control | Small Industrial | Miscellaneous | Winter Evening | % of Load | 1 | 2026 | 2.3579e-05
ENS | Preferred Plan | C&I Curtailment | C&I Curtailment-Turnkey-Standard Lighting Control | Small Industrial | Offices | Winter Evening | % of Load | 1 | 2026 | 1.2996e-07
ENS | Preferred Plan | C&I Curtailment | C&I Curtailment-Turnkey-Standard Lighting Control | Small Industrial | Retail Trade | Winter Evening | % of Load | 1 | 2026 | 1.385e-06
ENS | Preferred Plan | C&I Curtailment | C&I Curtailment-Turnkey-Standard Lighting Control | Small Industrial | Services | Winter Evening | % of Load | 1 | 2026 | 4.3757e-07
ENS | Preferred Plan | C&I Curtailment | C&I Curtailment-Turnkey-Water Heating Control | Small Industrial | Miscellaneous | Winter Evening | % of Load | 1 | 2026 | 1.7689e-06
ENS | Preferred Plan | C&I Curtailment | C&I Curtailment-Turnkey-Water Heating Control | Small Industrial | Offices | Winter Evening | % of Load | 1 | 2026 | 9.2074e-09
ENS | Preferred Plan | C&I Curtailment | C&I Curtailment-Turnkey-Water Heating Control | Small Industrial | Retail Trade | Winter Evening | % of Load | 1 | 2026 | 1.7267e-07
ENS | Preferred Plan | C&I Curtailment | C&I Curtailment-Turnkey-Water Heating Control | Small Industrial | Services | Winter Evening | % of Load | 1 | 2026 | 5.4551e-08
ENS | Preferred Plan | C&I Curtailment | C&I Curtailment-Turnkey-Other | Small Industrial | Miscellaneous | Winter Evening | % of Load | 1 | 2026 | 2.7583e-05
ENS | Preferred Plan | C&I Curtailment | C&I Curtailment-Turnkey-Other | Small Industrial | Offices | Winter Evening | % of Load | 1 | 2026 | 1.7364e-07
ENS | Preferred Plan | C&I Curtailment | C&I Curtailment-Turnkey-Other | Small Industrial | Retail Trade | Winter Evening | % of Load | 1 | 2026 | 1.9098e-06
ENS | Preferred Plan | C&I Curtailment | C&I Curtailment-Turnkey-Other | Small Industrial | Services | Winter Evening | % of Load | 1 | 2026 | 6.0335e-07
ENS | Preferred Plan | C&I Curtailment | C&I Curtailment-Turnkey-Industrial | Small Industrial | Manufacturing | Winter Evening | % of Load | 1 | 2026 | 6.7134e-06
ENS | Preferred Plan | C&I Curtailment | C&I Curtailment-Turnkey-Manual HVAC Control | Medium Industrial | Miscellaneous | Winter Morning | % of Load | 1 | 2026 | 0.0011671
ENS | Preferred Plan | C&I Curtailment | C&I Curtailment-Turnkey-Manual HVAC Control | Medium Industrial | Offices | Winter Morning | % of Load | 1 | 2026 | 1.84e-05
ENS | Preferred Plan | C&I Curtailment | C&I Curtailment-Turnkey-Manual HVAC Control | Medium Industrial | Retail Trade | Winter Morning | % of Load | 1 | 2026 | 0.00026361
ENS | Preferred Plan | C&I Curtailment | C&I Curtailment-Turnkey-Manual HVAC Control | Medium Industrial | Services | Winter Morning | % of Load | 1 | 2026 | 1.2138e-05
ENS | Preferred Plan | C&I Curtailment | C&I Curtailment-Turnkey-Auto-DR HVAC Control | Medium Industrial | Miscellaneous | Winter Morning | % of Load | 1 | 2026 | 3.6884e-05
ENS | Preferred Plan | C&I Curtailment | C&I Curtailment-Turnkey-Auto-DR HVAC Control | Medium Industrial | Offices | Winter Morning | % of Load | 1 | 2026 | 5.8153e-07
ENS | Preferred Plan | C&I Curtailment | C&I Curtailment-Turnkey-Auto-DR HVAC Control | Medium Industrial | Retail Trade | Winter Morning | % of Load | 1 | 2026 | 8.3313e-06
ENS | Preferred Plan | C&I Curtailment | C&I Curtailment-Turnkey-Auto-DR HVAC Control | Medium Industrial | Services | Winter Morning | % of Load | 1 | 2026 | 3.8363e-07
ENS | Preferred Plan | C&I Curtailment | C&I Curtailment-Turnkey-Standard Lighting Control | Medium Industrial | Miscellaneous | Winter Morning | % of Load | 1 | 2026 | 0.00037143
ENS | Preferred Plan | C&I Curtailment | C&I Curtailment-Turnkey-Standard Lighting Control | Medium Industrial | Offices | Winter Morning | % of Load | 1 | 2026 | 2.5771e-06
ENS | Preferred Plan | C&I Curtailment | C&I Curtailment-Turnkey-Standard Lighting Control | Medium Industrial | Retail Trade | Winter Morning | % of Load | 1 | 2026 | 0.00011414
ENS | Preferred Plan | C&I Curtailment | C&I Curtailment-Turnkey-Standard Lighting Control | Medium Industrial | Services | Winter Morning | % of Load | 1 | 2026 | 5.2559e-06
ENS | Preferred Plan | C&I Curtailment | C&I Curtailment-Turnkey-Water Heating Control | Medium Industrial | Miscellaneous | Winter Morning | % of Load | 1 | 2026 | 2.7865e-05
ENS | Preferred Plan | C&I Curtailment | C&I Curtailment-Turnkey-Water Heating Control | Medium Industrial | Offices | Winter Morning | % of Load | 1 | 2026 | 1.8258e-07
ENS | Preferred Plan | C&I Curtailment | C&I Curtailment-Turnkey-Water Heating Control | Medium Industrial | Retail Trade | Winter Morning | % of Load | 1 | 2026 | 1.423e-05
ENS | Preferred Plan | C&I Curtailment | C&I Curtailment-Turnkey-Water Heating Control | Medium Industrial | Services | Winter Morning | % of Load | 1 | 2026 | 6.5524e-07
ENS | Preferred Plan | C&I Curtailment | C&I Curtailment-Turnkey-Other | Medium Industrial | Miscellaneous | Winter Morning | % of Load | 1 | 2026 | 0.0004345
ENS | Preferred Plan | C&I Curtailment | C&I Curtailment-Turnkey-Other | Medium Industrial | Offices | Winter Morning | % of Load | 1 | 2026 | 3.4432e-06
ENS | Preferred Plan | C&I Curtailment | C&I Curtailment-Turnkey-Other | Medium Industrial | Retail Trade | Winter Morning | % of Load | 1 | 2026 | 0.00015739
ENS | Preferred Plan | C&I Curtailment | C&I Curtailment-Turnkey-Other | Medium Industrial | Services | Winter Morning | % of Load | 1 | 2026 | 7.2472e-06
ENS | Preferred Plan | C&I Curtailment | C&I Curtailment-Turnkey-Manual HVAC Control | Medium Industrial | Miscellaneous | Winter Evening | % of Load | 1 | 2026 | 0.00099999
ENS | Preferred Plan | C&I Curtailment | C&I Curtailment-Turnkey-Manual HVAC Control | Medium Industrial | Offices | Winter Evening | % of Load | 1 | 2026 | 1.5766e-05
ENS | Preferred Plan | C&I Curtailment | C&I Curtailment-Turnkey-Manual HVAC Control | Medium Industrial | Retail Trade | Winter Evening | % of Load | 1 | 2026 | 0.00022587
ENS | Preferred Plan | C&I Curtailment | C&I Curtailment-Turnkey-Manual HVAC Control | Medium Industrial | Services | Winter Evening | % of Load | 1 | 2026 | 1.0401e-05
ENS | Preferred Plan | C&I Curtailment | C&I Curtailment-Turnkey-Auto-DR HVAC Control | Medium Industrial | Miscellaneous | Winter Evening | % of Load | 1 | 2026 | 3.1604e-05
ENS | Preferred Plan | C&I Curtailment | C&I Curtailment-Turnkey-Auto-DR HVAC Control | Medium Industrial | Offices | Winter Evening | % of Load | 1 | 2026 | 4.9829e-07
ENS | Preferred Plan | C&I Curtailment | C&I Curtailment-Turnkey-Auto-DR HVAC Control | Medium Industrial | Retail Trade | Winter Evening | % of Load | 1 | 2026 | 7.1387e-06
ENS | Preferred Plan | C&I Curtailment | C&I Curtailment-Turnkey-Auto-DR HVAC Control | Medium Industrial | Services | Winter Evening | % of Load | 1 | 2026 | 3.2872e-07
ENS | Preferred Plan | C&I Curtailment | C&I Curtailment-Turnkey-Standard Lighting Control | Medium Industrial | Miscellaneous | Winter Evening | % of Load | 1 | 2026 | 0.00031826
ENS | Preferred Plan | C&I Curtailment | C&I Curtailment-Turnkey-Standard Lighting Control | Medium Industrial | Offices | Winter Evening | % of Load | 1 | 2026 | 2.2082e-06
ENS | Preferred Plan | C&I Curtailment | C&I Curtailment-Turnkey-Standard Lighting Control | Medium Industrial | Retail Trade | Winter Evening | % of Load | 1 | 2026 | 9.7803e-05
ENS | Preferred Plan | C&I Curtailment | C&I Curtailment-Turnkey-Standard Lighting Control | Medium Industrial | Services | Winter Evening | % of Load | 1 | 2026 | 4.5035e-06
ENS | Preferred Plan | C&I Curtailment | C&I Curtailment-Turnkey-Water Heating Control | Medium Industrial | Miscellaneous | Winter Evening | % of Load | 1 | 2026 | 2.3876e-05
ENS | Preferred Plan | C&I Curtailment | C&I Curtailment-Turnkey-Water Heating Control | Medium Industrial | Offices | Winter Evening | % of Load | 1 | 2026 | 1.5644e-07
ENS | Preferred Plan | C&I Curtailment | C&I Curtailment-Turnkey-Water Heating Control | Medium Industrial | Retail Trade | Winter Evening | % of Load | 1 | 2026 | 1.2193e-05
ENS | Preferred Plan | C&I Curtailment | C&I Curtailment-Turnkey-Water Heating Control | Medium Industrial | Services | Winter Evening | % of Load | 1 | 2026 | 5.6145e-07
ENS | Preferred Plan | C&I Curtailment | C&I Curtailment-Turnkey-Other | Medium Industrial | Miscellaneous | Winter Evening | % of Load | 1 | 2026 | 0.00037231
ENS | Preferred Plan | C&I Curtailment | C&I Curtailment-Turnkey-Other | Medium Industrial | Offices | Winter Evening | % of Load | 1 | 2026 | 2.9503e-06
ENS | Preferred Plan | C&I Curtailment | C&I Curtailment-Turnkey-Other | Medium Industrial | Retail Trade | Winter Evening | % of Load | 1 | 2026 | 0.00013486
ENS | Preferred Plan | C&I Curtailment | C&I Curtailment-Turnkey-Other | Medium Industrial | Services | Winter Evening | % of Load | 1 | 2026 | 6.2098e-06
ENS | Preferred Plan | C&I Curtailment | C&I Curtailment-Turnkey-Manual HVAC Control | Large Industrial | Miscellaneous | Winter Morning | % of Load | 1 | 2026 | 2.4552e-05
ENS | Preferred Plan | C&I Curtailment | C&I Curtailment-Turnkey-Auto-DR HVAC Control | Large Industrial | Miscellaneous | Winter Morning | % of Load | 1 | 2026 | 7.7594e-07
ENS | Preferred Plan | C&I Curtailment | C&I Curtailment-Turnkey-Standard Lighting Control | Large Industrial | Miscellaneous | Winter Morning | % of Load | 1 | 2026 | 1.071e-05
ENS | Preferred Plan | C&I Curtailment | C&I Curtailment-Turnkey-Water Heating Control | Large Industrial | Miscellaneous | Winter Morning | % of Load | 1 | 2026 | 4.9454e-07
ENS | Preferred Plan | C&I Curtailment | C&I Curtailment-Turnkey-Other | Large Industrial | Miscellaneous | Winter Morning | % of Load | 1 | 2026 | 1.0689e-05
ENS | Preferred Plan | C&I Curtailment | C&I Curtailment-Turnkey-Industrial | Large Industrial | Manufacturing | Winter Morning | % of Load | 1 | 2026 | 2.1336e-06
ENS | Preferred Plan | C&I Curtailment | C&I Curtailment-Turnkey-Manual HVAC Control | Large Industrial | Miscellaneous | Winter Evening | % of Load | 1 | 2026 | 2.1618e-05
ENS | Preferred Plan | C&I Curtailment | C&I Curtailment-Turnkey-Auto-DR HVAC Control | Large Industrial | Miscellaneous | Winter Evening | % of Load | 1 | 2026 | 6.8322e-07
ENS | Preferred Plan | C&I Curtailment | C&I Curtailment-Turnkey-Standard Lighting Control | Large Industrial | Miscellaneous | Winter Evening | % of Load | 1 | 2026 | 9.43e-06
ENS | Preferred Plan | C&I Curtailment | C&I Curtailment-Turnkey-Water Heating Control | Large Industrial | Miscellaneous | Winter Evening | % of Load | 1 | 2026 | 4.3544e-07
ENS | Preferred Plan | C&I Curtailment | C&I Curtailment-Turnkey-Other | Large Industrial | Miscellaneous | Winter Evening | % of Load | 1 | 2026 | 9.4117e-06
ENS | Preferred Plan | C&I Curtailment | C&I Curtailment-Turnkey-Industrial | Large Industrial | Manufacturing | Winter Evening | % of Load | 1 | 2026 | 1.8787e-06
ENS | Preferred Plan | C&I Loadshift to BUGs | C&I Loadshift to BUGs | Large General | Miscellaneous | Winter Morning | % of Load | 1 | 2026 | 0.0024586
ENS | Preferred Plan | C&I Loadshift to BUGs | C&I Loadshift to BUGs | Large General | Miscellaneous | Winter Evening | % of Load | 1 | 2026 | 0.0018732
ENS | Preferred Plan | C&I Loadshift to BUGs | C&I Loadshift to BUGs | Small Industrial | Miscellaneous | Winter Morning | % of Load | 1 | 2026 | 0.00065525
ENS | Preferred Plan | C&I Loadshift to BUGs | C&I Loadshift to BUGs | Small Industrial | Miscellaneous | Winter Evening | % of Load | 1 | 2026 | 0.00079676
ENS | Preferred Plan | C&I Loadshift to BUGs | C&I Loadshift to BUGs | Medium Industrial | Manufacturing | Winter Morning | % of Load | 1 | 2026 | 0.00046491
ENS | Preferred Plan | C&I Loadshift to BUGs | C&I Loadshift to BUGs | Medium Industrial | Miscellaneous | Winter Morning | % of Load | 1 | 2026 | 0.0020177
ENS | Preferred Plan | C&I Loadshift to BUGs | C&I Loadshift to BUGs | Medium Industrial | Manufacturing | Winter Evening | % of Load | 1 | 2026 | 0.00039836
ENS | Preferred Plan | C&I Loadshift to BUGs | C&I Loadshift to BUGs | Medium Industrial | Miscellaneous | Winter Evening | % of Load | 1 | 2026 | 0.0017289
ENS | Preferred Plan | Dynamic Pricing | Dynamic Pricing with enabling tech. | Small General | Manufacturing | Winter Morning | % of Load | 1 | 2026 | 2.3535e-06
ENS | Preferred Plan | Dynamic Pricing | Dynamic Pricing with enabling tech. | Small General | Manufacturing | Winter Evening | % of Load | 1 | 2026 | 2.4198e-06
ENS | Preferred Plan | Dynamic Pricing | Dynamic Pricing with enabling tech. | Residential Charitable | Residential LI | Winter Morning | % of Load | 1 | 2026 | 6.5599e-05
ENS | Preferred Plan | Dynamic Pricing | Dynamic Pricing with enabling tech. | Residential Charitable | Residential Market Rate | Winter Morning | % of Load | 1 | 2026 | 0.00037217
ENS | Preferred Plan | Dynamic Pricing | Dynamic Pricing w/o enabling tech. | Residential Charitable | Residential LI | Winter Morning | % of Load | 1 | 2026 | 0.0011678
ENS | Preferred Plan | Dynamic Pricing | Dynamic Pricing w/o enabling tech. | Residential Charitable | Residential Market Rate | Winter Morning | % of Load | 1 | 2026 | 0.0066255
ENS | Preferred Plan | Dynamic Pricing | Dynamic Pricing with enabling tech. | Residential Charitable | Residential LI | Winter Evening | % of Load | 1 | 2026 | 6.6148e-05
ENS | Preferred Plan | Dynamic Pricing | Dynamic Pricing with enabling tech. | Residential Charitable | Residential Market Rate | Winter Evening | % of Load | 1 | 2026 | 0.00037529
ENS | Preferred Plan | Dynamic Pricing | Dynamic Pricing w/o enabling tech. | Residential Charitable | Residential LI | Winter Evening | % of Load | 1 | 2026 | 0.0011776
ENS | Preferred Plan | Dynamic Pricing | Dynamic Pricing w/o enabling tech. | Residential Charitable | Residential Market Rate | Winter Evening | % of Load | 1 | 2026 | 0.0066809
ENS | Preferred Plan | BTM Battery Control | BTM Battery Control-BYOB | Residential Charitable | Residential Market Rate | Winter Morning | % of Load | 0 | 2026 | 8.6311e-05
ENS | Preferred Plan | BTM Battery Control | BTM Battery Control-BYOB | Residential Charitable | Residential Market Rate | Winter Evening | % of Load | 0 | 2026 | 9.8532e-05
ENS | Preferred Plan | EV Charging Control | EV Charging Control | EV Res LDV | EV | Winter Morning | % of Load | 0 | 2026 | 2.3797e-06
ENS | Preferred Plan | EV Charging Control | EV Charging Control | EV Res LDV | EV | Winter Evening | % of Load | 0 | 2026 | 2.527e-05
ENS | Preferred Plan | EV Charging Control | EV Charging Control | EV Com LDV | EV | Winter Morning | % of Load | 0 | 2026 | 8.3315e-07
ENS | Preferred Plan | EV Charging Control | EV Charging Control | EV Com LDV | EV | Winter Evening | % of Load | 0 | 2026 | 8.8471e-06
ENS | Preferred Plan | Behavioral DR | Behavioral DR | Residential Charitable | Residential LI | Winter Morning | % of Load | 1 | 2026 | 3.4921e-05
ENS | Preferred Plan | Behavioral DR | Behavioral DR | Residential Charitable | Residential Market Rate | Winter Morning | % of Load | 1 | 2026 | 0.00019888
ENS | Preferred Plan | Behavioral DR | Behavioral DR | Residential Charitable | Residential LI | Winter Evening | % of Load | 1 | 2026 | 3.5213e-05
ENS | Preferred Plan | Behavioral DR | Behavioral DR | Residential Charitable | Residential Market Rate | Winter Evening | % of Load | 1 | 2026 | 0.00020054
ENS | Preferred Plan | Time-of-Use Rates (TOU) | Time-of-Use Rates (TOU) | Residential Charitable | Residential LI | Winter Morning | % of Load | 0 | 2026 | 0.00030374
ENS | Preferred Plan | Time-of-Use Rates (TOU) | Time-of-Use Rates (TOU) | Residential Charitable | Residential Market Rate | Winter Morning | % of Load | 0 | 2026 | 0.0017298
ENS | Preferred Plan | Time-of-Use Rates (TOU) | Time-of-Use Rates (TOU) | Residential Charitable | Residential LI | Winter Evening | % of Load | 0 | 2026 | 0.00030628
ENS | Preferred Plan | Time-of-Use Rates (TOU) | Time-of-Use Rates (TOU) | Residential Charitable | Residential Market Rate | Winter Evening | % of Load | 0 | 2026 | 0.0017443
ENS | Preferred Plan | DLC-Thermostat | DLC-Thermostat-BYOT-Central Heat Pump | Residential Charitable | Residential LI | Winter Morning | % of Load | 0 | 2027 | 2.3251e-05
ENS | Preferred Plan | DLC-Thermostat | DLC-Thermostat-BYOT-Central Heat Pump | Residential Charitable | Residential Market Rate | Winter Morning | % of Load | 0 | 2027 | 0.00014228
ENS | Preferred Plan | DLC-Thermostat | DLC-Thermostat-DI-Baseboard Heating | Residential Charitable | Residential LI | Winter Morning | % of Load | 0 | 2027 | 0.00011876
ENS | Preferred Plan | DLC-Thermostat | DLC-Thermostat-DI-Baseboard Heating | Residential Charitable | Residential Market Rate | Winter Morning | % of Load | 0 | 2027 | 0.0011305
ENS | Preferred Plan | DLC-Thermostat | DLC-Thermostat-BYOT-Baseboard Heating | Residential Charitable | Residential LI | Winter Morning | % of Load | 0 | 2027 | 1.3882e-05
ENS | Preferred Plan | DLC-Thermostat | DLC-Thermostat-BYOT-Baseboard Heating | Residential Charitable | Residential Market Rate | Winter Morning | % of Load | 0 | 2027 | 0.00013214
ENS | Preferred Plan | DLC-Thermostat | DLC-Thermostat-DI-MSHP | Residential Charitable | Residential LI | Winter Morning | % of Load | 0 | 2027 | 6.8816e-05
ENS | Preferred Plan | DLC-Thermostat | DLC-Thermostat-DI-MSHP | Residential Charitable | Residential Market Rate | Winter Morning | % of Load | 0 | 2027 | 0.00065506
ENS | Preferred Plan | DLC-Thermostat | DLC-Thermostat-BYOT-MSHP | Residential Charitable | Residential LI | Winter Morning | % of Load | 0 | 2027 | 6.2195e-06
ENS | Preferred Plan | DLC-Thermostat | DLC-Thermostat-BYOT-MSHP | Residential Charitable | Residential Market Rate | Winter Morning | % of Load | 0 | 2027 | 5.9203e-05
ENS | Preferred Plan | DLC-Thermostat | DLC-Thermostat-BYOT-Central Heat Pump | Residential Charitable | Residential LI | Winter Evening | % of Load | 0 | 2027 | 2.0725e-05
ENS | Preferred Plan | DLC-Thermostat | DLC-Thermostat-BYOT-Central Heat Pump | Residential Charitable | Residential Market Rate | Winter Evening | % of Load | 0 | 2027 | 0.00012682
ENS | Preferred Plan | DLC-Thermostat | DLC-Thermostat-DI-Baseboard Heating | Residential Charitable | Residential LI | Winter Evening | % of Load | 0 | 2027 | 0.00010586
ENS | Preferred Plan | DLC-Thermostat | DLC-Thermostat-DI-Baseboard Heating | Residential Charitable | Residential Market Rate | Winter Evening | % of Load | 0 | 2027 | 0.0010076
ENS | Preferred Plan | DLC-Thermostat | DLC-Thermostat-BYOT-Baseboard Heating | Residential Charitable | Residential LI | Winter Evening | % of Load | 0 | 2027 | 1.2373e-05
ENS | Preferred Plan | DLC-Thermostat | DLC-Thermostat-BYOT-Baseboard Heating | Residential Charitable | Residential Market Rate | Winter Evening | % of Load | 0 | 2027 | 0.00011778
ENS | Preferred Plan | DLC-Thermostat | DLC-Thermostat-DI-MSHP | Residential Charitable | Residential LI | Winter Evening | % of Load | 0 | 2027 | 6.1339e-05
ENS | Preferred Plan | DLC-Thermostat | DLC-Thermostat-DI-MSHP | Residential Charitable | Residential Market Rate | Winter Evening | % of Load | 0 | 2027 | 0.00058389
ENS | Preferred Plan | DLC-Thermostat | DLC-Thermostat-BYOT-MSHP | Residential Charitable | Residential LI | Winter Evening | % of Load | 0 | 2027 | 5.5437e-06
ENS | Preferred Plan | DLC-Thermostat | DLC-Thermostat-BYOT-MSHP | Residential Charitable | Residential Market Rate | Winter Evening | % of Load | 0 | 2027 | 5.2771e-05
ENS | Preferred Plan | DLC-Water Heating | DLC-Switch-Water Heating | Residential Charitable | Residential LI | Winter Morning | % of Load | 0 | 2027 | 7.3314e-05
ENS | Preferred Plan | DLC-Water Heating | DLC-Switch-Water Heating | Residential Charitable | Residential Market Rate | Winter Morning | % of Load | 0 | 2027 | 0.00083745
ENS | Preferred Plan | DLC-Water Heating | DLC-Switch-Water Heating | Residential Charitable | Residential LI | Winter Evening | % of Load | 0 | 2027 | 5.5233e-05
ENS | Preferred Plan | DLC-Water Heating | DLC-Switch-Water Heating | Residential Charitable | Residential Market Rate | Winter Evening | % of Load | 0 | 2027 | 0.00063091
ENS | Preferred Plan | C&I Curtailment | C&I Curtailment-Turnkey-Manual HVAC Control | General | Miscellaneous | Winter Morning | % of Load | 1 | 2027 | 0.00078869
ENS | Preferred Plan | C&I Curtailment | C&I Curtailment-Turnkey-Manual HVAC Control | General | Offices | Winter Morning | % of Load | 1 | 2027 | 5.2605e-05
ENS | Preferred Plan | C&I Curtailment | C&I Curtailment-Turnkey-Manual HVAC Control | General | Retail Trade | Winter Morning | % of Load | 1 | 2027 | 0.00018438
ENS | Preferred Plan | C&I Curtailment | C&I Curtailment-Turnkey-Manual HVAC Control | General | Services | Winter Morning | % of Load | 1 | 2027 | 0.0001192
ENS | Preferred Plan | C&I Curtailment | C&I Curtailment-Turnkey-Auto-DR HVAC Control | General | Miscellaneous | Winter Morning | % of Load | 1 | 2027 | 3.1306e-05
ENS | Preferred Plan | C&I Curtailment | C&I Curtailment-Turnkey-Auto-DR HVAC Control | General | Offices | Winter Morning | % of Load | 1 | 2027 | 2.0881e-06
ENS | Preferred Plan | C&I Curtailment | C&I Curtailment-Turnkey-Auto-DR HVAC Control | General | Retail Trade | Winter Morning | % of Load | 1 | 2027 | 7.319e-06
ENS | Preferred Plan | C&I Curtailment | C&I Curtailment-Turnkey-Auto-DR HVAC Control | General | Services | Winter Morning | % of Load | 1 | 2027 | 4.7316e-06
ENS | Preferred Plan | C&I Curtailment | C&I Curtailment-Turnkey-Standard Lighting Control | General | Miscellaneous | Winter Morning | % of Load | 1 | 2027 | 0.00032891
ENS | Preferred Plan | C&I Curtailment | C&I Curtailment-Turnkey-Standard Lighting Control | General | Offices | Winter Morning | % of Load | 1 | 2027 | 6.7865e-06
ENS | Preferred Plan | C&I Curtailment | C&I Curtailment-Turnkey-Standard Lighting Control | General | Retail Trade | Winter Morning | % of Load | 1 | 2027 | 7.4959e-05
ENS | Preferred Plan | C&I Curtailment | C&I Curtailment-Turnkey-Standard Lighting Control | General | Services | Winter Morning | % of Load | 1 | 2027 | 4.8504e-05
ENS | Preferred Plan | C&I Curtailment | C&I Curtailment-Turnkey-Water Heating Control | General | Miscellaneous | Winter Morning | % of Load | 1 | 2027 | 2.0158e-05
ENS | Preferred Plan | C&I Curtailment | C&I Curtailment-Turnkey-Water Heating Control | General | Offices | Winter Morning | % of Load | 1 | 2027 | 5.4028e-07
ENS | Preferred Plan | C&I Curtailment | C&I Curtailment-Turnkey-Water Heating Control | General | Retail Trade | Winter Morning | % of Load | 1 | 2027 | 1.0737e-05
ENS | Preferred Plan | C&I Curtailment | C&I Curtailment-Turnkey-Water Heating Control | General | Services | Winter Morning | % of Load | 1 | 2027 | 6.9354e-06
ENS | Preferred Plan | C&I Curtailment | C&I Curtailment-Turnkey-Other | General | Miscellaneous | Winter Morning | % of Load | 1 | 2027 | 0.00035954
ENS | Preferred Plan | C&I Curtailment | C&I Curtailment-Turnkey-Other | General | Offices | Winter Morning | % of Load | 1 | 2027 | 9.8632e-06
ENS | Preferred Plan | C&I Curtailment | C&I Curtailment-Turnkey-Other | General | Retail Trade | Winter Morning | % of Load | 1 | 2027 | 0.0001136
ENS | Preferred Plan | C&I Curtailment | C&I Curtailment-Turnkey-Other | General | Services | Winter Morning | % of Load | 1 | 2027 | 7.3426e-05
ENS | Preferred Plan | C&I Curtailment | C&I Curtailment-Turnkey-Manual HVAC Control | General | Miscellaneous | Winter Evening | % of Load | 1 | 2027 | 0.0008179
ENS | Preferred Plan | C&I Curtailment | C&I Curtailment-Turnkey-Manual HVAC Control | General | Offices | Winter Evening | % of Load | 1 | 2027 | 5.4553e-05
ENS | Preferred Plan | C&I Curtailment | C&I Curtailment-Turnkey-Manual HVAC Control | General | Retail Trade | Winter Evening | % of Load | 1 | 2027 | 0.00019121
ENS | Preferred Plan | C&I Curtailment | C&I Curtailment-Turnkey-Manual HVAC Control | General | Services | Winter Evening | % of Load | 1 | 2027 | 0.00012362
ENS | Preferred Plan | C&I Curtailment | C&I Curtailment-Turnkey-Auto-DR HVAC Control | General | Miscellaneous | Winter Evening | % of Load | 1 | 2027 | 3.2466e-05
ENS | Preferred Plan | C&I Curtailment | C&I Curtailment-Turnkey-Auto-DR HVAC Control | General | Offices | Winter Evening | % of Load | 1 | 2027 | 2.1654e-06
ENS | Preferred Plan | C&I Curtailment | C&I Curtailment-Turnkey-Auto-DR HVAC Control | General | Retail Trade | Winter Evening | % of Load | 1 | 2027 | 7.59e-06
ENS | Preferred Plan | C&I Curtailment | C&I Curtailment-Turnkey-Auto-DR HVAC Control | General | Services | Winter Evening | % of Load | 1 | 2027 | 4.9068e-06
ENS | Preferred Plan | C&I Curtailment | C&I Curtailment-Turnkey-Standard Lighting Control | General | Miscellaneous | Winter Evening | % of Load | 1 | 2027 | 0.00034109
ENS | Preferred Plan | C&I Curtailment | C&I Curtailment-Turnkey-Standard Lighting Control | General | Offices | Winter Evening | % of Load | 1 | 2027 | 7.0378e-06
ENS | Preferred Plan | C&I Curtailment | C&I Curtailment-Turnkey-Standard Lighting Control | General | Retail Trade | Winter Evening | % of Load | 1 | 2027 | 7.7735e-05
ENS | Preferred Plan | C&I Curtailment | C&I Curtailment-Turnkey-Standard Lighting Control | General | Services | Winter Evening | % of Load | 1 | 2027 | 5.03e-05
ENS | Preferred Plan | C&I Curtailment | C&I Curtailment-Turnkey-Water Heating Control | General | Miscellaneous | Winter Evening | % of Load | 1 | 2027 | 2.0904e-05
ENS | Preferred Plan | C&I Curtailment | C&I Curtailment-Turnkey-Water Heating Control | General | Offices | Winter Evening | % of Load | 1 | 2027 | 5.6029e-07
ENS | Preferred Plan | C&I Curtailment | C&I Curtailment-Turnkey-Water Heating Control | General | Retail Trade | Winter Evening | % of Load | 1 | 2027 | 1.1134e-05
ENS | Preferred Plan | C&I Curtailment | C&I Curtailment-Turnkey-Water Heating Control | General | Services | Winter Evening | % of Load | 1 | 2027 | 7.1922e-06
ENS | Preferred Plan | C&I Curtailment | C&I Curtailment-Turnkey-Other | General | Miscellaneous | Winter Evening | % of Load | 1 | 2027 | 0.00037286
ENS | Preferred Plan | C&I Curtailment | C&I Curtailment-Turnkey-Other | General | Offices | Winter Evening | % of Load | 1 | 2027 | 1.0228e-05
ENS | Preferred Plan | C&I Curtailment | C&I Curtailment-Turnkey-Other | General | Retail Trade | Winter Evening | % of Load | 1 | 2027 | 0.00011781
ENS | Preferred Plan | C&I Curtailment | C&I Curtailment-Turnkey-Other | General | Services | Winter Evening | % of Load | 1 | 2027 | 7.6145e-05
ENS | Preferred Plan | C&I Curtailment | C&I Curtailment-Turnkey-Manual HVAC Control | Large General | Miscellaneous | Winter Morning | % of Load | 1 | 2027 | 0.00063497
ENS | Preferred Plan | C&I Curtailment | C&I Curtailment-Turnkey-Manual HVAC Control | Large General | Retail Trade | Winter Morning | % of Load | 1 | 2027 | 2.711e-05
ENS | Preferred Plan | C&I Curtailment | C&I Curtailment-Turnkey-Manual HVAC Control | Large General | Services | Winter Morning | % of Load | 1 | 2027 | 4.3414e-05
ENS | Preferred Plan | C&I Curtailment | C&I Curtailment-Turnkey-Auto-DR HVAC Control | Large General | Miscellaneous | Winter Morning | % of Load | 1 | 2027 | 2.5205e-05
ENS | Preferred Plan | C&I Curtailment | C&I Curtailment-Turnkey-Auto-DR HVAC Control | Large General | Retail Trade | Winter Morning | % of Load | 1 | 2027 | 1.0761e-06
ENS | Preferred Plan | C&I Curtailment | C&I Curtailment-Turnkey-Auto-DR HVAC Control | Large General | Services | Winter Morning | % of Load | 1 | 2027 | 1.7233e-06
ENS | Preferred Plan | C&I Curtailment | C&I Curtailment-Turnkey-Standard Lighting Control | Large General | Miscellaneous | Winter Morning | % of Load | 1 | 2027 | 0.00027496
ENS | Preferred Plan | C&I Curtailment | C&I Curtailment-Turnkey-Standard Lighting Control | Large General | Retail Trade | Winter Morning | % of Load | 1 | 2027 | 1.0971e-05
ENS | Preferred Plan | C&I Curtailment | C&I Curtailment-Turnkey-Standard Lighting Control | Large General | Services | Winter Morning | % of Load | 1 | 2027 | 1.7569e-05
ENS | Preferred Plan | C&I Curtailment | C&I Curtailment-Turnkey-Water Heating Control | Large General | Miscellaneous | Winter Morning | % of Load | 1 | 2027 | 1.3009e-05
ENS | Preferred Plan | C&I Curtailment | C&I Curtailment-Turnkey-Water Heating Control | Large General | Retail Trade | Winter Morning | % of Load | 1 | 2027 | 1.585e-06
ENS | Preferred Plan | C&I Curtailment | C&I Curtailment-Turnkey-Water Heating Control | Large General | Services | Winter Morning | % of Load | 1 | 2027 | 2.5382e-06
ENS | Preferred Plan | C&I Curtailment | C&I Curtailment-Turnkey-Other | Large General | Miscellaneous | Winter Morning | % of Load | 1 | 2027 | 0.00028068
ENS | Preferred Plan | C&I Curtailment | C&I Curtailment-Turnkey-Other | Large General | Retail Trade | Winter Morning | % of Load | 1 | 2027 | 1.6717e-05
ENS | Preferred Plan | C&I Curtailment | C&I Curtailment-Turnkey-Other | Large General | Services | Winter Morning | % of Load | 1 | 2027 | 2.677e-05
ENS | Preferred Plan | C&I Curtailment | C&I Curtailment-Turnkey-Manual HVAC Control | Large General | Miscellaneous | Winter Evening | % of Load | 1 | 2027 | 0.00048376
ENS | Preferred Plan | C&I Curtailment | C&I Curtailment-Turnkey-Manual HVAC Control | Large General | Retail Trade | Winter Evening | % of Load | 1 | 2027 | 2.0654e-05
ENS | Preferred Plan | C&I Curtailment | C&I Curtailment-Turnkey-Manual HVAC Control | Large General | Services | Winter Evening | % of Load | 1 | 2027 | 3.3075e-05
ENS | Preferred Plan | C&I Curtailment | C&I Curtailment-Turnkey-Auto-DR HVAC Control | Large General | Miscellaneous | Winter Evening | % of Load | 1 | 2027 | 1.9202e-05
ENS | Preferred Plan | C&I Curtailment | C&I Curtailment-Turnkey-Auto-DR HVAC Control | Large General | Retail Trade | Winter Evening | % of Load | 1 | 2027 | 8.1984e-07
ENS | Preferred Plan | C&I Curtailment | C&I Curtailment-Turnkey-Auto-DR HVAC Control | Large General | Services | Winter Evening | % of Load | 1 | 2027 | 1.3129e-06
ENS | Preferred Plan | C&I Curtailment | C&I Curtailment-Turnkey-Standard Lighting Control | Large General | Miscellaneous | Winter Evening | % of Load | 1 | 2027 | 0.00020948
ENS | Preferred Plan | C&I Curtailment | C&I Curtailment-Turnkey-Standard Lighting Control | Large General | Retail Trade | Winter Evening | % of Load | 1 | 2027 | 8.3583e-06
ENS | Preferred Plan | C&I Curtailment | C&I Curtailment-Turnkey-Standard Lighting Control | Large General | Services | Winter Evening | % of Load | 1 | 2027 | 1.3385e-05
ENS | Preferred Plan | C&I Curtailment | C&I Curtailment-Turnkey-Water Heating Control | Large General | Miscellaneous | Winter Evening | % of Load | 1 | 2027 | 9.911e-06
ENS | Preferred Plan | C&I Curtailment | C&I Curtailment-Turnkey-Water Heating Control | Large General | Retail Trade | Winter Evening | % of Load | 1 | 2027 | 1.2075e-06
ENS | Preferred Plan | C&I Curtailment | C&I Curtailment-Turnkey-Water Heating Control | Large General | Services | Winter Evening | % of Load | 1 | 2027 | 1.9337e-06
ENS | Preferred Plan | C&I Curtailment | C&I Curtailment-Turnkey-Other | Large General | Miscellaneous | Winter Evening | % of Load | 1 | 2027 | 0.00021384
ENS | Preferred Plan | C&I Curtailment | C&I Curtailment-Turnkey-Other | Large General | Retail Trade | Winter Evening | % of Load | 1 | 2027 | 1.2736e-05
ENS | Preferred Plan | C&I Curtailment | C&I Curtailment-Turnkey-Other | Large General | Services | Winter Evening | % of Load | 1 | 2027 | 2.0395e-05
ENS | Preferred Plan | C&I Curtailment | C&I Curtailment-Turnkey-Manual HVAC Control | Small Industrial | Miscellaneous | Winter Morning | % of Load | 1 | 2027 | 0.00010598
ENS | Preferred Plan | C&I Curtailment | C&I Curtailment-Turnkey-Manual HVAC Control | Small Industrial | Offices | Winter Morning | % of Load | 1 | 2027 | 1.3342e-06
ENS | Preferred Plan | C&I Curtailment | C&I Curtailment-Turnkey-Manual HVAC Control | Small Industrial | Retail Trade | Winter Morning | % of Load | 1 | 2027 | 4.5524e-06
ENS | Preferred Plan | C&I Curtailment | C&I Curtailment-Turnkey-Manual HVAC Control | Small Industrial | Services | Winter Morning | % of Load | 1 | 2027 | 1.4382e-06
ENS | Preferred Plan | C&I Curtailment | C&I Curtailment-Turnkey-Auto-DR HVAC Control | Small Industrial | Miscellaneous | Winter Morning | % of Load | 1 | 2027 | 4.2069e-06
ENS | Preferred Plan | C&I Curtailment | C&I Curtailment-Turnkey-Auto-DR HVAC Control | Small Industrial | Offices | Winter Morning | % of Load | 1 | 2027 | 5.2958e-08
ENS | Preferred Plan | C&I Curtailment | C&I Curtailment-Turnkey-Auto-DR HVAC Control | Small Industrial | Retail Trade | Winter Morning | % of Load | 1 | 2027 | 1.807e-07
ENS | Preferred Plan | C&I Curtailment | C&I Curtailment-Turnkey-Auto-DR HVAC Control | Small Industrial | Services | Winter Morning | % of Load | 1 | 2027 | 5.7089e-08
ENS | Preferred Plan | C&I Curtailment | C&I Curtailment-Turnkey-Standard Lighting Control | Small Industrial | Miscellaneous | Winter Morning | % of Load | 1 | 2027 | 3.3326e-05
ENS | Preferred Plan | C&I Curtailment | C&I Curtailment-Turnkey-Standard Lighting Control | Small Industrial | Offices | Winter Morning | % of Load | 1 | 2027 | 1.8276e-07
ENS | Preferred Plan | C&I Curtailment | C&I Curtailment-Turnkey-Standard Lighting Control | Small Industrial | Retail Trade | Winter Morning | % of Load | 1 | 2027 | 1.9609e-06
ENS | Preferred Plan | C&I Curtailment | C&I Curtailment-Turnkey-Standard Lighting Control | Small Industrial | Services | Winter Morning | % of Load | 1 | 2027 | 6.195e-07
ENS | Preferred Plan | C&I Curtailment | C&I Curtailment-Turnkey-Water Heating Control | Small Industrial | Miscellaneous | Winter Morning | % of Load | 1 | 2027 | 2.5788e-06
ENS | Preferred Plan | C&I Curtailment | C&I Curtailment-Turnkey-Water Heating Control | Small Industrial | Offices | Winter Morning | % of Load | 1 | 2027 | 1.3331e-08
ENS | Preferred Plan | C&I Curtailment | C&I Curtailment-Turnkey-Water Heating Control | Small Industrial | Retail Trade | Winter Morning | % of Load | 1 | 2027 | 2.5109e-07
ENS | Preferred Plan | C&I Curtailment | C&I Curtailment-Turnkey-Water Heating Control | Small Industrial | Services | Winter Morning | % of Load | 1 | 2027 | 7.9324e-08
ENS | Preferred Plan | C&I Curtailment | C&I Curtailment-Turnkey-Other | Small Industrial | Miscellaneous | Winter Morning | % of Load | 1 | 2027 | 4.0053e-05
ENS | Preferred Plan | C&I Curtailment | C&I Curtailment-Turnkey-Other | Small Industrial | Offices | Winter Morning | % of Load | 1 | 2027 | 2.5159e-07
ENS | Preferred Plan | C&I Curtailment | C&I Curtailment-Turnkey-Other | Small Industrial | Retail Trade | Winter Morning | % of Load | 1 | 2027 | 2.7726e-06
ENS | Preferred Plan | C&I Curtailment | C&I Curtailment-Turnkey-Other | Small Industrial | Services | Winter Morning | % of Load | 1 | 2027 | 8.7594e-07
ENS | Preferred Plan | C&I Curtailment | C&I Curtailment-Turnkey-Industrial | Small Industrial | Manufacturing | Winter Morning | % of Load | 1 | 2027 | 9.6912e-06
ENS | Preferred Plan | C&I Curtailment | C&I Curtailment-Turnkey-Manual HVAC Control | Small Industrial | Miscellaneous | Winter Evening | % of Load | 1 | 2027 | 0.00012886
ENS | Preferred Plan | C&I Curtailment | C&I Curtailment-Turnkey-Manual HVAC Control | Small Industrial | Offices | Winter Evening | % of Load | 1 | 2027 | 1.6222e-06
ENS | Preferred Plan | C&I Curtailment | C&I Curtailment-Turnkey-Manual HVAC Control | Small Industrial | Retail Trade | Winter Evening | % of Load | 1 | 2027 | 5.5352e-06
ENS | Preferred Plan | C&I Curtailment | C&I Curtailment-Turnkey-Manual HVAC Control | Small Industrial | Services | Winter Evening | % of Load | 1 | 2027 | 1.7487e-06
ENS | Preferred Plan | C&I Curtailment | C&I Curtailment-Turnkey-Auto-DR HVAC Control | Small Industrial | Miscellaneous | Winter Evening | % of Load | 1 | 2027 | 5.115e-06
ENS | Preferred Plan | C&I Curtailment | C&I Curtailment-Turnkey-Auto-DR HVAC Control | Small Industrial | Offices | Winter Evening | % of Load | 1 | 2027 | 6.439e-08
ENS | Preferred Plan | C&I Curtailment | C&I Curtailment-Turnkey-Auto-DR HVAC Control | Small Industrial | Retail Trade | Winter Evening | % of Load | 1 | 2027 | 2.1971e-07
ENS | Preferred Plan | C&I Curtailment | C&I Curtailment-Turnkey-Auto-DR HVAC Control | Small Industrial | Services | Winter Evening | % of Load | 1 | 2027 | 6.9414e-08
ENS | Preferred Plan | C&I Curtailment | C&I Curtailment-Turnkey-Standard Lighting Control | Small Industrial | Miscellaneous | Winter Evening | % of Load | 1 | 2027 | 4.052e-05
ENS | Preferred Plan | C&I Curtailment | C&I Curtailment-Turnkey-Standard Lighting Control | Small Industrial | Offices | Winter Evening | % of Load | 1 | 2027 | 2.2222e-07
ENS | Preferred Plan | C&I Curtailment | C&I Curtailment-Turnkey-Standard Lighting Control | Small Industrial | Retail Trade | Winter Evening | % of Load | 1 | 2027 | 2.3842e-06
ENS | Preferred Plan | C&I Curtailment | C&I Curtailment-Turnkey-Standard Lighting Control | Small Industrial | Services | Winter Evening | % of Load | 1 | 2027 | 7.5323e-07
ENS | Preferred Plan | C&I Curtailment | C&I Curtailment-Turnkey-Water Heating Control | Small Industrial | Miscellaneous | Winter Evening | % of Load | 1 | 2027 | 3.1355e-06
ENS | Preferred Plan | C&I Curtailment | C&I Curtailment-Turnkey-Water Heating Control | Small Industrial | Offices | Winter Evening | % of Load | 1 | 2027 | 1.6208e-08
ENS | Preferred Plan | C&I Curtailment | C&I Curtailment-Turnkey-Water Heating Control | Small Industrial | Retail Trade | Winter Evening | % of Load | 1 | 2027 | 3.0529e-07
ENS | Preferred Plan | C&I Curtailment | C&I Curtailment-Turnkey-Water Heating Control | Small Industrial | Services | Winter Evening | % of Load | 1 | 2027 | 9.6449e-08
ENS | Preferred Plan | C&I Curtailment | C&I Curtailment-Turnkey-Other | Small Industrial | Miscellaneous | Winter Evening | % of Load | 1 | 2027 | 4.8699e-05
ENS | Preferred Plan | C&I Curtailment | C&I Curtailment-Turnkey-Other | Small Industrial | Offices | Winter Evening | % of Load | 1 | 2027 | 3.059e-07
ENS | Preferred Plan | C&I Curtailment | C&I Curtailment-Turnkey-Other | Small Industrial | Retail Trade | Winter Evening | % of Load | 1 | 2027 | 3.3712e-06
ENS | Preferred Plan | C&I Curtailment | C&I Curtailment-Turnkey-Other | Small Industrial | Services | Winter Evening | % of Load | 1 | 2027 | 1.065e-06
ENS | Preferred Plan | C&I Curtailment | C&I Curtailment-Turnkey-Industrial | Small Industrial | Manufacturing | Winter Evening | % of Load | 1 | 2027 | 1.1783e-05
ENS | Preferred Plan | C&I Curtailment | C&I Curtailment-Turnkey-Manual HVAC Control | Medium Industrial | Miscellaneous | Winter Morning | % of Load | 1 | 2027 | 0.0020297
ENS | Preferred Plan | C&I Curtailment | C&I Curtailment-Turnkey-Manual HVAC Control | Medium Industrial | Offices | Winter Morning | % of Load | 1 | 2027 | 3.2163e-05
ENS | Preferred Plan | C&I Curtailment | C&I Curtailment-Turnkey-Manual HVAC Control | Medium Industrial | Retail Trade | Winter Morning | % of Load | 1 | 2027 | 0.00045612
ENS | Preferred Plan | C&I Curtailment | C&I Curtailment-Turnkey-Manual HVAC Control | Medium Industrial | Services | Winter Morning | % of Load | 1 | 2027 | 2.1003e-05
ENS | Preferred Plan | C&I Curtailment | C&I Curtailment-Turnkey-Auto-DR HVAC Control | Medium Industrial | Miscellaneous | Winter Morning | % of Load | 1 | 2027 | 8.0567e-05
ENS | Preferred Plan | C&I Curtailment | C&I Curtailment-Turnkey-Auto-DR HVAC Control | Medium Industrial | Offices | Winter Morning | % of Load | 1 | 2027 | 1.2767e-06
ENS | Preferred Plan | C&I Curtailment | C&I Curtailment-Turnkey-Auto-DR HVAC Control | Medium Industrial | Retail Trade | Winter Morning | % of Load | 1 | 2027 | 1.8105e-05
ENS | Preferred Plan | C&I Curtailment | C&I Curtailment-Turnkey-Auto-DR HVAC Control | Medium Industrial | Services | Winter Morning | % of Load | 1 | 2027 | 8.3369e-07
ENS | Preferred Plan | C&I Curtailment | C&I Curtailment-Turnkey-Standard Lighting Control | Medium Industrial | Miscellaneous | Winter Morning | % of Load | 1 | 2027 | 0.00063824
ENS | Preferred Plan | C&I Curtailment | C&I Curtailment-Turnkey-Standard Lighting Control | Medium Industrial | Offices | Winter Morning | % of Load | 1 | 2027 | 4.406e-06
ENS | Preferred Plan | C&I Curtailment | C&I Curtailment-Turnkey-Standard Lighting Control | Medium Industrial | Retail Trade | Winter Morning | % of Load | 1 | 2027 | 0.00019647
ENS | Preferred Plan | C&I Curtailment | C&I Curtailment-Turnkey-Standard Lighting Control | Medium Industrial | Services | Winter Morning | % of Load | 1 | 2027 | 9.0467e-06
ENS | Preferred Plan | C&I Curtailment | C&I Curtailment-Turnkey-Water Heating Control | Medium Industrial | Miscellaneous | Winter Morning | % of Load | 1 | 2027 | 4.9387e-05
ENS | Preferred Plan | C&I Curtailment | C&I Curtailment-Turnkey-Water Heating Control | Medium Industrial | Offices | Winter Morning | % of Load | 1 | 2027 | 3.2137e-07
ENS | Preferred Plan | C&I Curtailment | C&I Curtailment-Turnkey-Water Heating Control | Medium Industrial | Retail Trade | Winter Morning | % of Load | 1 | 2027 | 2.5157e-05
ENS | Preferred Plan | C&I Curtailment | C&I Curtailment-Turnkey-Water Heating Control | Medium Industrial | Services | Winter Morning | % of Load | 1 | 2027 | 1.1584e-06
ENS | Preferred Plan | C&I Curtailment | C&I Curtailment-Turnkey-Other | Medium Industrial | Miscellaneous | Winter Morning | % of Load | 1 | 2027 | 0.00076707
ENS | Preferred Plan | C&I Curtailment | C&I Curtailment-Turnkey-Other | Medium Industrial | Offices | Winter Morning | % of Load | 1 | 2027 | 6.0651e-06
ENS | Preferred Plan | C&I Curtailment | C&I Curtailment-Turnkey-Other | Medium Industrial | Retail Trade | Winter Morning | % of Load | 1 | 2027 | 0.0002778
ENS | Preferred Plan | C&I Curtailment | C&I Curtailment-Turnkey-Other | Medium Industrial | Services | Winter Morning | % of Load | 1 | 2027 | 1.2792e-05
ENS | Preferred Plan | C&I Curtailment | C&I Curtailment-Turnkey-Manual HVAC Control | Medium Industrial | Miscellaneous | Winter Evening | % of Load | 1 | 2027 | 0.001739
ENS | Preferred Plan | C&I Curtailment | C&I Curtailment-Turnkey-Manual HVAC Control | Medium Industrial | Offices | Winter Evening | % of Load | 1 | 2027 | 2.7557e-05
ENS | Preferred Plan | C&I Curtailment | C&I Curtailment-Turnkey-Manual HVAC Control | Medium Industrial | Retail Trade | Winter Evening | % of Load | 1 | 2027 | 0.0003908
ENS | Preferred Plan | C&I Curtailment | C&I Curtailment-Turnkey-Manual HVAC Control | Medium Industrial | Services | Winter Evening | % of Load | 1 | 2027 | 1.7995e-05
ENS | Preferred Plan | C&I Curtailment | C&I Curtailment-Turnkey-Auto-DR HVAC Control | Medium Industrial | Miscellaneous | Winter Evening | % of Load | 1 | 2027 | 6.903e-05
ENS | Preferred Plan | C&I Curtailment | C&I Curtailment-Turnkey-Auto-DR HVAC Control | Medium Industrial | Offices | Winter Evening | % of Load | 1 | 2027 | 1.0939e-06
ENS | Preferred Plan | C&I Curtailment | C&I Curtailment-Turnkey-Auto-DR HVAC Control | Medium Industrial | Retail Trade | Winter Evening | % of Load | 1 | 2027 | 1.5512e-05
ENS | Preferred Plan | C&I Curtailment | C&I Curtailment-Turnkey-Auto-DR HVAC Control | Medium Industrial | Services | Winter Evening | % of Load | 1 | 2027 | 7.143e-07
ENS | Preferred Plan | C&I Curtailment | C&I Curtailment-Turnkey-Standard Lighting Control | Medium Industrial | Miscellaneous | Winter Evening | % of Load | 1 | 2027 | 0.00054684
ENS | Preferred Plan | C&I Curtailment | C&I Curtailment-Turnkey-Standard Lighting Control | Medium Industrial | Offices | Winter Evening | % of Load | 1 | 2027 | 3.775e-06
ENS | Preferred Plan | C&I Curtailment | C&I Curtailment-Turnkey-Standard Lighting Control | Medium Industrial | Retail Trade | Winter Evening | % of Load | 1 | 2027 | 0.00016833
ENS | Preferred Plan | C&I Curtailment | C&I Curtailment-Turnkey-Standard Lighting Control | Medium Industrial | Services | Winter Evening | % of Load | 1 | 2027 | 7.7511e-06
ENS | Preferred Plan | C&I Curtailment | C&I Curtailment-Turnkey-Water Heating Control | Medium Industrial | Miscellaneous | Winter Evening | % of Load | 1 | 2027 | 4.2314e-05
ENS | Preferred Plan | C&I Curtailment | C&I Curtailment-Turnkey-Water Heating Control | Medium Industrial | Offices | Winter Evening | % of Load | 1 | 2027 | 2.7535e-07
ENS | Preferred Plan | C&I Curtailment | C&I Curtailment-Turnkey-Water Heating Control | Medium Industrial | Retail Trade | Winter Evening | % of Load | 1 | 2027 | 2.1554e-05
ENS | Preferred Plan | C&I Curtailment | C&I Curtailment-Turnkey-Water Heating Control | Medium Industrial | Services | Winter Evening | % of Load | 1 | 2027 | 9.9251e-07
ENS | Preferred Plan | C&I Curtailment | C&I Curtailment-Turnkey-Other | Medium Industrial | Miscellaneous | Winter Evening | % of Load | 1 | 2027 | 0.00065722
ENS | Preferred Plan | C&I Curtailment | C&I Curtailment-Turnkey-Other | Medium Industrial | Offices | Winter Evening | % of Load | 1 | 2027 | 5.1966e-06
ENS | Preferred Plan | C&I Curtailment | C&I Curtailment-Turnkey-Other | Medium Industrial | Retail Trade | Winter Evening | % of Load | 1 | 2027 | 0.00023801
ENS | Preferred Plan | C&I Curtailment | C&I Curtailment-Turnkey-Other | Medium Industrial | Services | Winter Evening | % of Load | 1 | 2027 | 1.096e-05
ENS | Preferred Plan | C&I Curtailment | C&I Curtailment-Turnkey-Manual HVAC Control | Large Industrial | Miscellaneous | Winter Morning | % of Load | 1 | 2027 | 4.2666e-05
ENS | Preferred Plan | C&I Curtailment | C&I Curtailment-Turnkey-Auto-DR HVAC Control | Large Industrial | Miscellaneous | Winter Morning | % of Load | 1 | 2027 | 1.6936e-06
ENS | Preferred Plan | C&I Curtailment | C&I Curtailment-Turnkey-Standard Lighting Control | Large Industrial | Miscellaneous | Winter Morning | % of Load | 1 | 2027 | 1.8475e-05
ENS | Preferred Plan | C&I Curtailment | C&I Curtailment-Turnkey-Water Heating Control | Large Industrial | Miscellaneous | Winter Morning | % of Load | 1 | 2027 | 8.7411e-07
ENS | Preferred Plan | C&I Curtailment | C&I Curtailment-Turnkey-Other | Large Industrial | Miscellaneous | Winter Morning | % of Load | 1 | 2027 | 1.886e-05
ENS | Preferred Plan | C&I Curtailment | C&I Curtailment-Turnkey-Industrial | Large Industrial | Manufacturing | Winter Morning | % of Load | 1 | 2027 | 3.7435e-06
ENS | Preferred Plan | C&I Curtailment | C&I Curtailment-Turnkey-Manual HVAC Control | Large Industrial | Miscellaneous | Winter Evening | % of Load | 1 | 2027 | 3.7565e-05
ENS | Preferred Plan | C&I Curtailment | C&I Curtailment-Turnkey-Auto-DR HVAC Control | Large Industrial | Miscellaneous | Winter Evening | % of Load | 1 | 2027 | 1.4911e-06
ENS | Preferred Plan | C&I Curtailment | C&I Curtailment-Turnkey-Standard Lighting Control | Large Industrial | Miscellaneous | Winter Evening | % of Load | 1 | 2027 | 1.6266e-05
ENS | Preferred Plan | C&I Curtailment | C&I Curtailment-Turnkey-Water Heating Control | Large Industrial | Miscellaneous | Winter Evening | % of Load | 1 | 2027 | 7.696e-07
ENS | Preferred Plan | C&I Curtailment | C&I Curtailment-Turnkey-Other | Large Industrial | Miscellaneous | Winter Evening | % of Load | 1 | 2027 | 1.6605e-05
ENS | Preferred Plan | C&I Curtailment | C&I Curtailment-Turnkey-Industrial | Large Industrial | Manufacturing | Winter Evening | % of Load | 1 | 2027 | 3.2959e-06
ENS | Preferred Plan | C&I Loadshift to BUGs | C&I Loadshift to BUGs | Large General | Miscellaneous | Winter Morning | % of Load | 1 | 2027 | 0.0024611
ENS | Preferred Plan | C&I Loadshift to BUGs | C&I Loadshift to BUGs | Large General | Miscellaneous | Winter Evening | % of Load | 1 | 2027 | 0.001875
ENS | Preferred Plan | C&I Loadshift to BUGs | C&I Loadshift to BUGs | Small Industrial | Miscellaneous | Winter Morning | % of Load | 1 | 2027 | 0.00065962
ENS | Preferred Plan | C&I Loadshift to BUGs | C&I Loadshift to BUGs | Small Industrial | Miscellaneous | Winter Evening | % of Load | 1 | 2027 | 0.00080201
ENS | Preferred Plan | C&I Loadshift to BUGs | C&I Loadshift to BUGs | Medium Industrial | Manufacturing | Winter Morning | % of Load | 1 | 2027 | 0.00046585
ENS | Preferred Plan | C&I Loadshift to BUGs | C&I Loadshift to BUGs | Medium Industrial | Miscellaneous | Winter Morning | % of Load | 1 | 2027 | 0.0020218
ENS | Preferred Plan | C&I Loadshift to BUGs | C&I Loadshift to BUGs | Medium Industrial | Manufacturing | Winter Evening | % of Load | 1 | 2027 | 0.00039914
ENS | Preferred Plan | C&I Loadshift to BUGs | C&I Loadshift to BUGs | Medium Industrial | Miscellaneous | Winter Evening | % of Load | 1 | 2027 | 0.0017323
ENS | Preferred Plan | Dynamic Pricing | Dynamic Pricing with enabling tech. | Small General | Manufacturing | Winter Morning | % of Load | 1 | 2027 | 3.9229e-06
ENS | Preferred Plan | Dynamic Pricing | Dynamic Pricing with enabling tech. | Small General | Manufacturing | Winter Evening | % of Load | 1 | 2027 | 4.033e-06
ENS | Preferred Plan | Dynamic Pricing | Dynamic Pricing with enabling tech. | Residential Charitable | Residential LI | Winter Morning | % of Load | 1 | 2027 | 0.00019259
ENS | Preferred Plan | Dynamic Pricing | Dynamic Pricing with enabling tech. | Residential Charitable | Residential Market Rate | Winter Morning | % of Load | 1 | 2027 | 0.0010929
ENS | Preferred Plan | Dynamic Pricing | Dynamic Pricing w/o enabling tech. | Residential Charitable | Residential LI | Winter Morning | % of Load | 1 | 2027 | 0.0013497
ENS | Preferred Plan | Dynamic Pricing | Dynamic Pricing w/o enabling tech. | Residential Charitable | Residential Market Rate | Winter Morning | % of Load | 1 | 2027 | 0.0076593
ENS | Preferred Plan | Dynamic Pricing | Dynamic Pricing with enabling tech. | Residential Charitable | Residential LI | Winter Evening | % of Load | 1 | 2027 | 0.00019419
ENS | Preferred Plan | Dynamic Pricing | Dynamic Pricing with enabling tech. | Residential Charitable | Residential Market Rate | Winter Evening | % of Load | 1 | 2027 | 0.0011019
ENS | Preferred Plan | Dynamic Pricing | Dynamic Pricing w/o enabling tech. | Residential Charitable | Residential LI | Winter Evening | % of Load | 1 | 2027 | 0.0013609
ENS | Preferred Plan | Dynamic Pricing | Dynamic Pricing w/o enabling tech. | Residential Charitable | Residential Market Rate | Winter Evening | % of Load | 1 | 2027 | 0.0077228
ENS | Preferred Plan | Behavioral DR | Behavioral DR | Residential Charitable | Residential LI | Winter Morning | % of Load | 1 | 2027 | 7.6404e-05
ENS | Preferred Plan | Behavioral DR | Behavioral DR | Residential Charitable | Residential Market Rate | Winter Morning | % of Load | 1 | 2027 | 0.0004353
ENS | Preferred Plan | Behavioral DR | Behavioral DR | Residential Charitable | Residential LI | Winter Evening | % of Load | 1 | 2027 | 7.7038e-05
ENS | Preferred Plan | Behavioral DR | Behavioral DR | Residential Charitable | Residential Market Rate | Winter Evening | % of Load | 1 | 2027 | 0.00043891
ENS | Preferred Plan | Time-of-Use Rates (TOU) | Time-of-Use Rates (TOU) | Residential Charitable | Residential LI | Winter Morning | % of Load | 0 | 2027 | 0.00032307
ENS | Preferred Plan | Time-of-Use Rates (TOU) | Time-of-Use Rates (TOU) | Residential Charitable | Residential Market Rate | Winter Morning | % of Load | 0 | 2027 | 0.0018406
ENS | Preferred Plan | Time-of-Use Rates (TOU) | Time-of-Use Rates (TOU) | Residential Charitable | Residential LI | Winter Evening | % of Load | 0 | 2027 | 0.00032575
ENS | Preferred Plan | Time-of-Use Rates (TOU) | Time-of-Use Rates (TOU) | Residential Charitable | Residential Market Rate | Winter Evening | % of Load | 0 | 2027 | 0.0018559
ENS | Preferred Plan | DLC-Thermostat | DLC-Thermostat-BYOT-Central Heat Pump | Residential Charitable | Residential LI | Winter Morning | % of Load | 0 | 2028 | 2.2662e-05
ENS | Preferred Plan | DLC-Thermostat | DLC-Thermostat-BYOT-Central Heat Pump | Residential Charitable | Residential Market Rate | Winter Morning | % of Load | 0 | 2028 | 0.00013868
ENS | Preferred Plan | DLC-Thermostat | DLC-Thermostat-DI-Baseboard Heating | Residential Charitable | Residential LI | Winter Morning | % of Load | 0 | 2028 | 0.00011517
ENS | Preferred Plan | DLC-Thermostat | DLC-Thermostat-DI-Baseboard Heating | Residential Charitable | Residential Market Rate | Winter Morning | % of Load | 0 | 2028 | 0.0010963
ENS | Preferred Plan | DLC-Thermostat | DLC-Thermostat-BYOT-Baseboard Heating | Residential Charitable | Residential LI | Winter Morning | % of Load | 0 | 2028 | 1.3466e-05
ENS | Preferred Plan | DLC-Thermostat | DLC-Thermostat-BYOT-Baseboard Heating | Residential Charitable | Residential Market Rate | Winter Morning | % of Load | 0 | 2028 | 0.00012819
ENS | Preferred Plan | DLC-Thermostat | DLC-Thermostat-DI-MSHP | Residential Charitable | Residential LI | Winter Morning | % of Load | 0 | 2028 | 6.6735e-05
ENS | Preferred Plan | DLC-Thermostat | DLC-Thermostat-DI-MSHP | Residential Charitable | Residential Market Rate | Winter Morning | % of Load | 0 | 2028 | 0.00063526
ENS | Preferred Plan | DLC-Thermostat | DLC-Thermostat-BYOT-MSHP | Residential Charitable | Residential LI | Winter Morning | % of Load | 0 | 2028 | 6.0279e-06
ENS | Preferred Plan | DLC-Thermostat | DLC-Thermostat-BYOT-MSHP | Residential Charitable | Residential Market Rate | Winter Morning | % of Load | 0 | 2028 | 5.7379e-05
ENS | Preferred Plan | DLC-Thermostat | DLC-Thermostat-BYOT-Central Heat Pump | Residential Charitable | Residential LI | Winter Evening | % of Load | 0 | 2028 | 2.0266e-05
ENS | Preferred Plan | DLC-Thermostat | DLC-Thermostat-BYOT-Central Heat Pump | Residential Charitable | Residential Market Rate | Winter Evening | % of Load | 0 | 2028 | 0.00012401
ENS | Preferred Plan | DLC-Thermostat | DLC-Thermostat-DI-Baseboard Heating | Residential Charitable | Residential LI | Winter Evening | % of Load | 0 | 2028 | 0.00010299
ENS | Preferred Plan | DLC-Thermostat | DLC-Thermostat-DI-Baseboard Heating | Residential Charitable | Residential Market Rate | Winter Evening | % of Load | 0 | 2028 | 0.00098037
ENS | Preferred Plan | DLC-Thermostat | DLC-Thermostat-BYOT-Baseboard Heating | Residential Charitable | Residential LI | Winter Evening | % of Load | 0 | 2028 | 1.2042e-05
ENS | Preferred Plan | DLC-Thermostat | DLC-Thermostat-BYOT-Baseboard Heating | Residential Charitable | Residential Market Rate | Winter Evening | % of Load | 0 | 2028 | 0.00011463
ENS | Preferred Plan | DLC-Thermostat | DLC-Thermostat-DI-MSHP | Residential Charitable | Residential LI | Winter Evening | % of Load | 0 | 2028 | 5.9678e-05
ENS | Preferred Plan | DLC-Thermostat | DLC-Thermostat-DI-MSHP | Residential Charitable | Residential Market Rate | Winter Evening | % of Load | 0 | 2028 | 0.00056808
ENS | Preferred Plan | DLC-Thermostat | DLC-Thermostat-BYOT-MSHP | Residential Charitable | Residential LI | Winter Evening | % of Load | 0 | 2028 | 5.3904e-06
ENS | Preferred Plan | DLC-Thermostat | DLC-Thermostat-BYOT-MSHP | Residential Charitable | Residential Market Rate | Winter Evening | % of Load | 0 | 2028 | 5.1312e-05
ENS | Preferred Plan | DLC-Water Heating | DLC-Switch-Water Heating | Residential Charitable | Residential LI | Winter Morning | % of Load | 0 | 2028 | 7.1091e-05
ENS | Preferred Plan | DLC-Water Heating | DLC-Switch-Water Heating | Residential Charitable | Residential Market Rate | Winter Morning | % of Load | 0 | 2028 | 0.00081206
ENS | Preferred Plan | DLC-Water Heating | DLC-Switch-Water Heating | Residential Charitable | Residential LI | Winter Evening | % of Load | 0 | 2028 | 5.3733e-05
ENS | Preferred Plan | DLC-Water Heating | DLC-Switch-Water Heating | Residential Charitable | Residential Market Rate | Winter Evening | % of Load | 0 | 2028 | 0.00061378
ENS | Preferred Plan | C&I Curtailment | C&I Curtailment-Turnkey-Manual HVAC Control | General | Miscellaneous | Winter Morning | % of Load | 1 | 2028 | 0.0009324
ENS | Preferred Plan | C&I Curtailment | C&I Curtailment-Turnkey-Manual HVAC Control | General | Offices | Winter Morning | % of Load | 1 | 2028 | 6.2842e-05
ENS | Preferred Plan | C&I Curtailment | C&I Curtailment-Turnkey-Manual HVAC Control | General | Retail Trade | Winter Morning | % of Load | 1 | 2028 | 0.00021674
ENS | Preferred Plan | C&I Curtailment | C&I Curtailment-Turnkey-Manual HVAC Control | General | Services | Winter Morning | % of Load | 1 | 2028 | 0.00014012
ENS | Preferred Plan | C&I Curtailment | C&I Curtailment-Turnkey-Auto-DR HVAC Control | General | Miscellaneous | Winter Morning | % of Load | 1 | 2028 | 4.6541e-05
ENS | Preferred Plan | C&I Curtailment | C&I Curtailment-Turnkey-Auto-DR HVAC Control | General | Offices | Winter Morning | % of Load | 1 | 2028 | 3.1368e-06
ENS | Preferred Plan | C&I Curtailment | C&I Curtailment-Turnkey-Auto-DR HVAC Control | General | Retail Trade | Winter Morning | % of Load | 1 | 2028 | 1.0818e-05
ENS | Preferred Plan | C&I Curtailment | C&I Curtailment-Turnkey-Auto-DR HVAC Control | General | Services | Winter Morning | % of Load | 1 | 2028 | 6.9941e-06
ENS | Preferred Plan | C&I Curtailment | C&I Curtailment-Turnkey-Standard Lighting Control | General | Miscellaneous | Winter Morning | % of Load | 1 | 2028 | 0.00038674
ENS | Preferred Plan | C&I Curtailment | C&I Curtailment-Turnkey-Standard Lighting Control | General | Offices | Winter Morning | % of Load | 1 | 2028 | 7.8321e-06
ENS | Preferred Plan | C&I Curtailment | C&I Curtailment-Turnkey-Standard Lighting Control | General | Retail Trade | Winter Morning | % of Load | 1 | 2028 | 8.7058e-05
ENS | Preferred Plan | C&I Curtailment | C&I Curtailment-Turnkey-Standard Lighting Control | General | Services | Winter Morning | % of Load | 1 | 2028 | 5.6343e-05
ENS | Preferred Plan | C&I Curtailment | C&I Curtailment-Turnkey-Water Heating Control | General | Miscellaneous | Winter Morning | % of Load | 1 | 2028 | 2.4519e-05
ENS | Preferred Plan | C&I Curtailment | C&I Curtailment-Turnkey-Water Heating Control | General | Offices | Winter Morning | % of Load | 1 | 2028 | 6.5484e-07
ENS | Preferred Plan | C&I Curtailment | C&I Curtailment-Turnkey-Water Heating Control | General | Retail Trade | Winter Morning | % of Load | 1 | 2028 | 1.312e-05
ENS | Preferred Plan | C&I Curtailment | C&I Curtailment-Turnkey-Water Heating Control | General | Services | Winter Morning | % of Load | 1 | 2028 | 8.4738e-06
ENS | Preferred Plan | C&I Curtailment | C&I Curtailment-Turnkey-Other | General | Miscellaneous | Winter Morning | % of Load | 1 | 2028 | 0.0004344
ENS | Preferred Plan | C&I Curtailment | C&I Curtailment-Turnkey-Other | General | Offices | Winter Morning | % of Load | 1 | 2028 | 1.1881e-05
ENS | Preferred Plan | C&I Curtailment | C&I Curtailment-Turnkey-Other | General | Retail Trade | Winter Morning | % of Load | 1 | 2028 | 0.00013741
ENS | Preferred Plan | C&I Curtailment | C&I Curtailment-Turnkey-Other | General | Services | Winter Morning | % of Load | 1 | 2028 | 8.8816e-05
ENS | Preferred Plan | C&I Curtailment | C&I Curtailment-Turnkey-Manual HVAC Control | General | Miscellaneous | Winter Evening | % of Load | 1 | 2028 | 0.00096671
ENS | Preferred Plan | C&I Curtailment | C&I Curtailment-Turnkey-Manual HVAC Control | General | Offices | Winter Evening | % of Load | 1 | 2028 | 6.5154e-05
ENS | Preferred Plan | C&I Curtailment | C&I Curtailment-Turnkey-Manual HVAC Control | General | Retail Trade | Winter Evening | % of Load | 1 | 2028 | 0.00022471
ENS | Preferred Plan | C&I Curtailment | C&I Curtailment-Turnkey-Manual HVAC Control | General | Services | Winter Evening | % of Load | 1 | 2028 | 0.00014528
ENS | Preferred Plan | C&I Curtailment | C&I Curtailment-Turnkey-Auto-DR HVAC Control | General | Miscellaneous | Winter Evening | % of Load | 1 | 2028 | 4.8253e-05
ENS | Preferred Plan | C&I Curtailment | C&I Curtailment-Turnkey-Auto-DR HVAC Control | General | Offices | Winter Evening | % of Load | 1 | 2028 | 3.2522e-06
ENS | Preferred Plan | C&I Curtailment | C&I Curtailment-Turnkey-Auto-DR HVAC Control | General | Retail Trade | Winter Evening | % of Load | 1 | 2028 | 1.1216e-05
ENS | Preferred Plan | C&I Curtailment | C&I Curtailment-Turnkey-Auto-DR HVAC Control | General | Services | Winter Evening | % of Load | 1 | 2028 | 7.2514e-06
ENS | Preferred Plan | C&I Curtailment | C&I Curtailment-Turnkey-Standard Lighting Control | General | Miscellaneous | Winter Evening | % of Load | 1 | 2028 | 0.00040097
ENS | Preferred Plan | C&I Curtailment | C&I Curtailment-Turnkey-Standard Lighting Control | General | Offices | Winter Evening | % of Load | 1 | 2028 | 8.1202e-06
ENS | Preferred Plan | C&I Curtailment | C&I Curtailment-Turnkey-Standard Lighting Control | General | Retail Trade | Winter Evening | % of Load | 1 | 2028 | 9.0261e-05
ENS | Preferred Plan | C&I Curtailment | C&I Curtailment-Turnkey-Standard Lighting Control | General | Services | Winter Evening | % of Load | 1 | 2028 | 5.8416e-05
ENS | Preferred Plan | C&I Curtailment | C&I Curtailment-Turnkey-Water Heating Control | General | Miscellaneous | Winter Evening | % of Load | 1 | 2028 | 2.5421e-05
ENS | Preferred Plan | C&I Curtailment | C&I Curtailment-Turnkey-Water Heating Control | General | Offices | Winter Evening | % of Load | 1 | 2028 | 6.7893e-07
ENS | Preferred Plan | C&I Curtailment | C&I Curtailment-Turnkey-Water Heating Control | General | Retail Trade | Winter Evening | % of Load | 1 | 2028 | 1.3603e-05
ENS | Preferred Plan | C&I Curtailment | C&I Curtailment-Turnkey-Water Heating Control | General | Services | Winter Evening | % of Load | 1 | 2028 | 8.7855e-06
ENS | Preferred Plan | C&I Curtailment | C&I Curtailment-Turnkey-Other | General | Miscellaneous | Winter Evening | % of Load | 1 | 2028 | 0.00045038
ENS | Preferred Plan | C&I Curtailment | C&I Curtailment-Turnkey-Other | General | Offices | Winter Evening | % of Load | 1 | 2028 | 1.2318e-05
ENS | Preferred Plan | C&I Curtailment | C&I Curtailment-Turnkey-Other | General | Retail Trade | Winter Evening | % of Load | 1 | 2028 | 0.00014247
ENS | Preferred Plan | C&I Curtailment | C&I Curtailment-Turnkey-Other | General | Services | Winter Evening | % of Load | 1 | 2028 | 9.2084e-05
ENS | Preferred Plan | C&I Curtailment | C&I Curtailment-Turnkey-Manual HVAC Control | Large General | Miscellaneous | Winter Morning | % of Load | 1 | 2028 | 0.00075092
ENS | Preferred Plan | C&I Curtailment | C&I Curtailment-Turnkey-Manual HVAC Control | Large General | Retail Trade | Winter Morning | % of Load | 1 | 2028 | 3.1815e-05
ENS | Preferred Plan | C&I Curtailment | C&I Curtailment-Turnkey-Manual HVAC Control | Large General | Services | Winter Morning | % of Load | 1 | 2028 | 5.0949e-05
ENS | Preferred Plan | C&I Curtailment | C&I Curtailment-Turnkey-Auto-DR HVAC Control | Large General | Miscellaneous | Winter Morning | % of Load | 1 | 2028 | 3.7482e-05
ENS | Preferred Plan | C&I Curtailment | C&I Curtailment-Turnkey-Auto-DR HVAC Control | Large General | Retail Trade | Winter Morning | % of Load | 1 | 2028 | 1.5881e-06
ENS | Preferred Plan | C&I Curtailment | C&I Curtailment-Turnkey-Auto-DR HVAC Control | Large General | Services | Winter Morning | % of Load | 1 | 2028 | 2.5431e-06
ENS | Preferred Plan | C&I Curtailment | C&I Curtailment-Turnkey-Standard Lighting Control | Large General | Miscellaneous | Winter Morning | % of Load | 1 | 2028 | 0.00032342
ENS | Preferred Plan | C&I Curtailment | C&I Curtailment-Turnkey-Standard Lighting Control | Large General | Retail Trade | Winter Morning | % of Load | 1 | 2028 | 1.2712e-05
ENS | Preferred Plan | C&I Curtailment | C&I Curtailment-Turnkey-Standard Lighting Control | Large General | Services | Winter Morning | % of Load | 1 | 2028 | 2.0356e-05
ENS | Preferred Plan | C&I Curtailment | C&I Curtailment-Turnkey-Water Heating Control | Large General | Miscellaneous | Winter Morning | % of Load | 1 | 2028 | 1.5728e-05
ENS | Preferred Plan | C&I Curtailment | C&I Curtailment-Turnkey-Water Heating Control | Large General | Retail Trade | Winter Morning | % of Load | 1 | 2028 | 1.9355e-06
ENS | Preferred Plan | C&I Curtailment | C&I Curtailment-Turnkey-Water Heating Control | Large General | Services | Winter Morning | % of Load | 1 | 2028 | 3.0994e-06
ENS | Preferred Plan | C&I Curtailment | C&I Curtailment-Turnkey-Other | Large General | Miscellaneous | Winter Morning | % of Load | 1 | 2028 | 0.00033843
ENS | Preferred Plan | C&I Curtailment | C&I Curtailment-Turnkey-Other | Large General | Retail Trade | Winter Morning | % of Load | 1 | 2028 | 2.0195e-05
ENS | Preferred Plan | C&I Curtailment | C&I Curtailment-Turnkey-Other | Large General | Services | Winter Morning | % of Load | 1 | 2028 | 3.234e-05
ENS | Preferred Plan | C&I Curtailment | C&I Curtailment-Turnkey-Manual HVAC Control | Large General | Miscellaneous | Winter Evening | % of Load | 1 | 2028 | 0.00057196
ENS | Preferred Plan | C&I Curtailment | C&I Curtailment-Turnkey-Manual HVAC Control | Large General | Retail Trade | Winter Evening | % of Load | 1 | 2028 | 2.4233e-05
ENS | Preferred Plan | C&I Curtailment | C&I Curtailment-Turnkey-Manual HVAC Control | Large General | Services | Winter Evening | % of Load | 1 | 2028 | 3.8807e-05
ENS | Preferred Plan | C&I Curtailment | C&I Curtailment-Turnkey-Auto-DR HVAC Control | Large General | Miscellaneous | Winter Evening | % of Load | 1 | 2028 | 2.8549e-05
ENS | Preferred Plan | C&I Curtailment | C&I Curtailment-Turnkey-Auto-DR HVAC Control | Large General | Retail Trade | Winter Evening | % of Load | 1 | 2028 | 1.2096e-06
ENS | Preferred Plan | C&I Curtailment | C&I Curtailment-Turnkey-Auto-DR HVAC Control | Large General | Services | Winter Evening | % of Load | 1 | 2028 | 1.937e-06
ENS | Preferred Plan | C&I Curtailment | C&I Curtailment-Turnkey-Standard Lighting Control | Large General | Miscellaneous | Winter Evening | % of Load | 1 | 2028 | 0.00024634
ENS | Preferred Plan | C&I Curtailment | C&I Curtailment-Turnkey-Standard Lighting Control | Large General | Retail Trade | Winter Evening | % of Load | 1 | 2028 | 9.6823e-06
ENS | Preferred Plan | C&I Curtailment | C&I Curtailment-Turnkey-Standard Lighting Control | Large General | Services | Winter Evening | % of Load | 1 | 2028 | 1.5505e-05
ENS | Preferred Plan | C&I Curtailment | C&I Curtailment-Turnkey-Water Heating Control | Large General | Miscellaneous | Winter Evening | % of Load | 1 | 2028 | 1.198e-05
ENS | Preferred Plan | C&I Curtailment | C&I Curtailment-Turnkey-Water Heating Control | Large General | Retail Trade | Winter Evening | % of Load | 1 | 2028 | 1.4742e-06
ENS | Preferred Plan | C&I Curtailment | C&I Curtailment-Turnkey-Water Heating Control | Large General | Services | Winter Evening | % of Load | 1 | 2028 | 2.3608e-06
ENS | Preferred Plan | C&I Curtailment | C&I Curtailment-Turnkey-Other | Large General | Miscellaneous | Winter Evening | % of Load | 1 | 2028 | 0.00025778
ENS | Preferred Plan | C&I Curtailment | C&I Curtailment-Turnkey-Other | Large General | Retail Trade | Winter Evening | % of Load | 1 | 2028 | 1.5382e-05
ENS | Preferred Plan | C&I Curtailment | C&I Curtailment-Turnkey-Other | Large General | Services | Winter Evening | % of Load | 1 | 2028 | 2.4633e-05
ENS | Preferred Plan | C&I Curtailment | C&I Curtailment-Turnkey-Manual HVAC Control | Small Industrial | Miscellaneous | Winter Morning | % of Load | 1 | 2028 | 0.00012538
ENS | Preferred Plan | C&I Curtailment | C&I Curtailment-Turnkey-Manual HVAC Control | Small Industrial | Offices | Winter Morning | % of Load | 1 | 2028 | 1.5881e-06
ENS | Preferred Plan | C&I Curtailment | C&I Curtailment-Turnkey-Manual HVAC Control | Small Industrial | Retail Trade | Winter Morning | % of Load | 1 | 2028 | 5.3529e-06
ENS | Preferred Plan | C&I Curtailment | C&I Curtailment-Turnkey-Manual HVAC Control | Small Industrial | Services | Winter Morning | % of Load | 1 | 2028 | 1.6911e-06
ENS | Preferred Plan | C&I Curtailment | C&I Curtailment-Turnkey-Auto-DR HVAC Control | Small Industrial | Miscellaneous | Winter Morning | % of Load | 1 | 2028 | 6.2581e-06
ENS | Preferred Plan | C&I Curtailment | C&I Curtailment-Turnkey-Auto-DR HVAC Control | Small Industrial | Offices | Winter Morning | % of Load | 1 | 2028 | 7.927e-08
ENS | Preferred Plan | C&I Curtailment | C&I Curtailment-Turnkey-Auto-DR HVAC Control | Small Industrial | Retail Trade | Winter Morning | % of Load | 1 | 2028 | 2.6719e-07
ENS | Preferred Plan | C&I Curtailment | C&I Curtailment-Turnkey-Auto-DR HVAC Control | Small Industrial | Services | Winter Morning | % of Load | 1 | 2028 | 8.4412e-08
ENS | Preferred Plan | C&I Curtailment | C&I Curtailment-Turnkey-Standard Lighting Control | Small Industrial | Miscellaneous | Winter Morning | % of Load | 1 | 2028 | 3.9009e-05
ENS | Preferred Plan | C&I Curtailment | C&I Curtailment-Turnkey-Standard Lighting Control | Small Industrial | Offices | Winter Morning | % of Load | 1 | 2028 | 2.1273e-07
ENS | Preferred Plan | C&I Curtailment | C&I Curtailment-Turnkey-Standard Lighting Control | Small Industrial | Retail Trade | Winter Morning | % of Load | 1 | 2028 | 2.2997e-06
ENS | Preferred Plan | C&I Curtailment | C&I Curtailment-Turnkey-Standard Lighting Control | Small Industrial | Services | Winter Morning | % of Load | 1 | 2028 | 7.2655e-07
ENS | Preferred Plan | C&I Curtailment | C&I Curtailment-Turnkey-Water Heating Control | Small Industrial | Miscellaneous | Winter Morning | % of Load | 1 | 2028 | 3.1207e-06
ENS | Preferred Plan | C&I Curtailment | C&I Curtailment-Turnkey-Water Heating Control | Small Industrial | Offices | Winter Morning | % of Load | 1 | 2028 | 1.6009e-08
ENS | Preferred Plan | C&I Curtailment | C&I Curtailment-Turnkey-Water Heating Control | Small Industrial | Retail Trade | Winter Morning | % of Load | 1 | 2028 | 3.0298e-07
ENS | Preferred Plan | C&I Curtailment | C&I Curtailment-Turnkey-Water Heating Control | Small Industrial | Services | Winter Morning | % of Load | 1 | 2028 | 9.572e-08
ENS | Preferred Plan | C&I Curtailment | C&I Curtailment-Turnkey-Other | Small Industrial | Miscellaneous | Winter Morning | % of Load | 1 | 2028 | 4.8277e-05
ENS | Preferred Plan | C&I Curtailment | C&I Curtailment-Turnkey-Other | Small Industrial | Offices | Winter Morning | % of Load | 1 | 2028 | 3.0252e-07
ENS | Preferred Plan | C&I Curtailment | C&I Curtailment-Turnkey-Other | Small Industrial | Retail Trade | Winter Morning | % of Load | 1 | 2028 | 3.341e-06
ENS | Preferred Plan | C&I Curtailment | C&I Curtailment-Turnkey-Other | Small Industrial | Services | Winter Morning | % of Load | 1 | 2028 | 1.0555e-06
ENS | Preferred Plan | C&I Curtailment | C&I Curtailment-Turnkey-Industrial | Small Industrial | Manufacturing | Winter Morning | % of Load | 1 | 2028 | 1.1602e-05
ENS | Preferred Plan | C&I Curtailment | C&I Curtailment-Turnkey-Manual HVAC Control | Small Industrial | Miscellaneous | Winter Evening | % of Load | 1 | 2028 | 0.00015241
ENS | Preferred Plan | C&I Curtailment | C&I Curtailment-Turnkey-Manual HVAC Control | Small Industrial | Offices | Winter Evening | % of Load | 1 | 2028 | 1.9305e-06
ENS | Preferred Plan | C&I Curtailment | C&I Curtailment-Turnkey-Manual HVAC Control | Small Industrial | Retail Trade | Winter Evening | % of Load | 1 | 2028 | 6.507e-06
ENS | Preferred Plan | C&I Curtailment | C&I Curtailment-Turnkey-Manual HVAC Control | Small Industrial | Services | Winter Evening | % of Load | 1 | 2028 | 2.0557e-06
ENS | Preferred Plan | C&I Curtailment | C&I Curtailment-Turnkey-Auto-DR HVAC Control | Small Industrial | Miscellaneous | Winter Evening | % of Load | 1 | 2028 | 7.6074e-06
ENS | Preferred Plan | C&I Curtailment | C&I Curtailment-Turnkey-Auto-DR HVAC Control | Small Industrial | Offices | Winter Evening | % of Load | 1 | 2028 | 9.636e-08
ENS | Preferred Plan | C&I Curtailment | C&I Curtailment-Turnkey-Auto-DR HVAC Control | Small Industrial | Retail Trade | Winter Evening | % of Load | 1 | 2028 | 3.2479e-07
ENS | Preferred Plan | C&I Curtailment | C&I Curtailment-Turnkey-Auto-DR HVAC Control | Small Industrial | Services | Winter Evening | % of Load | 1 | 2028 | 1.0261e-07
ENS | Preferred Plan | C&I Curtailment | C&I Curtailment-Turnkey-Standard Lighting Control | Small Industrial | Miscellaneous | Winter Evening | % of Load | 1 | 2028 | 4.7419e-05
ENS | Preferred Plan | C&I Curtailment | C&I Curtailment-Turnkey-Standard Lighting Control | Small Industrial | Offices | Winter Evening | % of Load | 1 | 2028 | 2.5859e-07
ENS | Preferred Plan | C&I Curtailment | C&I Curtailment-Turnkey-Standard Lighting Control | Small Industrial | Retail Trade | Winter Evening | % of Load | 1 | 2028 | 2.7955e-06
ENS | Preferred Plan | C&I Curtailment | C&I Curtailment-Turnkey-Standard Lighting Control | Small Industrial | Services | Winter Evening | % of Load | 1 | 2028 | 8.8318e-07
ENS | Preferred Plan | C&I Curtailment | C&I Curtailment-Turnkey-Water Heating Control | Small Industrial | Miscellaneous | Winter Evening | % of Load | 1 | 2028 | 3.7935e-06
ENS | Preferred Plan | C&I Curtailment | C&I Curtailment-Turnkey-Water Heating Control | Small Industrial | Offices | Winter Evening | % of Load | 1 | 2028 | 1.9461e-08
ENS | Preferred Plan | C&I Curtailment | C&I Curtailment-Turnkey-Water Heating Control | Small Industrial | Retail Trade | Winter Evening | % of Load | 1 | 2028 | 3.683e-07
ENS | Preferred Plan | C&I Curtailment | C&I Curtailment-Turnkey-Water Heating Control | Small Industrial | Services | Winter Evening | % of Load | 1 | 2028 | 1.1636e-07
ENS | Preferred Plan | C&I Curtailment | C&I Curtailment-Turnkey-Other | Small Industrial | Miscellaneous | Winter Evening | % of Load | 1 | 2028 | 5.8685e-05
ENS | Preferred Plan | C&I Curtailment | C&I Curtailment-Turnkey-Other | Small Industrial | Offices | Winter Evening | % of Load | 1 | 2028 | 3.6774e-07
ENS | Preferred Plan | C&I Curtailment | C&I Curtailment-Turnkey-Other | Small Industrial | Retail Trade | Winter Evening | % of Load | 1 | 2028 | 4.0613e-06
ENS | Preferred Plan | C&I Curtailment | C&I Curtailment-Turnkey-Other | Small Industrial | Services | Winter Evening | % of Load | 1 | 2028 | 1.2831e-06
ENS | Preferred Plan | C&I Curtailment | C&I Curtailment-Turnkey-Industrial | Small Industrial | Manufacturing | Winter Evening | % of Load | 1 | 2028 | 1.4104e-05
ENS | Preferred Plan | C&I Curtailment | C&I Curtailment-Turnkey-Manual HVAC Control | Medium Industrial | Miscellaneous | Winter Morning | % of Load | 1 | 2028 | 0.0024017
ENS | Preferred Plan | C&I Curtailment | C&I Curtailment-Turnkey-Manual HVAC Control | Medium Industrial | Offices | Winter Morning | % of Load | 1 | 2028 | 3.8295e-05
ENS | Preferred Plan | C&I Curtailment | C&I Curtailment-Turnkey-Manual HVAC Control | Medium Industrial | Retail Trade | Winter Morning | % of Load | 1 | 2028 | 0.00053645
ENS | Preferred Plan | C&I Curtailment | C&I Curtailment-Turnkey-Manual HVAC Control | Medium Industrial | Services | Winter Morning | % of Load | 1 | 2028 | 2.4702e-05
ENS | Preferred Plan | C&I Curtailment | C&I Curtailment-Turnkey-Auto-DR HVAC Control | Medium Industrial | Miscellaneous | Winter Morning | % of Load | 1 | 2028 | 0.00011988
ENS | Preferred Plan | C&I Curtailment | C&I Curtailment-Turnkey-Auto-DR HVAC Control | Medium Industrial | Offices | Winter Morning | % of Load | 1 | 2028 | 1.9115e-06
ENS | Preferred Plan | C&I Curtailment | C&I Curtailment-Turnkey-Auto-DR HVAC Control | Medium Industrial | Retail Trade | Winter Morning | % of Load | 1 | 2028 | 2.6777e-05
ENS | Preferred Plan | C&I Curtailment | C&I Curtailment-Turnkey-Auto-DR HVAC Control | Medium Industrial | Services | Winter Morning | % of Load | 1 | 2028 | 1.233e-06
ENS | Preferred Plan | C&I Curtailment | C&I Curtailment-Turnkey-Standard Lighting Control | Medium Industrial | Miscellaneous | Winter Morning | % of Load | 1 | 2028 | 0.00074725
ENS | Preferred Plan | C&I Curtailment | C&I Curtailment-Turnkey-Standard Lighting Control | Medium Industrial | Offices | Winter Morning | % of Load | 1 | 2028 | 5.1297e-06
ENS | Preferred Plan | C&I Curtailment | C&I Curtailment-Turnkey-Standard Lighting Control | Medium Industrial | Retail Trade | Winter Morning | % of Load | 1 | 2028 | 0.00023047
ENS | Preferred Plan | C&I Curtailment | C&I Curtailment-Turnkey-Standard Lighting Control | Medium Industrial | Services | Winter Morning | % of Load | 1 | 2028 | 1.0613e-05
ENS | Preferred Plan | C&I Curtailment | C&I Curtailment-Turnkey-Water Heating Control | Medium Industrial | Miscellaneous | Winter Morning | % of Load | 1 | 2028 | 5.978e-05
ENS | Preferred Plan | C&I Curtailment | C&I Curtailment-Turnkey-Water Heating Control | Medium Industrial | Offices | Winter Morning | % of Load | 1 | 2028 | 3.8604e-07
ENS | Preferred Plan | C&I Curtailment | C&I Curtailment-Turnkey-Water Heating Control | Medium Industrial | Retail Trade | Winter Morning | % of Load | 1 | 2028 | 3.0364e-05
ENS | Preferred Plan | C&I Curtailment | C&I Curtailment-Turnkey-Water Heating Control | Medium Industrial | Services | Winter Morning | % of Load | 1 | 2028 | 1.3982e-06
ENS | Preferred Plan | C&I Curtailment | C&I Curtailment-Turnkey-Other | Medium Industrial | Miscellaneous | Winter Morning | % of Load | 1 | 2028 | 0.00092479
ENS | Preferred Plan | C&I Curtailment | C&I Curtailment-Turnkey-Other | Medium Industrial | Offices | Winter Morning | % of Load | 1 | 2028 | 7.2947e-06
ENS | Preferred Plan | C&I Curtailment | C&I Curtailment-Turnkey-Other | Medium Industrial | Retail Trade | Winter Morning | % of Load | 1 | 2028 | 0.00033482
ENS | Preferred Plan | C&I Curtailment | C&I Curtailment-Turnkey-Other | Medium Industrial | Services | Winter Morning | % of Load | 1 | 2028 | 1.5418e-05
ENS | Preferred Plan | C&I Curtailment | C&I Curtailment-Turnkey-Manual HVAC Control | Medium Industrial | Miscellaneous | Winter Evening | % of Load | 1 | 2028 | 0.0020573
ENS | Preferred Plan | C&I Curtailment | C&I Curtailment-Turnkey-Manual HVAC Control | Medium Industrial | Offices | Winter Evening | % of Load | 1 | 2028 | 3.2803e-05
ENS | Preferred Plan | C&I Curtailment | C&I Curtailment-Turnkey-Manual HVAC Control | Medium Industrial | Retail Trade | Winter Evening | % of Load | 1 | 2028 | 0.00045952
ENS | Preferred Plan | C&I Curtailment | C&I Curtailment-Turnkey-Manual HVAC Control | Medium Industrial | Services | Winter Evening | % of Load | 1 | 2028 | 2.116e-05
ENS | Preferred Plan | C&I Curtailment | C&I Curtailment-Turnkey-Auto-DR HVAC Control | Medium Industrial | Miscellaneous | Winter Evening | % of Load | 1 | 2028 | 0.00010269
ENS | Preferred Plan | C&I Curtailment | C&I Curtailment-Turnkey-Auto-DR HVAC Control | Medium Industrial | Offices | Winter Evening | % of Load | 1 | 2028 | 1.6374e-06
ENS | Preferred Plan | C&I Curtailment | C&I Curtailment-Turnkey-Auto-DR HVAC Control | Medium Industrial | Retail Trade | Winter Evening | % of Load | 1 | 2028 | 2.2937e-05
ENS | Preferred Plan | C&I Curtailment | C&I Curtailment-Turnkey-Auto-DR HVAC Control | Medium Industrial | Services | Winter Evening | % of Load | 1 | 2028 | 1.0562e-06
ENS | Preferred Plan | C&I Curtailment | C&I Curtailment-Turnkey-Standard Lighting Control | Medium Industrial | Miscellaneous | Winter Evening | % of Load | 1 | 2028 | 0.00064009
ENS | Preferred Plan | C&I Curtailment | C&I Curtailment-Turnkey-Standard Lighting Control | Medium Industrial | Offices | Winter Evening | % of Load | 1 | 2028 | 4.394e-06
ENS | Preferred Plan | C&I Curtailment | C&I Curtailment-Turnkey-Standard Lighting Control | Medium Industrial | Retail Trade | Winter Evening | % of Load | 1 | 2028 | 0.00019742
ENS | Preferred Plan | C&I Curtailment | C&I Curtailment-Turnkey-Standard Lighting Control | Medium Industrial | Services | Winter Evening | % of Load | 1 | 2028 | 9.0907e-06
ENS | Preferred Plan | C&I Curtailment | C&I Curtailment-Turnkey-Water Heating Control | Medium Industrial | Miscellaneous | Winter Evening | % of Load | 1 | 2028 | 5.1207e-05
ENS | Preferred Plan | C&I Curtailment | C&I Curtailment-Turnkey-Water Heating Control | Medium Industrial | Offices | Winter Evening | % of Load | 1 | 2028 | 3.3068e-07
ENS | Preferred Plan | C&I Curtailment | C&I Curtailment-Turnkey-Water Heating Control | Medium Industrial | Retail Trade | Winter Evening | % of Load | 1 | 2028 | 2.601e-05
ENS | Preferred Plan | C&I Curtailment | C&I Curtailment-Turnkey-Water Heating Control | Medium Industrial | Services | Winter Evening | % of Load | 1 | 2028 | 1.1977e-06
ENS | Preferred Plan | C&I Curtailment | C&I Curtailment-Turnkey-Other | Medium Industrial | Miscellaneous | Winter Evening | % of Load | 1 | 2028 | 0.00079217
ENS | Preferred Plan | C&I Curtailment | C&I Curtailment-Turnkey-Other | Medium Industrial | Offices | Winter Evening | % of Load | 1 | 2028 | 6.2486e-06
ENS | Preferred Plan | C&I Curtailment | C&I Curtailment-Turnkey-Other | Medium Industrial | Retail Trade | Winter Evening | % of Load | 1 | 2028 | 0.00028681
ENS | Preferred Plan | C&I Curtailment | C&I Curtailment-Turnkey-Other | Medium Industrial | Services | Winter Evening | % of Load | 1 | 2028 | 1.3207e-05
ENS | Preferred Plan | C&I Curtailment | C&I Curtailment-Turnkey-Manual HVAC Control | Large Industrial | Miscellaneous | Winter Morning | % of Load | 1 | 2028 | 5.043e-05
ENS | Preferred Plan | C&I Curtailment | C&I Curtailment-Turnkey-Auto-DR HVAC Control | Large Industrial | Miscellaneous | Winter Morning | % of Load | 1 | 2028 | 2.5172e-06
ENS | Preferred Plan | C&I Curtailment | C&I Curtailment-Turnkey-Standard Lighting Control | Large Industrial | Miscellaneous | Winter Morning | % of Load | 1 | 2028 | 2.172e-05
ENS | Preferred Plan | C&I Curtailment | C&I Curtailment-Turnkey-Water Heating Control | Large Industrial | Miscellaneous | Winter Morning | % of Load | 1 | 2028 | 1.0563e-06
ENS | Preferred Plan | C&I Curtailment | C&I Curtailment-Turnkey-Other | Large Industrial | Miscellaneous | Winter Morning | % of Load | 1 | 2028 | 2.2728e-05
ENS | Preferred Plan | C&I Curtailment | C&I Curtailment-Turnkey-Industrial | Large Industrial | Manufacturing | Winter Morning | % of Load | 1 | 2028 | 4.4819e-06
ENS | Preferred Plan | C&I Curtailment | C&I Curtailment-Turnkey-Manual HVAC Control | Large Industrial | Miscellaneous | Winter Evening | % of Load | 1 | 2028 | 4.439e-05
ENS | Preferred Plan | C&I Curtailment | C&I Curtailment-Turnkey-Auto-DR HVAC Control | Large Industrial | Miscellaneous | Winter Evening | % of Load | 1 | 2028 | 2.2157e-06
ENS | Preferred Plan | C&I Curtailment | C&I Curtailment-Turnkey-Standard Lighting Control | Large Industrial | Miscellaneous | Winter Evening | % of Load | 1 | 2028 | 1.9119e-05
ENS | Preferred Plan | C&I Curtailment | C&I Curtailment-Turnkey-Water Heating Control | Large Industrial | Miscellaneous | Winter Evening | % of Load | 1 | 2028 | 9.2977e-07
ENS | Preferred Plan | C&I Curtailment | C&I Curtailment-Turnkey-Other | Large Industrial | Miscellaneous | Winter Evening | % of Load | 1 | 2028 | 2.0006e-05
ENS | Preferred Plan | C&I Curtailment | C&I Curtailment-Turnkey-Industrial | Large Industrial | Manufacturing | Winter Evening | % of Load | 1 | 2028 | 3.9451e-06
ENS | Preferred Plan | C&I Loadshift to BUGs | C&I Loadshift to BUGs | Large General | Miscellaneous | Winter Morning | % of Load | 1 | 2028 | 0.0024354
ENS | Preferred Plan | C&I Loadshift to BUGs | C&I Loadshift to BUGs | Large General | Miscellaneous | Winter Evening | % of Load | 1 | 2028 | 0.001855
ENS | Preferred Plan | C&I Loadshift to BUGs | C&I Loadshift to BUGs | Small Industrial | Miscellaneous | Winter Morning | % of Load | 1 | 2028 | 0.00065897
ENS | Preferred Plan | C&I Loadshift to BUGs | C&I Loadshift to BUGs | Small Industrial | Miscellaneous | Winter Evening | % of Load | 1 | 2028 | 0.00080104
ENS | Preferred Plan | C&I Loadshift to BUGs | C&I Loadshift to BUGs | Medium Industrial | Manufacturing | Winter Morning | % of Load | 1 | 2028 | 0.0004634
ENS | Preferred Plan | C&I Loadshift to BUGs | C&I Loadshift to BUGs | Medium Industrial | Miscellaneous | Winter Morning | % of Load | 1 | 2028 | 0.0020111
ENS | Preferred Plan | C&I Loadshift to BUGs | C&I Loadshift to BUGs | Medium Industrial | Manufacturing | Winter Evening | % of Load | 1 | 2028 | 0.00039694
ENS | Preferred Plan | C&I Loadshift to BUGs | C&I Loadshift to BUGs | Medium Industrial | Miscellaneous | Winter Evening | % of Load | 1 | 2028 | 0.0017227
ENS | Preferred Plan | Dynamic Pricing | Dynamic Pricing with enabling tech. | Small General | Manufacturing | Winter Morning | % of Load | 1 | 2028 | 4.9114e-06
ENS | Preferred Plan | Dynamic Pricing | Dynamic Pricing with enabling tech. | Small General | Manufacturing | Winter Evening | % of Load | 1 | 2028 | 5.0481e-06
ENS | Preferred Plan | Dynamic Pricing | Dynamic Pricing with enabling tech. | Residential Charitable | Residential LI | Winter Morning | % of Load | 1 | 2028 | 0.00042398
ENS | Preferred Plan | Dynamic Pricing | Dynamic Pricing with enabling tech. | Residential Charitable | Residential Market Rate | Winter Morning | % of Load | 1 | 2028 | 0.0024064
ENS | Preferred Plan | Dynamic Pricing | Dynamic Pricing w/o enabling tech. | Residential Charitable | Residential LI | Winter Morning | % of Load | 1 | 2028 | 0.0014949
ENS | Preferred Plan | Dynamic Pricing | Dynamic Pricing w/o enabling tech. | Residential Charitable | Residential Market Rate | Winter Morning | % of Load | 1 | 2028 | 0.0084846
ENS | Preferred Plan | Dynamic Pricing | Dynamic Pricing with enabling tech. | Residential Charitable | Residential LI | Winter Evening | % of Load | 1 | 2028 | 0.0004274
ENS | Preferred Plan | Dynamic Pricing | Dynamic Pricing with enabling tech. | Residential Charitable | Residential Market Rate | Winter Evening | % of Load | 1 | 2028 | 0.0024258
ENS | Preferred Plan | Dynamic Pricing | Dynamic Pricing w/o enabling tech. | Residential Charitable | Residential LI | Winter Evening | % of Load | 1 | 2028 | 0.0015069
ENS | Preferred Plan | Dynamic Pricing | Dynamic Pricing w/o enabling tech. | Residential Charitable | Residential Market Rate | Winter Evening | % of Load | 1 | 2028 | 0.008553
ENS | Preferred Plan | Behavioral DR | Behavioral DR | Residential Charitable | Residential LI | Winter Morning | % of Load | 1 | 2028 | 0.00016599
ENS | Preferred Plan | Behavioral DR | Behavioral DR | Residential Charitable | Residential Market Rate | Winter Morning | % of Load | 1 | 2028 | 0.00094586
ENS | Preferred Plan | Behavioral DR | Behavioral DR | Residential Charitable | Residential LI | Winter Evening | % of Load | 1 | 2028 | 0.00016733
ENS | Preferred Plan | Behavioral DR | Behavioral DR | Residential Charitable | Residential Market Rate | Winter Evening | % of Load | 1 | 2028 | 0.00095348
ENS | Preferred Plan | Time-of-Use Rates (TOU) | Time-of-Use Rates (TOU) | Residential Charitable | Residential LI | Winter Morning | % of Load | 0 | 2028 | 0.00032135
ENS | Preferred Plan | Time-of-Use Rates (TOU) | Time-of-Use Rates (TOU) | Residential Charitable | Residential Market Rate | Winter Morning | % of Load | 0 | 2028 | 0.0018311
ENS | Preferred Plan | Time-of-Use Rates (TOU) | Time-of-Use Rates (TOU) | Residential Charitable | Residential LI | Winter Evening | % of Load | 0 | 2028 | 0.00032394
ENS | Preferred Plan | Time-of-Use Rates (TOU) | Time-of-Use Rates (TOU) | Residential Charitable | Residential Market Rate | Winter Evening | % of Load | 0 | 2028 | 0.0018459
ENS | Preferred Plan | DLC-Thermostat | DLC-Thermostat-BYOT-Central Heat Pump | Residential Charitable | Residential LI | Winter Morning | % of Load | 0 | 2029 | 2.2141e-05
ENS | Preferred Plan | DLC-Thermostat | DLC-Thermostat-BYOT-Central Heat Pump | Residential Charitable | Residential Market Rate | Winter Morning | % of Load | 0 | 2029 | 0.00013549
ENS | Preferred Plan | DLC-Thermostat | DLC-Thermostat-DI-Baseboard Heating | Residential Charitable | Residential LI | Winter Morning | % of Load | 0 | 2029 | 0.00011305
ENS | Preferred Plan | DLC-Thermostat | DLC-Thermostat-DI-Baseboard Heating | Residential Charitable | Residential Market Rate | Winter Morning | % of Load | 0 | 2029 | 0.0010762
ENS | Preferred Plan | DLC-Thermostat | DLC-Thermostat-BYOT-Baseboard Heating | Residential Charitable | Residential LI | Winter Morning | % of Load | 0 | 2029 | 1.322e-05
ENS | Preferred Plan | DLC-Thermostat | DLC-Thermostat-BYOT-Baseboard Heating | Residential Charitable | Residential Market Rate | Winter Morning | % of Load | 0 | 2029 | 0.00012585
ENS | Preferred Plan | DLC-Thermostat | DLC-Thermostat-DI-MSHP | Residential Charitable | Residential LI | Winter Morning | % of Load | 0 | 2029 | 6.5511e-05
ENS | Preferred Plan | DLC-Thermostat | DLC-Thermostat-DI-MSHP | Residential Charitable | Residential Market Rate | Winter Morning | % of Load | 0 | 2029 | 0.0006236
ENS | Preferred Plan | DLC-Thermostat | DLC-Thermostat-BYOT-MSHP | Residential Charitable | Residential LI | Winter Morning | % of Load | 0 | 2029 | 5.9366e-06
ENS | Preferred Plan | DLC-Thermostat | DLC-Thermostat-BYOT-MSHP | Residential Charitable | Residential Market Rate | Winter Morning | % of Load | 0 | 2029 | 5.651e-05
ENS | Preferred Plan | DLC-Thermostat | DLC-Thermostat-BYOT-Central Heat Pump | Residential Charitable | Residential LI | Winter Evening | % of Load | 0 | 2029 | 1.9568e-05
ENS | Preferred Plan | DLC-Thermostat | DLC-Thermostat-BYOT-Central Heat Pump | Residential Charitable | Residential Market Rate | Winter Evening | % of Load | 0 | 2029 | 0.00011974
ENS | Preferred Plan | DLC-Thermostat | DLC-Thermostat-DI-Baseboard Heating | Residential Charitable | Residential LI | Winter Evening | % of Load | 0 | 2029 | 9.9914e-05
ENS | Preferred Plan | DLC-Thermostat | DLC-Thermostat-DI-Baseboard Heating | Residential Charitable | Residential Market Rate | Winter Evening | % of Load | 0 | 2029 | 0.00095108
ENS | Preferred Plan | DLC-Thermostat | DLC-Thermostat-BYOT-Baseboard Heating | Residential Charitable | Residential LI | Winter Evening | % of Load | 0 | 2029 | 1.1684e-05
ENS | Preferred Plan | DLC-Thermostat | DLC-Thermostat-BYOT-Baseboard Heating | Residential Charitable | Residential Market Rate | Winter Evening | % of Load | 0 | 2029 | 0.00011122
ENS | Preferred Plan | DLC-Thermostat | DLC-Thermostat-DI-MSHP | Residential Charitable | Residential LI | Winter Evening | % of Load | 0 | 2029 | 5.7897e-05
ENS | Preferred Plan | DLC-Thermostat | DLC-Thermostat-DI-MSHP | Residential Charitable | Residential Market Rate | Winter Evening | % of Load | 0 | 2029 | 0.00055112
ENS | Preferred Plan | DLC-Thermostat | DLC-Thermostat-BYOT-MSHP | Residential Charitable | Residential LI | Winter Evening | % of Load | 0 | 2029 | 5.2466e-06
ENS | Preferred Plan | DLC-Thermostat | DLC-Thermostat-BYOT-MSHP | Residential Charitable | Residential Market Rate | Winter Evening | % of Load | 0 | 2029 | 4.9942e-05
ENS | Preferred Plan | DLC-Water Heating | DLC-Switch-Water Heating | Residential Charitable | Residential LI | Winter Morning | % of Load | 0 | 2029 | 6.9791e-05
ENS | Preferred Plan | DLC-Water Heating | DLC-Switch-Water Heating | Residential Charitable | Residential Market Rate | Winter Morning | % of Load | 0 | 2029 | 0.00079721
ENS | Preferred Plan | DLC-Water Heating | DLC-Switch-Water Heating | Residential Charitable | Residential LI | Winter Evening | % of Load | 0 | 2029 | 5.2132e-05
ENS | Preferred Plan | DLC-Water Heating | DLC-Switch-Water Heating | Residential Charitable | Residential Market Rate | Winter Evening | % of Load | 0 | 2029 | 0.00059549
ENS | Preferred Plan | C&I Curtailment | C&I Curtailment-Turnkey-Manual HVAC Control | General | Miscellaneous | Winter Morning | % of Load | 1 | 2029 | 0.0010732
ENS | Preferred Plan | C&I Curtailment | C&I Curtailment-Turnkey-Manual HVAC Control | General | Offices | Winter Morning | % of Load | 1 | 2029 | 7.3029e-05
ENS | Preferred Plan | C&I Curtailment | C&I Curtailment-Turnkey-Manual HVAC Control | General | Retail Trade | Winter Morning | % of Load | 1 | 2029 | 0.000248
ENS | Preferred Plan | C&I Curtailment | C&I Curtailment-Turnkey-Manual HVAC Control | General | Services | Winter Morning | % of Load | 1 | 2029 | 0.00016034
ENS | Preferred Plan | C&I Curtailment | C&I Curtailment-Turnkey-Auto-DR HVAC Control | General | Miscellaneous | Winter Morning | % of Load | 1 | 2029 | 6.7464e-05
ENS | Preferred Plan | C&I Curtailment | C&I Curtailment-Turnkey-Auto-DR HVAC Control | General | Offices | Winter Morning | % of Load | 1 | 2029 | 4.5909e-06
ENS | Preferred Plan | C&I Curtailment | C&I Curtailment-Turnkey-Auto-DR HVAC Control | General | Retail Trade | Winter Morning | % of Load | 1 | 2029 | 1.559e-05
ENS | Preferred Plan | C&I Curtailment | C&I Curtailment-Turnkey-Auto-DR HVAC Control | General | Services | Winter Morning | % of Load | 1 | 2029 | 1.008e-05
ENS | Preferred Plan | C&I Curtailment | C&I Curtailment-Turnkey-Standard Lighting Control | General | Miscellaneous | Winter Morning | % of Load | 1 | 2029 | 0.0004455
ENS | Preferred Plan | C&I Curtailment | C&I Curtailment-Turnkey-Standard Lighting Control | General | Offices | Winter Morning | % of Load | 1 | 2029 | 8.8856e-06
ENS | Preferred Plan | C&I Curtailment | C&I Curtailment-Turnkey-Standard Lighting Control | General | Retail Trade | Winter Morning | % of Load | 1 | 2029 | 9.9137e-05
ENS | Preferred Plan | C&I Curtailment | C&I Curtailment-Turnkey-Standard Lighting Control | General | Services | Winter Morning | % of Load | 1 | 2029 | 6.4171e-05
ENS | Preferred Plan | C&I Curtailment | C&I Curtailment-Turnkey-Water Heating Control | General | Miscellaneous | Winter Morning | % of Load | 1 | 2029 | 2.9041e-05
ENS | Preferred Plan | C&I Curtailment | C&I Curtailment-Turnkey-Water Heating Control | General | Offices | Winter Morning | % of Load | 1 | 2029 | 7.7344e-07
ENS | Preferred Plan | C&I Curtailment | C&I Curtailment-Turnkey-Water Heating Control | General | Retail Trade | Winter Morning | % of Load | 1 | 2029 | 1.56e-05
ENS | Preferred Plan | C&I Curtailment | C&I Curtailment-Turnkey-Water Heating Control | General | Services | Winter Morning | % of Load | 1 | 2029 | 1.0074e-05
ENS | Preferred Plan | C&I Curtailment | C&I Curtailment-Turnkey-Other | General | Miscellaneous | Winter Morning | % of Load | 1 | 2029 | 0.00051089
ENS | Preferred Plan | C&I Curtailment | C&I Curtailment-Turnkey-Other | General | Offices | Winter Morning | % of Load | 1 | 2029 | 1.3934e-05
ENS | Preferred Plan | C&I Curtailment | C&I Curtailment-Turnkey-Other | General | Retail Trade | Winter Morning | % of Load | 1 | 2029 | 0.00016183
ENS | Preferred Plan | C&I Curtailment | C&I Curtailment-Turnkey-Other | General | Services | Winter Morning | % of Load | 1 | 2029 | 0.00010459
ENS | Preferred Plan | C&I Curtailment | C&I Curtailment-Turnkey-Manual HVAC Control | General | Miscellaneous | Winter Evening | % of Load | 1 | 2029 | 0.0011125
ENS | Preferred Plan | C&I Curtailment | C&I Curtailment-Turnkey-Manual HVAC Control | General | Offices | Winter Evening | % of Load | 1 | 2029 | 7.5703e-05
ENS | Preferred Plan | C&I Curtailment | C&I Curtailment-Turnkey-Manual HVAC Control | General | Retail Trade | Winter Evening | % of Load | 1 | 2029 | 0.00025708
ENS | Preferred Plan | C&I Curtailment | C&I Curtailment-Turnkey-Manual HVAC Control | General | Services | Winter Evening | % of Load | 1 | 2029 | 0.00016621
ENS | Preferred Plan | C&I Curtailment | C&I Curtailment-Turnkey-Auto-DR HVAC Control | General | Miscellaneous | Winter Evening | % of Load | 1 | 2029 | 6.9935e-05
ENS | Preferred Plan | C&I Curtailment | C&I Curtailment-Turnkey-Auto-DR HVAC Control | General | Offices | Winter Evening | % of Load | 1 | 2029 | 4.759e-06
ENS | Preferred Plan | C&I Curtailment | C&I Curtailment-Turnkey-Auto-DR HVAC Control | General | Retail Trade | Winter Evening | % of Load | 1 | 2029 | 1.6161e-05
ENS | Preferred Plan | C&I Curtailment | C&I Curtailment-Turnkey-Auto-DR HVAC Control | General | Services | Winter Evening | % of Load | 1 | 2029 | 1.0449e-05
ENS | Preferred Plan | C&I Curtailment | C&I Curtailment-Turnkey-Standard Lighting Control | General | Miscellaneous | Winter Evening | % of Load | 1 | 2029 | 0.00046182
ENS | Preferred Plan | C&I Curtailment | C&I Curtailment-Turnkey-Standard Lighting Control | General | Offices | Winter Evening | % of Load | 1 | 2029 | 9.211e-06
ENS | Preferred Plan | C&I Curtailment | C&I Curtailment-Turnkey-Standard Lighting Control | General | Retail Trade | Winter Evening | % of Load | 1 | 2029 | 0.00010277
ENS | Preferred Plan | C&I Curtailment | C&I Curtailment-Turnkey-Standard Lighting Control | General | Services | Winter Evening | % of Load | 1 | 2029 | 6.6521e-05
ENS | Preferred Plan | C&I Curtailment | C&I Curtailment-Turnkey-Water Heating Control | General | Miscellaneous | Winter Evening | % of Load | 1 | 2029 | 3.0104e-05
ENS | Preferred Plan | C&I Curtailment | C&I Curtailment-Turnkey-Water Heating Control | General | Offices | Winter Evening | % of Load | 1 | 2029 | 8.0177e-07
ENS | Preferred Plan | C&I Curtailment | C&I Curtailment-Turnkey-Water Heating Control | General | Retail Trade | Winter Evening | % of Load | 1 | 2029 | 1.6171e-05
ENS | Preferred Plan | C&I Curtailment | C&I Curtailment-Turnkey-Water Heating Control | General | Services | Winter Evening | % of Load | 1 | 2029 | 1.0443e-05
ENS | Preferred Plan | C&I Curtailment | C&I Curtailment-Turnkey-Other | General | Miscellaneous | Winter Evening | % of Load | 1 | 2029 | 0.0005296
ENS | Preferred Plan | C&I Curtailment | C&I Curtailment-Turnkey-Other | General | Offices | Winter Evening | % of Load | 1 | 2029 | 1.4445e-05
ENS | Preferred Plan | C&I Curtailment | C&I Curtailment-Turnkey-Other | General | Retail Trade | Winter Evening | % of Load | 1 | 2029 | 0.00016775
ENS | Preferred Plan | C&I Curtailment | C&I Curtailment-Turnkey-Other | General | Services | Winter Evening | % of Load | 1 | 2029 | 0.00010842
ENS | Preferred Plan | C&I Curtailment | C&I Curtailment-Turnkey-Manual HVAC Control | Large General | Miscellaneous | Winter Morning | % of Load | 1 | 2029 | 0.00086552
ENS | Preferred Plan | C&I Curtailment | C&I Curtailment-Turnkey-Manual HVAC Control | Large General | Retail Trade | Winter Morning | % of Load | 1 | 2029 | 3.6385e-05
ENS | Preferred Plan | C&I Curtailment | C&I Curtailment-Turnkey-Manual HVAC Control | Large General | Services | Winter Morning | % of Load | 1 | 2029 | 5.8267e-05
ENS | Preferred Plan | C&I Curtailment | C&I Curtailment-Turnkey-Auto-DR HVAC Control | Large General | Miscellaneous | Winter Morning | % of Load | 1 | 2029 | 5.441e-05
ENS | Preferred Plan | C&I Curtailment | C&I Curtailment-Turnkey-Auto-DR HVAC Control | Large General | Retail Trade | Winter Morning | % of Load | 1 | 2029 | 2.2873e-06
ENS | Preferred Plan | C&I Curtailment | C&I Curtailment-Turnkey-Auto-DR HVAC Control | Large General | Services | Winter Morning | % of Load | 1 | 2029 | 3.6629e-06
ENS | Preferred Plan | C&I Curtailment | C&I Curtailment-Turnkey-Standard Lighting Control | Large General | Miscellaneous | Winter Morning | % of Load | 1 | 2029 | 0.0003731
ENS | Preferred Plan | C&I Curtailment | C&I Curtailment-Turnkey-Standard Lighting Control | Large General | Retail Trade | Winter Morning | % of Load | 1 | 2029 | 1.4459e-05
ENS | Preferred Plan | C&I Curtailment | C&I Curtailment-Turnkey-Standard Lighting Control | Large General | Services | Winter Morning | % of Load | 1 | 2029 | 2.3154e-05
ENS | Preferred Plan | C&I Curtailment | C&I Curtailment-Turnkey-Water Heating Control | Large General | Miscellaneous | Winter Morning | % of Load | 1 | 2029 | 1.8543e-05
ENS | Preferred Plan | C&I Curtailment | C&I Curtailment-Turnkey-Water Heating Control | Large General | Retail Trade | Winter Morning | % of Load | 1 | 2029 | 2.302e-06
ENS | Preferred Plan | C&I Curtailment | C&I Curtailment-Turnkey-Water Heating Control | Large General | Services | Winter Morning | % of Load | 1 | 2029 | 3.6864e-06
ENS | Preferred Plan | C&I Curtailment | C&I Curtailment-Turnkey-Other | Large General | Miscellaneous | Winter Morning | % of Load | 1 | 2029 | 0.00039764
ENS | Preferred Plan | C&I Curtailment | C&I Curtailment-Turnkey-Other | Large General | Retail Trade | Winter Morning | % of Load | 1 | 2029 | 2.3779e-05
ENS | Preferred Plan | C&I Curtailment | C&I Curtailment-Turnkey-Other | Large General | Services | Winter Morning | % of Load | 1 | 2029 | 3.8079e-05
ENS | Preferred Plan | C&I Curtailment | C&I Curtailment-Turnkey-Manual HVAC Control | Large General | Miscellaneous | Winter Evening | % of Load | 1 | 2029 | 0.00065914
ENS | Preferred Plan | C&I Curtailment | C&I Curtailment-Turnkey-Manual HVAC Control | Large General | Retail Trade | Winter Evening | % of Load | 1 | 2029 | 2.7709e-05
ENS | Preferred Plan | C&I Curtailment | C&I Curtailment-Turnkey-Manual HVAC Control | Large General | Services | Winter Evening | % of Load | 1 | 2029 | 4.4374e-05
ENS | Preferred Plan | C&I Curtailment | C&I Curtailment-Turnkey-Auto-DR HVAC Control | Large General | Miscellaneous | Winter Evening | % of Load | 1 | 2029 | 4.1436e-05
ENS | Preferred Plan | C&I Curtailment | C&I Curtailment-Turnkey-Auto-DR HVAC Control | Large General | Retail Trade | Winter Evening | % of Load | 1 | 2029 | 1.7419e-06
ENS | Preferred Plan | C&I Curtailment | C&I Curtailment-Turnkey-Auto-DR HVAC Control | Large General | Services | Winter Evening | % of Load | 1 | 2029 | 2.7895e-06
ENS | Preferred Plan | C&I Curtailment | C&I Curtailment-Turnkey-Standard Lighting Control | Large General | Miscellaneous | Winter Evening | % of Load | 1 | 2029 | 0.00028414
ENS | Preferred Plan | C&I Curtailment | C&I Curtailment-Turnkey-Standard Lighting Control | Large General | Retail Trade | Winter Evening | % of Load | 1 | 2029 | 1.1011e-05
ENS | Preferred Plan | C&I Curtailment | C&I Curtailment-Turnkey-Standard Lighting Control | Large General | Services | Winter Evening | % of Load | 1 | 2029 | 1.7633e-05
ENS | Preferred Plan | C&I Curtailment | C&I Curtailment-Turnkey-Water Heating Control | Large General | Miscellaneous | Winter Evening | % of Load | 1 | 2029 | 1.4122e-05
ENS | Preferred Plan | C&I Curtailment | C&I Curtailment-Turnkey-Water Heating Control | Large General | Retail Trade | Winter Evening | % of Load | 1 | 2029 | 1.7531e-06
ENS | Preferred Plan | C&I Curtailment | C&I Curtailment-Turnkey-Water Heating Control | Large General | Services | Winter Evening | % of Load | 1 | 2029 | 2.8075e-06
ENS | Preferred Plan | C&I Curtailment | C&I Curtailment-Turnkey-Other | Large General | Miscellaneous | Winter Evening | % of Load | 1 | 2029 | 0.00030282
ENS | Preferred Plan | C&I Curtailment | C&I Curtailment-Turnkey-Other | Large General | Retail Trade | Winter Evening | % of Load | 1 | 2029 | 1.8109e-05
ENS | Preferred Plan | C&I Curtailment | C&I Curtailment-Turnkey-Other | Large General | Services | Winter Evening | % of Load | 1 | 2029 | 2.8999e-05
ENS | Preferred Plan | C&I Curtailment | C&I Curtailment-Turnkey-Manual HVAC Control | Small Industrial | Miscellaneous | Winter Morning | % of Load | 1 | 2029 | 0.00014431
ENS | Preferred Plan | C&I Curtailment | C&I Curtailment-Turnkey-Manual HVAC Control | Small Industrial | Offices | Winter Morning | % of Load | 1 | 2029 | 1.8384e-06
ENS | Preferred Plan | C&I Curtailment | C&I Curtailment-Turnkey-Manual HVAC Control | Small Industrial | Retail Trade | Winter Morning | % of Load | 1 | 2029 | 6.128e-06
ENS | Preferred Plan | C&I Curtailment | C&I Curtailment-Turnkey-Manual HVAC Control | Small Industrial | Services | Winter Morning | % of Load | 1 | 2029 | 1.936e-06
ENS | Preferred Plan | C&I Curtailment | C&I Curtailment-Turnkey-Auto-DR HVAC Control | Small Industrial | Miscellaneous | Winter Morning | % of Load | 1 | 2029 | 9.0717e-06
ENS | Preferred Plan | C&I Curtailment | C&I Curtailment-Turnkey-Auto-DR HVAC Control | Small Industrial | Offices | Winter Morning | % of Load | 1 | 2029 | 1.1557e-07
ENS | Preferred Plan | C&I Curtailment | C&I Curtailment-Turnkey-Auto-DR HVAC Control | Small Industrial | Retail Trade | Winter Morning | % of Load | 1 | 2029 | 3.8523e-07
ENS | Preferred Plan | C&I Curtailment | C&I Curtailment-Turnkey-Auto-DR HVAC Control | Small Industrial | Services | Winter Morning | % of Load | 1 | 2029 | 1.217e-07
ENS | Preferred Plan | C&I Curtailment | C&I Curtailment-Turnkey-Standard Lighting Control | Small Industrial | Miscellaneous | Winter Morning | % of Load | 1 | 2029 | 4.4732e-05
ENS | Preferred Plan | C&I Curtailment | C&I Curtailment-Turnkey-Standard Lighting Control | Small Industrial | Offices | Winter Morning | % of Load | 1 | 2029 | 2.4274e-07
ENS | Preferred Plan | C&I Curtailment | C&I Curtailment-Turnkey-Standard Lighting Control | Small Industrial | Retail Trade | Winter Morning | % of Load | 1 | 2029 | 2.6399e-06
ENS | Preferred Plan | C&I Curtailment | C&I Curtailment-Turnkey-Standard Lighting Control | Small Industrial | Services | Winter Morning | % of Load | 1 | 2029 | 8.3401e-07
ENS | Preferred Plan | C&I Curtailment | C&I Curtailment-Turnkey-Water Heating Control | Small Industrial | Miscellaneous | Winter Morning | % of Load | 1 | 2029 | 3.6761e-06
ENS | Preferred Plan | C&I Curtailment | C&I Curtailment-Turnkey-Water Heating Control | Small Industrial | Offices | Winter Morning | % of Load | 1 | 2029 | 1.8747e-08
ENS | Preferred Plan | C&I Curtailment | C&I Curtailment-Turnkey-Water Heating Control | Small Industrial | Retail Trade | Winter Morning | % of Load | 1 | 2029 | 3.56e-07
ENS | Preferred Plan | C&I Curtailment | C&I Curtailment-Turnkey-Water Heating Control | Small Industrial | Services | Winter Morning | % of Load | 1 | 2029 | 1.1247e-07
ENS | Preferred Plan | C&I Curtailment | C&I Curtailment-Turnkey-Other | Small Industrial | Miscellaneous | Winter Morning | % of Load | 1 | 2029 | 5.6621e-05
ENS | Preferred Plan | C&I Curtailment | C&I Curtailment-Turnkey-Other | Small Industrial | Offices | Winter Morning | % of Load | 1 | 2029 | 3.5406e-07
ENS | Preferred Plan | C&I Curtailment | C&I Curtailment-Turnkey-Other | Small Industrial | Retail Trade | Winter Morning | % of Load | 1 | 2029 | 3.9179e-06
ENS | Preferred Plan | C&I Curtailment | C&I Curtailment-Turnkey-Other | Small Industrial | Services | Winter Morning | % of Load | 1 | 2029 | 1.2378e-06
ENS | Preferred Plan | C&I Curtailment | C&I Curtailment-Turnkey-Industrial | Small Industrial | Manufacturing | Winter Morning | % of Load | 1 | 2029 | 1.3533e-05
ENS | Preferred Plan | C&I Curtailment | C&I Curtailment-Turnkey-Manual HVAC Control | Small Industrial | Miscellaneous | Winter Evening | % of Load | 1 | 2029 | 0.00017539
ENS | Preferred Plan | C&I Curtailment | C&I Curtailment-Turnkey-Manual HVAC Control | Small Industrial | Offices | Winter Evening | % of Load | 1 | 2029 | 2.2344e-06
ENS | Preferred Plan | C&I Curtailment | C&I Curtailment-Turnkey-Manual HVAC Control | Small Industrial | Retail Trade | Winter Evening | % of Load | 1 | 2029 | 7.448e-06
ENS | Preferred Plan | C&I Curtailment | C&I Curtailment-Turnkey-Manual HVAC Control | Small Industrial | Services | Winter Evening | % of Load | 1 | 2029 | 2.353e-06
ENS | Preferred Plan | C&I Curtailment | C&I Curtailment-Turnkey-Auto-DR HVAC Control | Small Industrial | Miscellaneous | Winter Evening | % of Load | 1 | 2029 | 1.1026e-05
ENS | Preferred Plan | C&I Curtailment | C&I Curtailment-Turnkey-Auto-DR HVAC Control | Small Industrial | Offices | Winter Evening | % of Load | 1 | 2029 | 1.4047e-07
ENS | Preferred Plan | C&I Curtailment | C&I Curtailment-Turnkey-Auto-DR HVAC Control | Small Industrial | Retail Trade | Winter Evening | % of Load | 1 | 2029 | 4.6821e-07
ENS | Preferred Plan | C&I Curtailment | C&I Curtailment-Turnkey-Auto-DR HVAC Control | Small Industrial | Services | Winter Evening | % of Load | 1 | 2029 | 1.4792e-07
ENS | Preferred Plan | C&I Curtailment | C&I Curtailment-Turnkey-Standard Lighting Control | Small Industrial | Miscellaneous | Winter Evening | % of Load | 1 | 2029 | 5.4368e-05
ENS | Preferred Plan | C&I Curtailment | C&I Curtailment-Turnkey-Standard Lighting Control | Small Industrial | Offices | Winter Evening | % of Load | 1 | 2029 | 2.9503e-07
ENS | Preferred Plan | C&I Curtailment | C&I Curtailment-Turnkey-Standard Lighting Control | Small Industrial | Retail Trade | Winter Evening | % of Load | 1 | 2029 | 3.2085e-06
ENS | Preferred Plan | C&I Curtailment | C&I Curtailment-Turnkey-Standard Lighting Control | Small Industrial | Services | Winter Evening | % of Load | 1 | 2029 | 1.0137e-06
ENS | Preferred Plan | C&I Curtailment | C&I Curtailment-Turnkey-Water Heating Control | Small Industrial | Miscellaneous | Winter Evening | % of Load | 1 | 2029 | 4.4679e-06
ENS | Preferred Plan | C&I Curtailment | C&I Curtailment-Turnkey-Water Heating Control | Small Industrial | Offices | Winter Evening | % of Load | 1 | 2029 | 2.2785e-08
ENS | Preferred Plan | C&I Curtailment | C&I Curtailment-Turnkey-Water Heating Control | Small Industrial | Retail Trade | Winter Evening | % of Load | 1 | 2029 | 4.3268e-07
ENS | Preferred Plan | C&I Curtailment | C&I Curtailment-Turnkey-Water Heating Control | Small Industrial | Services | Winter Evening | % of Load | 1 | 2029 | 1.367e-07
ENS | Preferred Plan | C&I Curtailment | C&I Curtailment-Turnkey-Other | Small Industrial | Miscellaneous | Winter Evening | % of Load | 1 | 2029 | 6.8817e-05
ENS | Preferred Plan | C&I Curtailment | C&I Curtailment-Turnkey-Other | Small Industrial | Offices | Winter Evening | % of Load | 1 | 2029 | 4.3032e-07
ENS | Preferred Plan | C&I Curtailment | C&I Curtailment-Turnkey-Other | Small Industrial | Retail Trade | Winter Evening | % of Load | 1 | 2029 | 4.7618e-06
ENS | Preferred Plan | C&I Curtailment | C&I Curtailment-Turnkey-Other | Small Industrial | Services | Winter Evening | % of Load | 1 | 2029 | 1.5044e-06
ENS | Preferred Plan | C&I Curtailment | C&I Curtailment-Turnkey-Industrial | Small Industrial | Manufacturing | Winter Evening | % of Load | 1 | 2029 | 1.6448e-05
ENS | Preferred Plan | C&I Curtailment | C&I Curtailment-Turnkey-Manual HVAC Control | Medium Industrial | Miscellaneous | Winter Morning | % of Load | 1 | 2029 | 0.0027684
ENS | Preferred Plan | C&I Curtailment | C&I Curtailment-Turnkey-Manual HVAC Control | Medium Industrial | Offices | Winter Morning | % of Load | 1 | 2029 | 4.4397e-05
ENS | Preferred Plan | C&I Curtailment | C&I Curtailment-Turnkey-Manual HVAC Control | Medium Industrial | Retail Trade | Winter Morning | % of Load | 1 | 2029 | 0.00061504
ENS | Preferred Plan | C&I Curtailment | C&I Curtailment-Turnkey-Manual HVAC Control | Medium Industrial | Services | Winter Morning | % of Load | 1 | 2029 | 2.8321e-05
ENS | Preferred Plan | C&I Curtailment | C&I Curtailment-Turnkey-Auto-DR HVAC Control | Medium Industrial | Miscellaneous | Winter Morning | % of Load | 1 | 2029 | 0.00017403
ENS | Preferred Plan | C&I Curtailment | C&I Curtailment-Turnkey-Auto-DR HVAC Control | Medium Industrial | Offices | Winter Morning | % of Load | 1 | 2029 | 2.791e-06
ENS | Preferred Plan | C&I Curtailment | C&I Curtailment-Turnkey-Auto-DR HVAC Control | Medium Industrial | Retail Trade | Winter Morning | % of Load | 1 | 2029 | 3.8664e-05
ENS | Preferred Plan | C&I Curtailment | C&I Curtailment-Turnkey-Auto-DR HVAC Control | Medium Industrial | Services | Winter Morning | % of Load | 1 | 2029 | 1.7803e-06
ENS | Preferred Plan | C&I Curtailment | C&I Curtailment-Turnkey-Standard Lighting Control | Medium Industrial | Miscellaneous | Winter Morning | % of Load | 1 | 2029 | 0.00085816
ENS | Preferred Plan | C&I Curtailment | C&I Curtailment-Turnkey-Standard Lighting Control | Medium Industrial | Offices | Winter Morning | % of Load | 1 | 2029 | 5.8621e-06
ENS | Preferred Plan | C&I Curtailment | C&I Curtailment-Turnkey-Standard Lighting Control | Medium Industrial | Retail Trade | Winter Morning | % of Load | 1 | 2029 | 0.00026495
ENS | Preferred Plan | C&I Curtailment | C&I Curtailment-Turnkey-Standard Lighting Control | Medium Industrial | Services | Winter Morning | % of Load | 1 | 2029 | 1.22e-05
ENS | Preferred Plan | C&I Curtailment | C&I Curtailment-Turnkey-Water Heating Control | Medium Industrial | Miscellaneous | Winter Morning | % of Load | 1 | 2029 | 7.0523e-05
ENS | Preferred Plan | C&I Curtailment | C&I Curtailment-Turnkey-Water Heating Control | Medium Industrial | Offices | Winter Morning | % of Load | 1 | 2029 | 4.5272e-07
ENS | Preferred Plan | C&I Curtailment | C&I Curtailment-Turnkey-Water Heating Control | Medium Industrial | Retail Trade | Winter Morning | % of Load | 1 | 2029 | 3.573e-05
ENS | Preferred Plan | C&I Curtailment | C&I Curtailment-Turnkey-Water Heating Control | Medium Industrial | Services | Winter Morning | % of Load | 1 | 2029 | 1.6453e-06
ENS | Preferred Plan | C&I Curtailment | C&I Curtailment-Turnkey-Other | Medium Industrial | Miscellaneous | Winter Morning | % of Load | 1 | 2029 | 0.0010862
ENS | Preferred Plan | C&I Curtailment | C&I Curtailment-Turnkey-Other | Medium Industrial | Offices | Winter Morning | % of Load | 1 | 2029 | 8.5502e-06
ENS | Preferred Plan | C&I Curtailment | C&I Curtailment-Turnkey-Other | Medium Industrial | Retail Trade | Winter Morning | % of Load | 1 | 2029 | 0.00039322
ENS | Preferred Plan | C&I Curtailment | C&I Curtailment-Turnkey-Other | Medium Industrial | Services | Winter Morning | % of Load | 1 | 2029 | 1.8106e-05
ENS | Preferred Plan | C&I Curtailment | C&I Curtailment-Turnkey-Manual HVAC Control | Medium Industrial | Miscellaneous | Winter Evening | % of Load | 1 | 2029 | 0.002371
ENS | Preferred Plan | C&I Curtailment | C&I Curtailment-Turnkey-Manual HVAC Control | Medium Industrial | Offices | Winter Evening | % of Load | 1 | 2029 | 3.8024e-05
ENS | Preferred Plan | C&I Curtailment | C&I Curtailment-Turnkey-Manual HVAC Control | Medium Industrial | Retail Trade | Winter Evening | % of Load | 1 | 2029 | 0.00052675
ENS | Preferred Plan | C&I Curtailment | C&I Curtailment-Turnkey-Manual HVAC Control | Medium Industrial | Services | Winter Evening | % of Load | 1 | 2029 | 2.4255e-05
ENS | Preferred Plan | C&I Curtailment | C&I Curtailment-Turnkey-Auto-DR HVAC Control | Medium Industrial | Miscellaneous | Winter Evening | % of Load | 1 | 2029 | 0.00014905
ENS | Preferred Plan | C&I Curtailment | C&I Curtailment-Turnkey-Auto-DR HVAC Control | Medium Industrial | Offices | Winter Evening | % of Load | 1 | 2029 | 2.3903e-06
ENS | Preferred Plan | C&I Curtailment | C&I Curtailment-Turnkey-Auto-DR HVAC Control | Medium Industrial | Retail Trade | Winter Evening | % of Load | 1 | 2029 | 3.3114e-05
ENS | Preferred Plan | C&I Curtailment | C&I Curtailment-Turnkey-Auto-DR HVAC Control | Medium Industrial | Services | Winter Evening | % of Load | 1 | 2029 | 1.5248e-06
ENS | Preferred Plan | C&I Curtailment | C&I Curtailment-Turnkey-Standard Lighting Control | Medium Industrial | Miscellaneous | Winter Evening | % of Load | 1 | 2029 | 0.00073498
ENS | Preferred Plan | C&I Curtailment | C&I Curtailment-Turnkey-Standard Lighting Control | Medium Industrial | Offices | Winter Evening | % of Load | 1 | 2029 | 5.0206e-06
ENS | Preferred Plan | C&I Curtailment | C&I Curtailment-Turnkey-Standard Lighting Control | Medium Industrial | Retail Trade | Winter Evening | % of Load | 1 | 2029 | 0.00022692
ENS | Preferred Plan | C&I Curtailment | C&I Curtailment-Turnkey-Standard Lighting Control | Medium Industrial | Services | Winter Evening | % of Load | 1 | 2029 | 1.0449e-05
ENS | Preferred Plan | C&I Curtailment | C&I Curtailment-Turnkey-Water Heating Control | Medium Industrial | Miscellaneous | Winter Evening | % of Load | 1 | 2029 | 6.04e-05
ENS | Preferred Plan | C&I Curtailment | C&I Curtailment-Turnkey-Water Heating Control | Medium Industrial | Offices | Winter Evening | % of Load | 1 | 2029 | 3.8774e-07
ENS | Preferred Plan | C&I Curtailment | C&I Curtailment-Turnkey-Water Heating Control | Medium Industrial | Retail Trade | Winter Evening | % of Load | 1 | 2029 | 3.0601e-05
ENS | Preferred Plan | C&I Curtailment | C&I Curtailment-Turnkey-Water Heating Control | Medium Industrial | Services | Winter Evening | % of Load | 1 | 2029 | 1.4091e-06
ENS | Preferred Plan | C&I Curtailment | C&I Curtailment-Turnkey-Other | Medium Industrial | Miscellaneous | Winter Evening | % of Load | 1 | 2029 | 0.00093031
ENS | Preferred Plan | C&I Curtailment | C&I Curtailment-Turnkey-Other | Medium Industrial | Offices | Winter Evening | % of Load | 1 | 2029 | 7.3229e-06
ENS | Preferred Plan | C&I Curtailment | C&I Curtailment-Turnkey-Other | Medium Industrial | Retail Trade | Winter Evening | % of Load | 1 | 2029 | 0.00033677
ENS | Preferred Plan | C&I Curtailment | C&I Curtailment-Turnkey-Other | Medium Industrial | Services | Winter Evening | % of Load | 1 | 2029 | 1.5507e-05
ENS | Preferred Plan | C&I Curtailment | C&I Curtailment-Turnkey-Manual HVAC Control | Large Industrial | Miscellaneous | Winter Morning | % of Load | 1 | 2029 | 5.8067e-05
ENS | Preferred Plan | C&I Curtailment | C&I Curtailment-Turnkey-Auto-DR HVAC Control | Large Industrial | Miscellaneous | Winter Morning | % of Load | 1 | 2029 | 3.6503e-06
ENS | Preferred Plan | C&I Curtailment | C&I Curtailment-Turnkey-Standard Lighting Control | Large Industrial | Miscellaneous | Winter Morning | % of Load | 1 | 2029 | 2.5031e-05
ENS | Preferred Plan | C&I Curtailment | C&I Curtailment-Turnkey-Water Heating Control | Large Industrial | Miscellaneous | Winter Morning | % of Load | 1 | 2029 | 1.244e-06
ENS | Preferred Plan | C&I Curtailment | C&I Curtailment-Turnkey-Other | Large Industrial | Miscellaneous | Winter Morning | % of Load | 1 | 2029 | 2.6677e-05
ENS | Preferred Plan | C&I Curtailment | C&I Curtailment-Turnkey-Industrial | Large Industrial | Manufacturing | Winter Morning | % of Load | 1 | 2029 | 5.2333e-06
ENS | Preferred Plan | C&I Curtailment | C&I Curtailment-Turnkey-Manual HVAC Control | Large Industrial | Miscellaneous | Winter Evening | % of Load | 1 | 2029 | 5.1105e-05
ENS | Preferred Plan | C&I Curtailment | C&I Curtailment-Turnkey-Auto-DR HVAC Control | Large Industrial | Miscellaneous | Winter Evening | % of Load | 1 | 2029 | 3.2126e-06
ENS | Preferred Plan | C&I Curtailment | C&I Curtailment-Turnkey-Standard Lighting Control | Large Industrial | Miscellaneous | Winter Evening | % of Load | 1 | 2029 | 2.203e-05
ENS | Preferred Plan | C&I Curtailment | C&I Curtailment-Turnkey-Water Heating Control | Large Industrial | Miscellaneous | Winter Evening | % of Load | 1 | 2029 | 1.0949e-06
ENS | Preferred Plan | C&I Curtailment | C&I Curtailment-Turnkey-Other | Large Industrial | Miscellaneous | Winter Evening | % of Load | 1 | 2029 | 2.3478e-05
ENS | Preferred Plan | C&I Curtailment | C&I Curtailment-Turnkey-Industrial | Large Industrial | Manufacturing | Winter Evening | % of Load | 1 | 2029 | 4.6058e-06
ENS | Preferred Plan | C&I Loadshift to BUGs | C&I Loadshift to BUGs | Large General | Miscellaneous | Winter Morning | % of Load | 1 | 2029 | 0.0024219
ENS | Preferred Plan | C&I Loadshift to BUGs | C&I Loadshift to BUGs | Large General | Miscellaneous | Winter Evening | % of Load | 1 | 2029 | 0.0018444
ENS | Preferred Plan | C&I Loadshift to BUGs | C&I Loadshift to BUGs | Small Industrial | Miscellaneous | Winter Morning | % of Load | 1 | 2029 | 0.00066193
ENS | Preferred Plan | C&I Loadshift to BUGs | C&I Loadshift to BUGs | Small Industrial | Miscellaneous | Winter Evening | % of Load | 1 | 2029 | 0.00080451
ENS | Preferred Plan | C&I Loadshift to BUGs | C&I Loadshift to BUGs | Medium Industrial | Manufacturing | Winter Morning | % of Load | 1 | 2029 | 0.00046363
ENS | Preferred Plan | C&I Loadshift to BUGs | C&I Loadshift to BUGs | Medium Industrial | Miscellaneous | Winter Morning | % of Load | 1 | 2029 | 0.0020122
ENS | Preferred Plan | C&I Loadshift to BUGs | C&I Loadshift to BUGs | Medium Industrial | Manufacturing | Winter Evening | % of Load | 1 | 2029 | 0.00039708
ENS | Preferred Plan | C&I Loadshift to BUGs | C&I Loadshift to BUGs | Medium Industrial | Miscellaneous | Winter Evening | % of Load | 1 | 2029 | 0.0017233
ENS | Preferred Plan | Dynamic Pricing | Dynamic Pricing with enabling tech. | Small General | Manufacturing | Winter Morning | % of Load | 1 | 2029 | 5.8931e-06
ENS | Preferred Plan | Dynamic Pricing | Dynamic Pricing with enabling tech. | Small General | Manufacturing | Winter Evening | % of Load | 1 | 2029 | 6.0562e-06
ENS | Preferred Plan | Dynamic Pricing | Dynamic Pricing with enabling tech. | Residential Charitable | Residential LI | Winter Morning | % of Load | 1 | 2029 | 0.00089146
ENS | Preferred Plan | Dynamic Pricing | Dynamic Pricing with enabling tech. | Residential Charitable | Residential Market Rate | Winter Morning | % of Load | 1 | 2029 | 0.0050606
ENS | Preferred Plan | Dynamic Pricing | Dynamic Pricing w/o enabling tech. | Residential Charitable | Residential LI | Winter Morning | % of Load | 1 | 2029 | 0.0014891
ENS | Preferred Plan | Dynamic Pricing | Dynamic Pricing w/o enabling tech. | Residential Charitable | Residential Market Rate | Winter Morning | % of Load | 1 | 2029 | 0.008453
ENS | Preferred Plan | Dynamic Pricing | Dynamic Pricing with enabling tech. | Residential Charitable | Residential LI | Winter Evening | % of Load | 1 | 2029 | 0.0008985
ENS | Preferred Plan | Dynamic Pricing | Dynamic Pricing with enabling tech. | Residential Charitable | Residential Market Rate | Winter Evening | % of Load | 1 | 2029 | 0.0051005
ENS | Preferred Plan | Dynamic Pricing | Dynamic Pricing w/o enabling tech. | Residential Charitable | Residential LI | Winter Evening | % of Load | 1 | 2029 | 0.0015008
ENS | Preferred Plan | Dynamic Pricing | Dynamic Pricing w/o enabling tech. | Residential Charitable | Residential Market Rate | Winter Evening | % of Load | 1 | 2029 | 0.0085198
ENS | Preferred Plan | Behavioral DR | Behavioral DR | Residential Charitable | Residential LI | Winter Morning | % of Load | 1 | 2029 | 0.00025624
ENS | Preferred Plan | Behavioral DR | Behavioral DR | Residential Charitable | Residential Market Rate | Winter Morning | % of Load | 1 | 2029 | 0.0014602
ENS | Preferred Plan | Behavioral DR | Behavioral DR | Residential Charitable | Residential LI | Winter Evening | % of Load | 1 | 2029 | 0.00025826
ENS | Preferred Plan | Behavioral DR | Behavioral DR | Residential Charitable | Residential Market Rate | Winter Evening | % of Load | 1 | 2029 | 0.0014717
ENS | Preferred Plan | Time-of-Use Rates (TOU) | Time-of-Use Rates (TOU) | Residential Charitable | Residential LI | Winter Morning | % of Load | 0 | 2029 | 0.00029716
ENS | Preferred Plan | Time-of-Use Rates (TOU) | Time-of-Use Rates (TOU) | Residential Charitable | Residential Market Rate | Winter Morning | % of Load | 0 | 2029 | 0.0016934
ENS | Preferred Plan | Time-of-Use Rates (TOU) | Time-of-Use Rates (TOU) | Residential Charitable | Residential LI | Winter Evening | % of Load | 0 | 2029 | 0.00029951
ENS | Preferred Plan | Time-of-Use Rates (TOU) | Time-of-Use Rates (TOU) | Residential Charitable | Residential Market Rate | Winter Evening | % of Load | 0 | 2029 | 0.0017068
ENS | Preferred Plan | DLC-Thermostat | DLC-Thermostat-BYOT-Central Heat Pump | Residential Charitable | Residential LI | Winter Morning | % of Load | 0 | 2030 | 2.1475e-05
ENS | Preferred Plan | DLC-Thermostat | DLC-Thermostat-BYOT-Central Heat Pump | Residential Charitable | Residential Market Rate | Winter Morning | % of Load | 0 | 2030 | 0.00013141
ENS | Preferred Plan | DLC-Thermostat | DLC-Thermostat-DI-Baseboard Heating | Residential Charitable | Residential LI | Winter Morning | % of Load | 0 | 2030 | 0.00010934
ENS | Preferred Plan | DLC-Thermostat | DLC-Thermostat-DI-Baseboard Heating | Residential Charitable | Residential Market Rate | Winter Morning | % of Load | 0 | 2030 | 0.0010408
ENS | Preferred Plan | DLC-Thermostat | DLC-Thermostat-BYOT-Baseboard Heating | Residential Charitable | Residential LI | Winter Morning | % of Load | 0 | 2030 | 1.2786e-05
ENS | Preferred Plan | DLC-Thermostat | DLC-Thermostat-BYOT-Baseboard Heating | Residential Charitable | Residential Market Rate | Winter Morning | % of Load | 0 | 2030 | 0.00012171
ENS | Preferred Plan | DLC-Thermostat | DLC-Thermostat-DI-MSHP | Residential Charitable | Residential LI | Winter Morning | % of Load | 0 | 2030 | 6.3364e-05
ENS | Preferred Plan | DLC-Thermostat | DLC-Thermostat-DI-MSHP | Residential Charitable | Residential Market Rate | Winter Morning | % of Load | 0 | 2030 | 0.00060316
ENS | Preferred Plan | DLC-Thermostat | DLC-Thermostat-BYOT-MSHP | Residential Charitable | Residential LI | Winter Morning | % of Load | 0 | 2030 | 5.7336e-06
ENS | Preferred Plan | DLC-Thermostat | DLC-Thermostat-BYOT-MSHP | Residential Charitable | Residential Market Rate | Winter Morning | % of Load | 0 | 2030 | 5.4578e-05
ENS | Preferred Plan | DLC-Thermostat | DLC-Thermostat-BYOT-Central Heat Pump | Residential Charitable | Residential LI | Winter Evening | % of Load | 0 | 2030 | 1.9021e-05
ENS | Preferred Plan | DLC-Thermostat | DLC-Thermostat-BYOT-Central Heat Pump | Residential Charitable | Residential Market Rate | Winter Evening | % of Load | 0 | 2030 | 0.0001164
ENS | Preferred Plan | DLC-Thermostat | DLC-Thermostat-DI-Baseboard Heating | Residential Charitable | Residential LI | Winter Evening | % of Load | 0 | 2030 | 9.685e-05
ENS | Preferred Plan | DLC-Thermostat | DLC-Thermostat-DI-Baseboard Heating | Residential Charitable | Residential Market Rate | Winter Evening | % of Load | 0 | 2030 | 0.00092191
ENS | Preferred Plan | DLC-Thermostat | DLC-Thermostat-BYOT-Baseboard Heating | Residential Charitable | Residential LI | Winter Evening | % of Load | 0 | 2030 | 1.1325e-05
ENS | Preferred Plan | DLC-Thermostat | DLC-Thermostat-BYOT-Baseboard Heating | Residential Charitable | Residential Market Rate | Winter Evening | % of Load | 0 | 2030 | 0.0001078
ENS | Preferred Plan | DLC-Thermostat | DLC-Thermostat-DI-MSHP | Residential Charitable | Residential LI | Winter Evening | % of Load | 0 | 2030 | 5.6124e-05
ENS | Preferred Plan | DLC-Thermostat | DLC-Thermostat-DI-MSHP | Residential Charitable | Residential Market Rate | Winter Evening | % of Load | 0 | 2030 | 0.00053424
ENS | Preferred Plan | DLC-Thermostat | DLC-Thermostat-BYOT-MSHP | Residential Charitable | Residential LI | Winter Evening | % of Load | 0 | 2030 | 5.0784e-06
ENS | Preferred Plan | DLC-Thermostat | DLC-Thermostat-BYOT-MSHP | Residential Charitable | Residential Market Rate | Winter Evening | % of Load | 0 | 2030 | 4.8342e-05
ENS | Preferred Plan | DLC-Water Heating | DLC-Switch-Water Heating | Residential Charitable | Residential LI | Winter Morning | % of Load | 0 | 2030 | 6.7498e-05
ENS | Preferred Plan | DLC-Water Heating | DLC-Switch-Water Heating | Residential Charitable | Residential Market Rate | Winter Morning | % of Load | 0 | 2030 | 0.00077101
ENS | Preferred Plan | DLC-Water Heating | DLC-Switch-Water Heating | Residential Charitable | Residential LI | Winter Evening | % of Load | 0 | 2030 | 5.0531e-05
ENS | Preferred Plan | DLC-Water Heating | DLC-Switch-Water Heating | Residential Charitable | Residential Market Rate | Winter Evening | % of Load | 0 | 2030 | 0.00057721
ENS | Preferred Plan | C&I Curtailment | C&I Curtailment-Turnkey-Manual HVAC Control | General | Miscellaneous | Winter Morning | % of Load | 1 | 2030 | 0.001195
ENS | Preferred Plan | C&I Curtailment | C&I Curtailment-Turnkey-Manual HVAC Control | General | Offices | Winter Morning | % of Load | 1 | 2030 | 8.2121e-05
ENS | Preferred Plan | C&I Curtailment | C&I Curtailment-Turnkey-Manual HVAC Control | General | Retail Trade | Winter Morning | % of Load | 1 | 2030 | 0.00027446
ENS | Preferred Plan | C&I Curtailment | C&I Curtailment-Turnkey-Manual HVAC Control | General | Services | Winter Morning | % of Load | 1 | 2030 | 0.00017746
ENS | Preferred Plan | C&I Curtailment | C&I Curtailment-Turnkey-Auto-DR HVAC Control | General | Miscellaneous | Winter Morning | % of Load | 1 | 2030 | 9.4796e-05
ENS | Preferred Plan | C&I Curtailment | C&I Curtailment-Turnkey-Auto-DR HVAC Control | General | Offices | Winter Morning | % of Load | 1 | 2030 | 6.5145e-06
ENS | Preferred Plan | C&I Curtailment | C&I Curtailment-Turnkey-Auto-DR HVAC Control | General | Retail Trade | Winter Morning | % of Load | 1 | 2030 | 2.1773e-05
ENS | Preferred Plan | C&I Curtailment | C&I Curtailment-Turnkey-Auto-DR HVAC Control | General | Services | Winter Morning | % of Load | 1 | 2030 | 1.4077e-05
ENS | Preferred Plan | C&I Curtailment | C&I Curtailment-Turnkey-Standard Lighting Control | General | Miscellaneous | Winter Morning | % of Load | 1 | 2030 | 0.00049743
ENS | Preferred Plan | C&I Curtailment | C&I Curtailment-Turnkey-Standard Lighting Control | General | Offices | Winter Morning | % of Load | 1 | 2030 | 9.7649e-06
ENS | Preferred Plan | C&I Curtailment | C&I Curtailment-Turnkey-Standard Lighting Control | General | Retail Trade | Winter Morning | % of Load | 1 | 2030 | 0.00010935
ENS | Preferred Plan | C&I Curtailment | C&I Curtailment-Turnkey-Standard Lighting Control | General | Services | Winter Morning | % of Load | 1 | 2030 | 7.0792e-05
ENS | Preferred Plan | C&I Curtailment | C&I Curtailment-Turnkey-Water Heating Control | General | Miscellaneous | Winter Morning | % of Load | 1 | 2030 | 3.3352e-05
ENS | Preferred Plan | C&I Curtailment | C&I Curtailment-Turnkey-Water Heating Control | General | Offices | Winter Morning | % of Load | 1 | 2030 | 8.8558e-07
ENS | Preferred Plan | C&I Curtailment | C&I Curtailment-Turnkey-Water Heating Control | General | Retail Trade | Winter Morning | % of Load | 1 | 2030 | 1.7985e-05
ENS | Preferred Plan | C&I Curtailment | C&I Curtailment-Turnkey-Water Heating Control | General | Services | Winter Morning | % of Load | 1 | 2030 | 1.1613e-05
ENS | Preferred Plan | C&I Curtailment | C&I Curtailment-Turnkey-Other | General | Miscellaneous | Winter Morning | % of Load | 1 | 2030 | 0.0005825
ENS | Preferred Plan | C&I Curtailment | C&I Curtailment-Turnkey-Other | General | Offices | Winter Morning | % of Load | 1 | 2030 | 1.5842e-05
ENS | Preferred Plan | C&I Curtailment | C&I Curtailment-Turnkey-Other | General | Retail Trade | Winter Morning | % of Load | 1 | 2030 | 0.00018476
ENS | Preferred Plan | C&I Curtailment | C&I Curtailment-Turnkey-Other | General | Services | Winter Morning | % of Load | 1 | 2030 | 0.00011942
ENS | Preferred Plan | C&I Curtailment | C&I Curtailment-Turnkey-Manual HVAC Control | General | Miscellaneous | Winter Evening | % of Load | 1 | 2030 | 0.0012385
ENS | Preferred Plan | C&I Curtailment | C&I Curtailment-Turnkey-Manual HVAC Control | General | Offices | Winter Evening | % of Load | 1 | 2030 | 8.511e-05
ENS | Preferred Plan | C&I Curtailment | C&I Curtailment-Turnkey-Manual HVAC Control | General | Retail Trade | Winter Evening | % of Load | 1 | 2030 | 0.00028445
ENS | Preferred Plan | C&I Curtailment | C&I Curtailment-Turnkey-Manual HVAC Control | General | Services | Winter Evening | % of Load | 1 | 2030 | 0.00018392
ENS | Preferred Plan | C&I Curtailment | C&I Curtailment-Turnkey-Auto-DR HVAC Control | General | Miscellaneous | Winter Evening | % of Load | 1 | 2030 | 9.8246e-05
ENS | Preferred Plan | C&I Curtailment | C&I Curtailment-Turnkey-Auto-DR HVAC Control | General | Offices | Winter Evening | % of Load | 1 | 2030 | 6.7516e-06
ENS | Preferred Plan | C&I Curtailment | C&I Curtailment-Turnkey-Auto-DR HVAC Control | General | Retail Trade | Winter Evening | % of Load | 1 | 2030 | 2.2565e-05
ENS | Preferred Plan | C&I Curtailment | C&I Curtailment-Turnkey-Auto-DR HVAC Control | General | Services | Winter Evening | % of Load | 1 | 2030 | 1.459e-05
ENS | Preferred Plan | C&I Curtailment | C&I Curtailment-Turnkey-Standard Lighting Control | General | Miscellaneous | Winter Evening | % of Load | 1 | 2030 | 0.00051553
ENS | Preferred Plan | C&I Curtailment | C&I Curtailment-Turnkey-Standard Lighting Control | General | Offices | Winter Evening | % of Load | 1 | 2030 | 1.012e-05
ENS | Preferred Plan | C&I Curtailment | C&I Curtailment-Turnkey-Standard Lighting Control | General | Retail Trade | Winter Evening | % of Load | 1 | 2030 | 0.00011333
ENS | Preferred Plan | C&I Curtailment | C&I Curtailment-Turnkey-Standard Lighting Control | General | Services | Winter Evening | % of Load | 1 | 2030 | 7.3368e-05
ENS | Preferred Plan | C&I Curtailment | C&I Curtailment-Turnkey-Water Heating Control | General | Miscellaneous | Winter Evening | % of Load | 1 | 2030 | 3.4566e-05
ENS | Preferred Plan | C&I Curtailment | C&I Curtailment-Turnkey-Water Heating Control | General | Offices | Winter Evening | % of Load | 1 | 2030 | 9.1781e-07
ENS | Preferred Plan | C&I Curtailment | C&I Curtailment-Turnkey-Water Heating Control | General | Retail Trade | Winter Evening | % of Load | 1 | 2030 | 1.8639e-05
ENS | Preferred Plan | C&I Curtailment | C&I Curtailment-Turnkey-Water Heating Control | General | Services | Winter Evening | % of Load | 1 | 2030 | 1.2035e-05
ENS | Preferred Plan | C&I Curtailment | C&I Curtailment-Turnkey-Other | General | Miscellaneous | Winter Evening | % of Load | 1 | 2030 | 0.0006037
ENS | Preferred Plan | C&I Curtailment | C&I Curtailment-Turnkey-Other | General | Offices | Winter Evening | % of Load | 1 | 2030 | 1.6419e-05
ENS | Preferred Plan | C&I Curtailment | C&I Curtailment-Turnkey-Other | General | Retail Trade | Winter Evening | % of Load | 1 | 2030 | 0.00019149
ENS | Preferred Plan | C&I Curtailment | C&I Curtailment-Turnkey-Other | General | Services | Winter Evening | % of Load | 1 | 2030 | 0.00012376
ENS | Preferred Plan | C&I Curtailment | C&I Curtailment-Turnkey-Manual HVAC Control | Large General | Miscellaneous | Winter Morning | % of Load | 1 | 2030 | 0.00096414
ENS | Preferred Plan | C&I Curtailment | C&I Curtailment-Turnkey-Manual HVAC Control | Large General | Retail Trade | Winter Morning | % of Load | 1 | 2030 | 4.0198e-05
ENS | Preferred Plan | C&I Curtailment | C&I Curtailment-Turnkey-Manual HVAC Control | Large General | Services | Winter Morning | % of Load | 1 | 2030 | 6.4373e-05
ENS | Preferred Plan | C&I Curtailment | C&I Curtailment-Turnkey-Auto-DR HVAC Control | Large General | Miscellaneous | Winter Morning | % of Load | 1 | 2030 | 7.6483e-05
ENS | Preferred Plan | C&I Curtailment | C&I Curtailment-Turnkey-Auto-DR HVAC Control | Large General | Retail Trade | Winter Morning | % of Load | 1 | 2030 | 3.1889e-06
ENS | Preferred Plan | C&I Curtailment | C&I Curtailment-Turnkey-Auto-DR HVAC Control | Large General | Services | Winter Morning | % of Load | 1 | 2030 | 5.1066e-06
ENS | Preferred Plan | C&I Curtailment | C&I Curtailment-Turnkey-Standard Lighting Control | Large General | Miscellaneous | Winter Morning | % of Load | 1 | 2030 | 0.00041679
ENS | Preferred Plan | C&I Curtailment | C&I Curtailment-Turnkey-Standard Lighting Control | Large General | Retail Trade | Winter Morning | % of Load | 1 | 2030 | 1.591e-05
ENS | Preferred Plan | C&I Curtailment | C&I Curtailment-Turnkey-Standard Lighting Control | Large General | Services | Winter Morning | % of Load | 1 | 2030 | 2.5479e-05
ENS | Preferred Plan | C&I Curtailment | C&I Curtailment-Turnkey-Water Heating Control | Large General | Miscellaneous | Winter Morning | % of Load | 1 | 2030 | 2.1166e-05
ENS | Preferred Plan | C&I Curtailment | C&I Curtailment-Turnkey-Water Heating Control | Large General | Retail Trade | Winter Morning | % of Load | 1 | 2030 | 2.6517e-06
ENS | Preferred Plan | C&I Curtailment | C&I Curtailment-Turnkey-Water Heating Control | Large General | Services | Winter Morning | % of Load | 1 | 2030 | 4.2464e-06
ENS | Preferred Plan | C&I Curtailment | C&I Curtailment-Turnkey-Other | Large General | Miscellaneous | Winter Morning | % of Load | 1 | 2030 | 0.00045238
ENS | Preferred Plan | C&I Curtailment | C&I Curtailment-Turnkey-Other | Large General | Retail Trade | Winter Morning | % of Load | 1 | 2030 | 2.7112e-05
ENS | Preferred Plan | C&I Curtailment | C&I Curtailment-Turnkey-Other | Large General | Services | Winter Morning | % of Load | 1 | 2030 | 4.3417e-05
ENS | Preferred Plan | C&I Curtailment | C&I Curtailment-Turnkey-Manual HVAC Control | Large General | Miscellaneous | Winter Evening | % of Load | 1 | 2030 | 0.00073408
ENS | Preferred Plan | C&I Curtailment | C&I Curtailment-Turnkey-Manual HVAC Control | Large General | Retail Trade | Winter Evening | % of Load | 1 | 2030 | 3.0607e-05
ENS | Preferred Plan | C&I Curtailment | C&I Curtailment-Turnkey-Manual HVAC Control | Large General | Services | Winter Evening | % of Load | 1 | 2030 | 4.9013e-05
ENS | Preferred Plan | C&I Curtailment | C&I Curtailment-Turnkey-Auto-DR HVAC Control | Large General | Miscellaneous | Winter Evening | % of Load | 1 | 2030 | 5.8234e-05
ENS | Preferred Plan | C&I Curtailment | C&I Curtailment-Turnkey-Auto-DR HVAC Control | Large General | Retail Trade | Winter Evening | % of Load | 1 | 2030 | 2.428e-06
ENS | Preferred Plan | C&I Curtailment | C&I Curtailment-Turnkey-Auto-DR HVAC Control | Large General | Services | Winter Evening | % of Load | 1 | 2030 | 3.8881e-06
ENS | Preferred Plan | C&I Curtailment | C&I Curtailment-Turnkey-Standard Lighting Control | Large General | Miscellaneous | Winter Evening | % of Load | 1 | 2030 | 0.00031734
ENS | Preferred Plan | C&I Curtailment | C&I Curtailment-Turnkey-Standard Lighting Control | Large General | Retail Trade | Winter Evening | % of Load | 1 | 2030 | 1.2114e-05
ENS | Preferred Plan | C&I Curtailment | C&I Curtailment-Turnkey-Standard Lighting Control | Large General | Services | Winter Evening | % of Load | 1 | 2030 | 1.9399e-05
ENS | Preferred Plan | C&I Curtailment | C&I Curtailment-Turnkey-Water Heating Control | Large General | Miscellaneous | Winter Evening | % of Load | 1 | 2030 | 1.6115e-05
ENS | Preferred Plan | C&I Curtailment | C&I Curtailment-Turnkey-Water Heating Control | Large General | Retail Trade | Winter Evening | % of Load | 1 | 2030 | 2.019e-06
ENS | Preferred Plan | C&I Curtailment | C&I Curtailment-Turnkey-Water Heating Control | Large General | Services | Winter Evening | % of Load | 1 | 2030 | 3.2332e-06
ENS | Preferred Plan | C&I Curtailment | C&I Curtailment-Turnkey-Other | Large General | Miscellaneous | Winter Evening | % of Load | 1 | 2030 | 0.00034444
ENS | Preferred Plan | C&I Curtailment | C&I Curtailment-Turnkey-Other | Large General | Retail Trade | Winter Evening | % of Load | 1 | 2030 | 2.0643e-05
ENS | Preferred Plan | C&I Curtailment | C&I Curtailment-Turnkey-Other | Large General | Services | Winter Evening | % of Load | 1 | 2030 | 3.3058e-05
ENS | Preferred Plan | C&I Curtailment | C&I Curtailment-Turnkey-Manual HVAC Control | Small Industrial | Miscellaneous | Winter Morning | % of Load | 1 | 2030 | 0.00016077
ENS | Preferred Plan | C&I Curtailment | C&I Curtailment-Turnkey-Manual HVAC Control | Small Industrial | Offices | Winter Morning | % of Load | 1 | 2030 | 2.0602e-06
ENS | Preferred Plan | C&I Curtailment | C&I Curtailment-Turnkey-Manual HVAC Control | Small Industrial | Retail Trade | Winter Morning | % of Load | 1 | 2030 | 6.7905e-06
ENS | Preferred Plan | C&I Curtailment | C&I Curtailment-Turnkey-Manual HVAC Control | Small Industrial | Services | Winter Morning | % of Load | 1 | 2030 | 2.1453e-06
ENS | Preferred Plan | C&I Curtailment | C&I Curtailment-Turnkey-Auto-DR HVAC Control | Small Industrial | Miscellaneous | Winter Morning | % of Load | 1 | 2030 | 1.2754e-05
ENS | Preferred Plan | C&I Curtailment | C&I Curtailment-Turnkey-Auto-DR HVAC Control | Small Industrial | Offices | Winter Morning | % of Load | 1 | 2030 | 1.6343e-07
ENS | Preferred Plan | C&I Curtailment | C&I Curtailment-Turnkey-Auto-DR HVAC Control | Small Industrial | Retail Trade | Winter Morning | % of Load | 1 | 2030 | 5.3868e-07
ENS | Preferred Plan | C&I Curtailment | C&I Curtailment-Turnkey-Auto-DR HVAC Control | Small Industrial | Services | Winter Morning | % of Load | 1 | 2030 | 1.7018e-07
ENS | Preferred Plan | C&I Curtailment | C&I Curtailment-Turnkey-Standard Lighting Control | Small Industrial | Miscellaneous | Winter Morning | % of Load | 1 | 2030 | 4.9744e-05
ENS | Preferred Plan | C&I Curtailment | C&I Curtailment-Turnkey-Standard Lighting Control | Small Industrial | Offices | Winter Morning | % of Load | 1 | 2030 | 2.6858e-07
ENS | Preferred Plan | C&I Curtailment | C&I Curtailment-Turnkey-Standard Lighting Control | Small Industrial | Retail Trade | Winter Morning | % of Load | 1 | 2030 | 2.9387e-06
ENS | Preferred Plan | C&I Curtailment | C&I Curtailment-Turnkey-Standard Lighting Control | Small Industrial | Services | Winter Morning | % of Load | 1 | 2030 | 9.2843e-07
ENS | Preferred Plan | C&I Curtailment | C&I Curtailment-Turnkey-Water Heating Control | Small Industrial | Miscellaneous | Winter Morning | % of Load | 1 | 2030 | 4.1998e-06
ENS | Preferred Plan | C&I Curtailment | C&I Curtailment-Turnkey-Water Heating Control | Small Industrial | Offices | Winter Morning | % of Load | 1 | 2030 | 2.1288e-08
ENS | Preferred Plan | C&I Curtailment | C&I Curtailment-Turnkey-Water Heating Control | Small Industrial | Retail Trade | Winter Morning | % of Load | 1 | 2030 | 4.0566e-07
ENS | Preferred Plan | C&I Curtailment | C&I Curtailment-Turnkey-Water Heating Control | Small Industrial | Services | Winter Morning | % of Load | 1 | 2030 | 1.2816e-07
ENS | Preferred Plan | C&I Curtailment | C&I Curtailment-Turnkey-Other | Small Industrial | Miscellaneous | Winter Morning | % of Load | 1 | 2030 | 6.4406e-05
ENS | Preferred Plan | C&I Curtailment | C&I Curtailment-Turnkey-Other | Small Industrial | Offices | Winter Morning | % of Load | 1 | 2030 | 4.019e-07
ENS | Preferred Plan | C&I Curtailment | C&I Curtailment-Turnkey-Other | Small Industrial | Retail Trade | Winter Morning | % of Load | 1 | 2030 | 4.4559e-06
ENS | Preferred Plan | C&I Curtailment | C&I Curtailment-Turnkey-Other | Small Industrial | Services | Winter Morning | % of Load | 1 | 2030 | 1.4077e-06
ENS | Preferred Plan | C&I Curtailment | C&I Curtailment-Turnkey-Industrial | Small Industrial | Manufacturing | Winter Morning | % of Load | 1 | 2030 | 1.531e-05
ENS | Preferred Plan | C&I Curtailment | C&I Curtailment-Turnkey-Manual HVAC Control | Small Industrial | Miscellaneous | Winter Evening | % of Load | 1 | 2030 | 0.00019536
ENS | Preferred Plan | C&I Curtailment | C&I Curtailment-Turnkey-Manual HVAC Control | Small Industrial | Offices | Winter Evening | % of Load | 1 | 2030 | 2.5034e-06
ENS | Preferred Plan | C&I Curtailment | C&I Curtailment-Turnkey-Manual HVAC Control | Small Industrial | Retail Trade | Winter Evening | % of Load | 1 | 2030 | 8.2513e-06
ENS | Preferred Plan | C&I Curtailment | C&I Curtailment-Turnkey-Manual HVAC Control | Small Industrial | Services | Winter Evening | % of Load | 1 | 2030 | 2.6068e-06
ENS | Preferred Plan | C&I Curtailment | C&I Curtailment-Turnkey-Auto-DR HVAC Control | Small Industrial | Miscellaneous | Winter Evening | % of Load | 1 | 2030 | 1.5497e-05
ENS | Preferred Plan | C&I Curtailment | C&I Curtailment-Turnkey-Auto-DR HVAC Control | Small Industrial | Offices | Winter Evening | % of Load | 1 | 2030 | 1.9859e-07
ENS | Preferred Plan | C&I Curtailment | C&I Curtailment-Turnkey-Auto-DR HVAC Control | Small Industrial | Retail Trade | Winter Evening | % of Load | 1 | 2030 | 6.5456e-07
ENS | Preferred Plan | C&I Curtailment | C&I Curtailment-Turnkey-Auto-DR HVAC Control | Small Industrial | Services | Winter Evening | % of Load | 1 | 2030 | 2.0679e-07
ENS | Preferred Plan | C&I Curtailment | C&I Curtailment-Turnkey-Standard Lighting Control | Small Industrial | Miscellaneous | Winter Evening | % of Load | 1 | 2030 | 6.0446e-05
ENS | Preferred Plan | C&I Curtailment | C&I Curtailment-Turnkey-Standard Lighting Control | Small Industrial | Offices | Winter Evening | % of Load | 1 | 2030 | 3.2636e-07
ENS | Preferred Plan | C&I Curtailment | C&I Curtailment-Turnkey-Standard Lighting Control | Small Industrial | Retail Trade | Winter Evening | % of Load | 1 | 2030 | 3.571e-06
ENS | Preferred Plan | C&I Curtailment | C&I Curtailment-Turnkey-Standard Lighting Control | Small Industrial | Services | Winter Evening | % of Load | 1 | 2030 | 1.1282e-06
ENS | Preferred Plan | C&I Curtailment | C&I Curtailment-Turnkey-Water Heating Control | Small Industrial | Miscellaneous | Winter Evening | % of Load | 1 | 2030 | 5.1033e-06
ENS | Preferred Plan | C&I Curtailment | C&I Curtailment-Turnkey-Water Heating Control | Small Industrial | Offices | Winter Evening | % of Load | 1 | 2030 | 2.5867e-08
ENS | Preferred Plan | C&I Curtailment | C&I Curtailment-Turnkey-Water Heating Control | Small Industrial | Retail Trade | Winter Evening | % of Load | 1 | 2030 | 4.9292e-07
ENS | Preferred Plan | C&I Curtailment | C&I Curtailment-Turnkey-Water Heating Control | Small Industrial | Services | Winter Evening | % of Load | 1 | 2030 | 1.5573e-07
ENS | Preferred Plan | C&I Curtailment | C&I Curtailment-Turnkey-Other | Small Industrial | Miscellaneous | Winter Evening | % of Load | 1 | 2030 | 7.8262e-05
ENS | Preferred Plan | C&I Curtailment | C&I Curtailment-Turnkey-Other | Small Industrial | Offices | Winter Evening | % of Load | 1 | 2030 | 4.8836e-07
ENS | Preferred Plan | C&I Curtailment | C&I Curtailment-Turnkey-Other | Small Industrial | Retail Trade | Winter Evening | % of Load | 1 | 2030 | 5.4145e-06
ENS | Preferred Plan | C&I Curtailment | C&I Curtailment-Turnkey-Other | Small Industrial | Services | Winter Evening | % of Load | 1 | 2030 | 1.7106e-06
ENS | Preferred Plan | C&I Curtailment | C&I Curtailment-Turnkey-Industrial | Small Industrial | Manufacturing | Winter Evening | % of Load | 1 | 2030 | 1.8603e-05
ENS | Preferred Plan | C&I Curtailment | C&I Curtailment-Turnkey-Manual HVAC Control | Medium Industrial | Miscellaneous | Winter Morning | % of Load | 1 | 2030 | 0.003085
ENS | Preferred Plan | C&I Curtailment | C&I Curtailment-Turnkey-Manual HVAC Control | Medium Industrial | Offices | Winter Morning | % of Load | 1 | 2030 | 4.9764e-05
ENS | Preferred Plan | C&I Curtailment | C&I Curtailment-Turnkey-Manual HVAC Control | Medium Industrial | Retail Trade | Winter Morning | % of Load | 1 | 2030 | 0.00068169
ENS | Preferred Plan | C&I Curtailment | C&I Curtailment-Turnkey-Manual HVAC Control | Medium Industrial | Services | Winter Morning | % of Load | 1 | 2030 | 3.139e-05
ENS | Preferred Plan | C&I Curtailment | C&I Curtailment-Turnkey-Auto-DR HVAC Control | Medium Industrial | Miscellaneous | Winter Morning | % of Load | 1 | 2030 | 0.00024473
ENS | Preferred Plan | C&I Curtailment | C&I Curtailment-Turnkey-Auto-DR HVAC Control | Medium Industrial | Offices | Winter Morning | % of Load | 1 | 2030 | 3.9477e-06
ENS | Preferred Plan | C&I Curtailment | C&I Curtailment-Turnkey-Auto-DR HVAC Control | Medium Industrial | Retail Trade | Winter Morning | % of Load | 1 | 2030 | 5.4077e-05
ENS | Preferred Plan | C&I Curtailment | C&I Curtailment-Turnkey-Auto-DR HVAC Control | Medium Industrial | Services | Winter Morning | % of Load | 1 | 2030 | 2.4901e-06
ENS | Preferred Plan | C&I Curtailment | C&I Curtailment-Turnkey-Standard Lighting Control | Medium Industrial | Miscellaneous | Winter Morning | % of Load | 1 | 2030 | 0.00095454
ENS | Preferred Plan | C&I Curtailment | C&I Curtailment-Turnkey-Standard Lighting Control | Medium Industrial | Offices | Winter Morning | % of Load | 1 | 2030 | 6.4875e-06
ENS | Preferred Plan | C&I Curtailment | C&I Curtailment-Turnkey-Standard Lighting Control | Medium Industrial | Retail Trade | Winter Morning | % of Load | 1 | 2030 | 0.00029502
ENS | Preferred Plan | C&I Curtailment | C&I Curtailment-Turnkey-Standard Lighting Control | Medium Industrial | Services | Winter Morning | % of Load | 1 | 2030 | 1.3585e-05
ENS | Preferred Plan | C&I Curtailment | C&I Curtailment-Turnkey-Water Heating Control | Medium Industrial | Miscellaneous | Winter Morning | % of Load | 1 | 2030 | 8.059e-05
ENS | Preferred Plan | C&I Curtailment | C&I Curtailment-Turnkey-Water Heating Control | Medium Industrial | Offices | Winter Morning | % of Load | 1 | 2030 | 5.142e-07
ENS | Preferred Plan | C&I Curtailment | C&I Curtailment-Turnkey-Water Heating Control | Medium Industrial | Retail Trade | Winter Morning | % of Load | 1 | 2030 | 4.0723e-05
ENS | Preferred Plan | C&I Curtailment | C&I Curtailment-Turnkey-Water Heating Control | Medium Industrial | Services | Winter Morning | % of Load | 1 | 2030 | 1.8752e-06
ENS | Preferred Plan | C&I Curtailment | C&I Curtailment-Turnkey-Other | Medium Industrial | Miscellaneous | Winter Morning | % of Load | 1 | 2030 | 0.0012359
ENS | Preferred Plan | C&I Curtailment | C&I Curtailment-Turnkey-Other | Medium Industrial | Offices | Winter Morning | % of Load | 1 | 2030 | 9.7078e-06
ENS | Preferred Plan | C&I Curtailment | C&I Curtailment-Turnkey-Other | Medium Industrial | Retail Trade | Winter Morning | % of Load | 1 | 2030 | 0.00044732
ENS | Preferred Plan | C&I Curtailment | C&I Curtailment-Turnkey-Other | Medium Industrial | Services | Winter Morning | % of Load | 1 | 2030 | 2.0598e-05
ENS | Preferred Plan | C&I Curtailment | C&I Curtailment-Turnkey-Manual HVAC Control | Medium Industrial | Miscellaneous | Winter Evening | % of Load | 1 | 2030 | 0.0026416
ENS | Preferred Plan | C&I Curtailment | C&I Curtailment-Turnkey-Manual HVAC Control | Medium Industrial | Offices | Winter Evening | % of Load | 1 | 2030 | 4.2612e-05
ENS | Preferred Plan | C&I Curtailment | C&I Curtailment-Turnkey-Manual HVAC Control | Medium Industrial | Retail Trade | Winter Evening | % of Load | 1 | 2030 | 0.00058371
ENS | Preferred Plan | C&I Curtailment | C&I Curtailment-Turnkey-Manual HVAC Control | Medium Industrial | Services | Winter Evening | % of Load | 1 | 2030 | 2.6878e-05
ENS | Preferred Plan | C&I Curtailment | C&I Curtailment-Turnkey-Auto-DR HVAC Control | Medium Industrial | Miscellaneous | Winter Evening | % of Load | 1 | 2030 | 0.00020955
ENS | Preferred Plan | C&I Curtailment | C&I Curtailment-Turnkey-Auto-DR HVAC Control | Medium Industrial | Offices | Winter Evening | % of Load | 1 | 2030 | 3.3803e-06
ENS | Preferred Plan | C&I Curtailment | C&I Curtailment-Turnkey-Auto-DR HVAC Control | Medium Industrial | Retail Trade | Winter Evening | % of Load | 1 | 2030 | 4.6305e-05
ENS | Preferred Plan | C&I Curtailment | C&I Curtailment-Turnkey-Auto-DR HVAC Control | Medium Industrial | Services | Winter Evening | % of Load | 1 | 2030 | 2.1322e-06
ENS | Preferred Plan | C&I Curtailment | C&I Curtailment-Turnkey-Standard Lighting Control | Medium Industrial | Miscellaneous | Winter Evening | % of Load | 1 | 2030 | 0.00081734
ENS | Preferred Plan | C&I Curtailment | C&I Curtailment-Turnkey-Standard Lighting Control | Medium Industrial | Offices | Winter Evening | % of Load | 1 | 2030 | 5.555e-06
ENS | Preferred Plan | C&I Curtailment | C&I Curtailment-Turnkey-Standard Lighting Control | Medium Industrial | Retail Trade | Winter Evening | % of Load | 1 | 2030 | 0.00025261
ENS | Preferred Plan | C&I Curtailment | C&I Curtailment-Turnkey-Standard Lighting Control | Medium Industrial | Services | Winter Evening | % of Load | 1 | 2030 | 1.1632e-05
ENS | Preferred Plan | C&I Curtailment | C&I Curtailment-Turnkey-Water Heating Control | Medium Industrial | Miscellaneous | Winter Evening | % of Load | 1 | 2030 | 6.9006e-05
ENS | Preferred Plan | C&I Curtailment | C&I Curtailment-Turnkey-Water Heating Control | Medium Industrial | Offices | Winter Evening | % of Load | 1 | 2030 | 4.403e-07
ENS | Preferred Plan | C&I Curtailment | C&I Curtailment-Turnkey-Water Heating Control | Medium Industrial | Retail Trade | Winter Evening | % of Load | 1 | 2030 | 3.487e-05
ENS | Preferred Plan | C&I Curtailment | C&I Curtailment-Turnkey-Water Heating Control | Medium Industrial | Services | Winter Evening | % of Load | 1 | 2030 | 1.6057e-06
ENS | Preferred Plan | C&I Curtailment | C&I Curtailment-Turnkey-Other | Medium Industrial | Miscellaneous | Winter Evening | % of Load | 1 | 2030 | 0.0010583
ENS | Preferred Plan | C&I Curtailment | C&I Curtailment-Turnkey-Other | Medium Industrial | Offices | Winter Evening | % of Load | 1 | 2030 | 8.3125e-06
ENS | Preferred Plan | C&I Curtailment | C&I Curtailment-Turnkey-Other | Medium Industrial | Retail Trade | Winter Evening | % of Load | 1 | 2030 | 0.00038303
ENS | Preferred Plan | C&I Curtailment | C&I Curtailment-Turnkey-Other | Medium Industrial | Services | Winter Evening | % of Load | 1 | 2030 | 1.7637e-05
ENS | Preferred Plan | C&I Curtailment | C&I Curtailment-Turnkey-Manual HVAC Control | Large Industrial | Miscellaneous | Winter Morning | % of Load | 1 | 2030 | 6.4651e-05
ENS | Preferred Plan | C&I Curtailment | C&I Curtailment-Turnkey-Auto-DR HVAC Control | Large Industrial | Miscellaneous | Winter Morning | % of Load | 1 | 2030 | 5.1286e-06
ENS | Preferred Plan | C&I Curtailment | C&I Curtailment-Turnkey-Standard Lighting Control | Large Industrial | Miscellaneous | Winter Morning | % of Load | 1 | 2030 | 2.7948e-05
ENS | Preferred Plan | C&I Curtailment | C&I Curtailment-Turnkey-Water Heating Control | Large Industrial | Miscellaneous | Winter Morning | % of Load | 1 | 2030 | 1.4193e-06
ENS | Preferred Plan | C&I Curtailment | C&I Curtailment-Turnkey-Other | Large Industrial | Miscellaneous | Winter Morning | % of Load | 1 | 2030 | 3.0335e-05
ENS | Preferred Plan | C&I Curtailment | C&I Curtailment-Turnkey-Industrial | Large Industrial | Manufacturing | Winter Morning | % of Load | 1 | 2030 | 5.9204e-06
ENS | Preferred Plan | C&I Curtailment | C&I Curtailment-Turnkey-Manual HVAC Control | Large Industrial | Miscellaneous | Winter Evening | % of Load | 1 | 2030 | 5.6886e-05
ENS | Preferred Plan | C&I Curtailment | C&I Curtailment-Turnkey-Auto-DR HVAC Control | Large Industrial | Miscellaneous | Winter Evening | % of Load | 1 | 2030 | 4.5127e-06
ENS | Preferred Plan | C&I Curtailment | C&I Curtailment-Turnkey-Standard Lighting Control | Large Industrial | Miscellaneous | Winter Evening | % of Load | 1 | 2030 | 2.4591e-05
ENS | Preferred Plan | C&I Curtailment | C&I Curtailment-Turnkey-Water Heating Control | Large Industrial | Miscellaneous | Winter Evening | % of Load | 1 | 2030 | 1.2488e-06
ENS | Preferred Plan | C&I Curtailment | C&I Curtailment-Turnkey-Other | Large Industrial | Miscellaneous | Winter Evening | % of Load | 1 | 2030 | 2.6692e-05
ENS | Preferred Plan | C&I Curtailment | C&I Curtailment-Turnkey-Industrial | Large Industrial | Manufacturing | Winter Evening | % of Load | 1 | 2030 | 5.2094e-06
ENS | Preferred Plan | C&I Loadshift to BUGs | C&I Loadshift to BUGs | Large General | Miscellaneous | Winter Morning | % of Load | 1 | 2030 | 0.0023979
ENS | Preferred Plan | C&I Loadshift to BUGs | C&I Loadshift to BUGs | Large General | Miscellaneous | Winter Evening | % of Load | 1 | 2030 | 0.0018258
ENS | Preferred Plan | C&I Loadshift to BUGs | C&I Loadshift to BUGs | Small Industrial | Miscellaneous | Winter Morning | % of Load | 1 | 2030 | 0.00066234
ENS | Preferred Plan | C&I Loadshift to BUGs | C&I Loadshift to BUGs | Small Industrial | Miscellaneous | Winter Evening | % of Load | 1 | 2030 | 0.00080483
ENS | Preferred Plan | C&I Loadshift to BUGs | C&I Loadshift to BUGs | Medium Industrial | Manufacturing | Winter Morning | % of Load | 1 | 2030 | 0.00046242
ENS | Preferred Plan | C&I Loadshift to BUGs | C&I Loadshift to BUGs | Medium Industrial | Miscellaneous | Winter Morning | % of Load | 1 | 2030 | 0.0020069
ENS | Preferred Plan | C&I Loadshift to BUGs | C&I Loadshift to BUGs | Medium Industrial | Manufacturing | Winter Evening | % of Load | 1 | 2030 | 0.00039596
ENS | Preferred Plan | C&I Loadshift to BUGs | C&I Loadshift to BUGs | Medium Industrial | Miscellaneous | Winter Evening | % of Load | 1 | 2030 | 0.0017184
ENS | Preferred Plan | Dynamic Pricing | Dynamic Pricing with enabling tech. | Small General | Manufacturing | Winter Morning | % of Load | 1 | 2030 | 6.3732e-06
ENS | Preferred Plan | Dynamic Pricing | Dynamic Pricing with enabling tech. | Small General | Manufacturing | Winter Evening | % of Load | 1 | 2030 | 6.5482e-06
ENS | Preferred Plan | Dynamic Pricing | Dynamic Pricing with enabling tech. | Residential Charitable | Residential LI | Winter Morning | % of Load | 1 | 2030 | 0.0016876
ENS | Preferred Plan | Dynamic Pricing | Dynamic Pricing with enabling tech. | Residential Charitable | Residential Market Rate | Winter Morning | % of Load | 1 | 2030 | 0.0095817
ENS | Preferred Plan | Dynamic Pricing | Dynamic Pricing w/o enabling tech. | Residential Charitable | Residential LI | Winter Morning | % of Load | 1 | 2030 | 0.0014839
ENS | Preferred Plan | Dynamic Pricing | Dynamic Pricing w/o enabling tech. | Residential Charitable | Residential Market Rate | Winter Morning | % of Load | 1 | 2030 | 0.0084249
ENS | Preferred Plan | Dynamic Pricing | Dynamic Pricing with enabling tech. | Residential Charitable | Residential LI | Winter Evening | % of Load | 1 | 2030 | 0.0017006
ENS | Preferred Plan | Dynamic Pricing | Dynamic Pricing with enabling tech. | Residential Charitable | Residential Market Rate | Winter Evening | % of Load | 1 | 2030 | 0.0096553
ENS | Preferred Plan | Dynamic Pricing | Dynamic Pricing w/o enabling tech. | Residential Charitable | Residential LI | Winter Evening | % of Load | 1 | 2030 | 0.0014952
ENS | Preferred Plan | Dynamic Pricing | Dynamic Pricing w/o enabling tech. | Residential Charitable | Residential Market Rate | Winter Evening | % of Load | 1 | 2030 | 0.0084896
ENS | Preferred Plan | Behavioral DR | Behavioral DR | Residential Charitable | Residential LI | Winter Morning | % of Load | 1 | 2030 | 0.00029647
ENS | Preferred Plan | Behavioral DR | Behavioral DR | Residential Charitable | Residential Market Rate | Winter Morning | % of Load | 1 | 2030 | 0.0016896
ENS | Preferred Plan | Behavioral DR | Behavioral DR | Residential Charitable | Residential LI | Winter Evening | % of Load | 1 | 2030 | 0.00029875
ENS | Preferred Plan | Behavioral DR | Behavioral DR | Residential Charitable | Residential Market Rate | Winter Evening | % of Load | 1 | 2030 | 0.0017026
ENS | Preferred Plan | Time-of-Use Rates (TOU) | Time-of-Use Rates (TOU) | Residential Charitable | Residential LI | Winter Morning | % of Load | 0 | 2030 | 0.00028572
ENS | Preferred Plan | Time-of-Use Rates (TOU) | Time-of-Use Rates (TOU) | Residential Charitable | Residential Market Rate | Winter Morning | % of Load | 0 | 2030 | 0.0016283
ENS | Preferred Plan | Time-of-Use Rates (TOU) | Time-of-Use Rates (TOU) | Residential Charitable | Residential LI | Winter Evening | % of Load | 0 | 2030 | 0.00028791
ENS | Preferred Plan | Time-of-Use Rates (TOU) | Time-of-Use Rates (TOU) | Residential Charitable | Residential Market Rate | Winter Evening | % of Load | 0 | 2030 | 0.0016408
ENS | Preferred Plan | DLC-Thermostat | DLC-Thermostat-BYOT-Central Heat Pump | Residential Charitable | Residential LI | Winter Morning | % of Load | 0 | 2031 | 2.0963e-05
ENS | Preferred Plan | DLC-Thermostat | DLC-Thermostat-BYOT-Central Heat Pump | Residential Charitable | Residential Market Rate | Winter Morning | % of Load | 0 | 2031 | 0.00012828
ENS | Preferred Plan | DLC-Thermostat | DLC-Thermostat-DI-Baseboard Heating | Residential Charitable | Residential LI | Winter Morning | % of Load | 0 | 2031 | 0.0001066
ENS | Preferred Plan | DLC-Thermostat | DLC-Thermostat-DI-Baseboard Heating | Residential Charitable | Residential Market Rate | Winter Morning | % of Load | 0 | 2031 | 0.0010147
ENS | Preferred Plan | DLC-Thermostat | DLC-Thermostat-BYOT-Baseboard Heating | Residential Charitable | Residential LI | Winter Morning | % of Load | 0 | 2031 | 1.2463e-05
ENS | Preferred Plan | DLC-Thermostat | DLC-Thermostat-BYOT-Baseboard Heating | Residential Charitable | Residential Market Rate | Winter Morning | % of Load | 0 | 2031 | 0.00011863
ENS | Preferred Plan | DLC-Thermostat | DLC-Thermostat-DI-MSHP | Residential Charitable | Residential LI | Winter Morning | % of Load | 0 | 2031 | 6.1765e-05
ENS | Preferred Plan | DLC-Thermostat | DLC-Thermostat-DI-MSHP | Residential Charitable | Residential Market Rate | Winter Morning | % of Load | 0 | 2031 | 0.00058794
ENS | Preferred Plan | DLC-Thermostat | DLC-Thermostat-BYOT-MSHP | Residential Charitable | Residential LI | Winter Morning | % of Load | 0 | 2031 | 5.5792e-06
ENS | Preferred Plan | DLC-Thermostat | DLC-Thermostat-BYOT-MSHP | Residential Charitable | Residential Market Rate | Winter Morning | % of Load | 0 | 2031 | 5.3109e-05
ENS | Preferred Plan | DLC-Thermostat | DLC-Thermostat-BYOT-Central Heat Pump | Residential Charitable | Residential LI | Winter Evening | % of Load | 0 | 2031 | 1.8574e-05
ENS | Preferred Plan | DLC-Thermostat | DLC-Thermostat-BYOT-Central Heat Pump | Residential Charitable | Residential Market Rate | Winter Evening | % of Load | 0 | 2031 | 0.00011366
ENS | Preferred Plan | DLC-Thermostat | DLC-Thermostat-DI-Baseboard Heating | Residential Charitable | Residential LI | Winter Evening | % of Load | 0 | 2031 | 9.4448e-05
ENS | Preferred Plan | DLC-Thermostat | DLC-Thermostat-DI-Baseboard Heating | Residential Charitable | Residential Market Rate | Winter Evening | % of Load | 0 | 2031 | 0.00089905
ENS | Preferred Plan | DLC-Thermostat | DLC-Thermostat-BYOT-Baseboard Heating | Residential Charitable | Residential LI | Winter Evening | % of Load | 0 | 2031 | 1.1042e-05
ENS | Preferred Plan | DLC-Thermostat | DLC-Thermostat-BYOT-Baseboard Heating | Residential Charitable | Residential Market Rate | Winter Evening | % of Load | 0 | 2031 | 0.00010511
ENS | Preferred Plan | DLC-Thermostat | DLC-Thermostat-DI-MSHP | Residential Charitable | Residential LI | Winter Evening | % of Load | 0 | 2031 | 5.4725e-05
ENS | Preferred Plan | DLC-Thermostat | DLC-Thermostat-DI-MSHP | Residential Charitable | Residential Market Rate | Winter Evening | % of Load | 0 | 2031 | 0.00052093
ENS | Preferred Plan | DLC-Thermostat | DLC-Thermostat-BYOT-MSHP | Residential Charitable | Residential LI | Winter Evening | % of Load | 0 | 2031 | 4.9433e-06
ENS | Preferred Plan | DLC-Thermostat | DLC-Thermostat-BYOT-MSHP | Residential Charitable | Residential Market Rate | Winter Evening | % of Load | 0 | 2031 | 4.7055e-05
ENS | Preferred Plan | DLC-Water Heating | DLC-Switch-Water Heating | Residential Charitable | Residential LI | Winter Morning | % of Load | 0 | 2031 | 6.5806e-05
ENS | Preferred Plan | DLC-Water Heating | DLC-Switch-Water Heating | Residential Charitable | Residential Market Rate | Winter Morning | % of Load | 0 | 2031 | 0.00075169
ENS | Preferred Plan | DLC-Water Heating | DLC-Switch-Water Heating | Residential Charitable | Residential LI | Winter Evening | % of Load | 0 | 2031 | 4.928e-05
ENS | Preferred Plan | DLC-Water Heating | DLC-Switch-Water Heating | Residential Charitable | Residential Market Rate | Winter Evening | % of Load | 0 | 2031 | 0.00056292
ENS | Preferred Plan | C&I Curtailment | C&I Curtailment-Turnkey-Manual HVAC Control | General | Miscellaneous | Winter Morning | % of Load | 1 | 2031 | 0.0013248
ENS | Preferred Plan | C&I Curtailment | C&I Curtailment-Turnkey-Manual HVAC Control | General | Offices | Winter Morning | % of Load | 1 | 2031 | 9.104e-05
ENS | Preferred Plan | C&I Curtailment | C&I Curtailment-Turnkey-Manual HVAC Control | General | Retail Trade | Winter Morning | % of Load | 1 | 2031 | 0.00030427
ENS | Preferred Plan | C&I Curtailment | C&I Curtailment-Turnkey-Manual HVAC Control | General | Services | Winter Morning | % of Load | 1 | 2031 | 0.00019673
ENS | Preferred Plan | C&I Curtailment | C&I Curtailment-Turnkey-Auto-DR HVAC Control | General | Miscellaneous | Winter Morning | % of Load | 1 | 2031 | 0.00013137
ENS | Preferred Plan | C&I Curtailment | C&I Curtailment-Turnkey-Auto-DR HVAC Control | General | Offices | Winter Morning | % of Load | 1 | 2031 | 9.0276e-06
ENS | Preferred Plan | C&I Curtailment | C&I Curtailment-Turnkey-Auto-DR HVAC Control | General | Retail Trade | Winter Morning | % of Load | 1 | 2031 | 3.0172e-05
ENS | Preferred Plan | C&I Curtailment | C&I Curtailment-Turnkey-Auto-DR HVAC Control | General | Services | Winter Morning | % of Load | 1 | 2031 | 1.9508e-05
ENS | Preferred Plan | C&I Curtailment | C&I Curtailment-Turnkey-Standard Lighting Control | General | Miscellaneous | Winter Morning | % of Load | 1 | 2031 | 0.00055146
ENS | Preferred Plan | C&I Curtailment | C&I Curtailment-Turnkey-Standard Lighting Control | General | Offices | Winter Morning | % of Load | 1 | 2031 | 1.0826e-05
ENS | Preferred Plan | C&I Curtailment | C&I Curtailment-Turnkey-Standard Lighting Control | General | Retail Trade | Winter Morning | % of Load | 1 | 2031 | 0.00012122
ENS | Preferred Plan | C&I Curtailment | C&I Curtailment-Turnkey-Standard Lighting Control | General | Services | Winter Morning | % of Load | 1 | 2031 | 7.8481e-05
ENS | Preferred Plan | C&I Curtailment | C&I Curtailment-Turnkey-Water Heating Control | General | Miscellaneous | Winter Morning | % of Load | 1 | 2031 | 3.6975e-05
ENS | Preferred Plan | C&I Curtailment | C&I Curtailment-Turnkey-Water Heating Control | General | Offices | Winter Morning | % of Load | 1 | 2031 | 9.8177e-07
ENS | Preferred Plan | C&I Curtailment | C&I Curtailment-Turnkey-Water Heating Control | General | Retail Trade | Winter Morning | % of Load | 1 | 2031 | 1.9938e-05
ENS | Preferred Plan | C&I Curtailment | C&I Curtailment-Turnkey-Water Heating Control | General | Services | Winter Morning | % of Load | 1 | 2031 | 1.2874e-05
ENS | Preferred Plan | C&I Curtailment | C&I Curtailment-Turnkey-Other | General | Miscellaneous | Winter Morning | % of Load | 1 | 2031 | 0.00064577
ENS | Preferred Plan | C&I Curtailment | C&I Curtailment-Turnkey-Other | General | Offices | Winter Morning | % of Load | 1 | 2031 | 1.7563e-05
ENS | Preferred Plan | C&I Curtailment | C&I Curtailment-Turnkey-Other | General | Retail Trade | Winter Morning | % of Load | 1 | 2031 | 0.00020483
ENS | Preferred Plan | C&I Curtailment | C&I Curtailment-Turnkey-Other | General | Services | Winter Morning | % of Load | 1 | 2031 | 0.00013239
ENS | Preferred Plan | C&I Curtailment | C&I Curtailment-Turnkey-Manual HVAC Control | General | Miscellaneous | Winter Evening | % of Load | 1 | 2031 | 0.0013728
ENS | Preferred Plan | C&I Curtailment | C&I Curtailment-Turnkey-Manual HVAC Control | General | Offices | Winter Evening | % of Load | 1 | 2031 | 9.4342e-05
ENS | Preferred Plan | C&I Curtailment | C&I Curtailment-Turnkey-Manual HVAC Control | General | Retail Trade | Winter Evening | % of Load | 1 | 2031 | 0.00031531
ENS | Preferred Plan | C&I Curtailment | C&I Curtailment-Turnkey-Manual HVAC Control | General | Services | Winter Evening | % of Load | 1 | 2031 | 0.00020387
ENS | Preferred Plan | C&I Curtailment | C&I Curtailment-Turnkey-Auto-DR HVAC Control | General | Miscellaneous | Winter Evening | % of Load | 1 | 2031 | 0.00013613
ENS | Preferred Plan | C&I Curtailment | C&I Curtailment-Turnkey-Auto-DR HVAC Control | General | Offices | Winter Evening | % of Load | 1 | 2031 | 9.355e-06
ENS | Preferred Plan | C&I Curtailment | C&I Curtailment-Turnkey-Auto-DR HVAC Control | General | Retail Trade | Winter Evening | % of Load | 1 | 2031 | 3.1266e-05
ENS | Preferred Plan | C&I Curtailment | C&I Curtailment-Turnkey-Auto-DR HVAC Control | General | Services | Winter Evening | % of Load | 1 | 2031 | 2.0216e-05
ENS | Preferred Plan | C&I Curtailment | C&I Curtailment-Turnkey-Standard Lighting Control | General | Miscellaneous | Winter Evening | % of Load | 1 | 2031 | 0.00057146
ENS | Preferred Plan | C&I Curtailment | C&I Curtailment-Turnkey-Standard Lighting Control | General | Offices | Winter Evening | % of Load | 1 | 2031 | 1.1218e-05
ENS | Preferred Plan | C&I Curtailment | C&I Curtailment-Turnkey-Standard Lighting Control | General | Retail Trade | Winter Evening | % of Load | 1 | 2031 | 0.00012562
ENS | Preferred Plan | C&I Curtailment | C&I Curtailment-Turnkey-Standard Lighting Control | General | Services | Winter Evening | % of Load | 1 | 2031 | 8.1327e-05
ENS | Preferred Plan | C&I Curtailment | C&I Curtailment-Turnkey-Water Heating Control | General | Miscellaneous | Winter Evening | % of Load | 1 | 2031 | 3.8316e-05
ENS | Preferred Plan | C&I Curtailment | C&I Curtailment-Turnkey-Water Heating Control | General | Offices | Winter Evening | % of Load | 1 | 2031 | 1.0174e-06
ENS | Preferred Plan | C&I Curtailment | C&I Curtailment-Turnkey-Water Heating Control | General | Retail Trade | Winter Evening | % of Load | 1 | 2031 | 2.0661e-05
ENS | Preferred Plan | C&I Curtailment | C&I Curtailment-Turnkey-Water Heating Control | General | Services | Winter Evening | % of Load | 1 | 2031 | 1.3341e-05
ENS | Preferred Plan | C&I Curtailment | C&I Curtailment-Turnkey-Other | General | Miscellaneous | Winter Evening | % of Load | 1 | 2031 | 0.00066919
ENS | Preferred Plan | C&I Curtailment | C&I Curtailment-Turnkey-Other | General | Offices | Winter Evening | % of Load | 1 | 2031 | 1.82e-05
ENS | Preferred Plan | C&I Curtailment | C&I Curtailment-Turnkey-Other | General | Retail Trade | Winter Evening | % of Load | 1 | 2031 | 0.00021226
ENS | Preferred Plan | C&I Curtailment | C&I Curtailment-Turnkey-Other | General | Services | Winter Evening | % of Load | 1 | 2031 | 0.00013719
ENS | Preferred Plan | C&I Curtailment | C&I Curtailment-Turnkey-Manual HVAC Control | Large General | Miscellaneous | Winter Morning | % of Load | 1 | 2031 | 0.0010688
ENS | Preferred Plan | C&I Curtailment | C&I Curtailment-Turnkey-Manual HVAC Control | Large General | Retail Trade | Winter Morning | % of Load | 1 | 2031 | 4.456e-05
ENS | Preferred Plan | C&I Curtailment | C&I Curtailment-Turnkey-Manual HVAC Control | Large General | Services | Winter Morning | % of Load | 1 | 2031 | 7.1358e-05
ENS | Preferred Plan | C&I Curtailment | C&I Curtailment-Turnkey-Auto-DR HVAC Control | Large General | Miscellaneous | Winter Morning | % of Load | 1 | 2031 | 0.00010598
ENS | Preferred Plan | C&I Curtailment | C&I Curtailment-Turnkey-Auto-DR HVAC Control | Large General | Retail Trade | Winter Morning | % of Load | 1 | 2031 | 4.4186e-06
ENS | Preferred Plan | C&I Curtailment | C&I Curtailment-Turnkey-Auto-DR HVAC Control | Large General | Services | Winter Morning | % of Load | 1 | 2031 | 7.0759e-06
ENS | Preferred Plan | C&I Curtailment | C&I Curtailment-Turnkey-Standard Lighting Control | Large General | Miscellaneous | Winter Morning | % of Load | 1 | 2031 | 0.00046201
ENS | Preferred Plan | C&I Curtailment | C&I Curtailment-Turnkey-Standard Lighting Control | Large General | Retail Trade | Winter Morning | % of Load | 1 | 2031 | 1.7637e-05
ENS | Preferred Plan | C&I Curtailment | C&I Curtailment-Turnkey-Standard Lighting Control | Large General | Services | Winter Morning | % of Load | 1 | 2031 | 2.8243e-05
ENS | Preferred Plan | C&I Curtailment | C&I Curtailment-Turnkey-Water Heating Control | Large General | Miscellaneous | Winter Morning | % of Load | 1 | 2031 | 2.3462e-05
ENS | Preferred Plan | C&I Curtailment | C&I Curtailment-Turnkey-Water Heating Control | Large General | Retail Trade | Winter Morning | % of Load | 1 | 2031 | 2.9394e-06
ENS | Preferred Plan | C&I Curtailment | C&I Curtailment-Turnkey-Water Heating Control | Large General | Services | Winter Morning | % of Load | 1 | 2031 | 4.7071e-06
ENS | Preferred Plan | C&I Curtailment | C&I Curtailment-Turnkey-Other | Large General | Miscellaneous | Winter Morning | % of Load | 1 | 2031 | 0.00050147
ENS | Preferred Plan | C&I Curtailment | C&I Curtailment-Turnkey-Other | Large General | Retail Trade | Winter Morning | % of Load | 1 | 2031 | 3.0054e-05
ENS | Preferred Plan | C&I Curtailment | C&I Curtailment-Turnkey-Other | Large General | Services | Winter Morning | % of Load | 1 | 2031 | 4.8129e-05
ENS | Preferred Plan | C&I Curtailment | C&I Curtailment-Turnkey-Manual HVAC Control | Large General | Miscellaneous | Winter Evening | % of Load | 1 | 2031 | 0.00081364
ENS | Preferred Plan | C&I Curtailment | C&I Curtailment-Turnkey-Manual HVAC Control | Large General | Retail Trade | Winter Evening | % of Load | 1 | 2031 | 3.3924e-05
ENS | Preferred Plan | C&I Curtailment | C&I Curtailment-Turnkey-Manual HVAC Control | Large General | Services | Winter Evening | % of Load | 1 | 2031 | 5.4325e-05
ENS | Preferred Plan | C&I Curtailment | C&I Curtailment-Turnkey-Auto-DR HVAC Control | Large General | Miscellaneous | Winter Evening | % of Load | 1 | 2031 | 8.0681e-05
ENS | Preferred Plan | C&I Curtailment | C&I Curtailment-Turnkey-Auto-DR HVAC Control | Large General | Retail Trade | Winter Evening | % of Load | 1 | 2031 | 3.3639e-06
ENS | Preferred Plan | C&I Curtailment | C&I Curtailment-Turnkey-Auto-DR HVAC Control | Large General | Services | Winter Evening | % of Load | 1 | 2031 | 5.3869e-06
ENS | Preferred Plan | C&I Curtailment | C&I Curtailment-Turnkey-Standard Lighting Control | Large General | Miscellaneous | Winter Evening | % of Load | 1 | 2031 | 0.00035173
ENS | Preferred Plan | C&I Curtailment | C&I Curtailment-Turnkey-Standard Lighting Control | Large General | Retail Trade | Winter Evening | % of Load | 1 | 2031 | 1.3427e-05
ENS | Preferred Plan | C&I Curtailment | C&I Curtailment-Turnkey-Standard Lighting Control | Large General | Services | Winter Evening | % of Load | 1 | 2031 | 2.1502e-05
ENS | Preferred Plan | C&I Curtailment | C&I Curtailment-Turnkey-Water Heating Control | Large General | Miscellaneous | Winter Evening | % of Load | 1 | 2031 | 1.7862e-05
ENS | Preferred Plan | C&I Curtailment | C&I Curtailment-Turnkey-Water Heating Control | Large General | Retail Trade | Winter Evening | % of Load | 1 | 2031 | 2.2378e-06
ENS | Preferred Plan | C&I Curtailment | C&I Curtailment-Turnkey-Water Heating Control | Large General | Services | Winter Evening | % of Load | 1 | 2031 | 3.5835e-06
ENS | Preferred Plan | C&I Curtailment | C&I Curtailment-Turnkey-Other | Large General | Miscellaneous | Winter Evening | % of Load | 1 | 2031 | 0.00038177
ENS | Preferred Plan | C&I Curtailment | C&I Curtailment-Turnkey-Other | Large General | Retail Trade | Winter Evening | % of Load | 1 | 2031 | 2.288e-05
ENS | Preferred Plan | C&I Curtailment | C&I Curtailment-Turnkey-Other | Large General | Services | Winter Evening | % of Load | 1 | 2031 | 3.664e-05
ENS | Preferred Plan | C&I Curtailment | C&I Curtailment-Turnkey-Manual HVAC Control | Small Industrial | Miscellaneous | Winter Morning | % of Load | 1 | 2031 | 0.00017813
ENS | Preferred Plan | C&I Curtailment | C&I Curtailment-Turnkey-Manual HVAC Control | Small Industrial | Offices | Winter Morning | % of Load | 1 | 2031 | 2.2827e-06
ENS | Preferred Plan | C&I Curtailment | C&I Curtailment-Turnkey-Manual HVAC Control | Small Industrial | Retail Trade | Winter Morning | % of Load | 1 | 2031 | 7.5238e-06
ENS | Preferred Plan | C&I Curtailment | C&I Curtailment-Turnkey-Manual HVAC Control | Small Industrial | Services | Winter Morning | % of Load | 1 | 2031 | 2.377e-06
ENS | Preferred Plan | C&I Curtailment | C&I Curtailment-Turnkey-Auto-DR HVAC Control | Small Industrial | Miscellaneous | Winter Morning | % of Load | 1 | 2031 | 1.7664e-05
ENS | Preferred Plan | C&I Curtailment | C&I Curtailment-Turnkey-Auto-DR HVAC Control | Small Industrial | Offices | Winter Morning | % of Load | 1 | 2031 | 2.2635e-07
ENS | Preferred Plan | C&I Curtailment | C&I Curtailment-Turnkey-Auto-DR HVAC Control | Small Industrial | Retail Trade | Winter Morning | % of Load | 1 | 2031 | 7.4606e-07
ENS | Preferred Plan | C&I Curtailment | C&I Curtailment-Turnkey-Auto-DR HVAC Control | Small Industrial | Services | Winter Morning | % of Load | 1 | 2031 | 2.357e-07
ENS | Preferred Plan | C&I Curtailment | C&I Curtailment-Turnkey-Standard Lighting Control | Small Industrial | Miscellaneous | Winter Morning | % of Load | 1 | 2031 | 5.5116e-05
ENS | Preferred Plan | C&I Curtailment | C&I Curtailment-Turnkey-Standard Lighting Control | Small Industrial | Offices | Winter Morning | % of Load | 1 | 2031 | 2.9758e-07
ENS | Preferred Plan | C&I Curtailment | C&I Curtailment-Turnkey-Standard Lighting Control | Small Industrial | Retail Trade | Winter Morning | % of Load | 1 | 2031 | 3.2561e-06
ENS | Preferred Plan | C&I Curtailment | C&I Curtailment-Turnkey-Standard Lighting Control | Small Industrial | Services | Winter Morning | % of Load | 1 | 2031 | 1.0287e-06
ENS | Preferred Plan | C&I Curtailment | C&I Curtailment-Turnkey-Water Heating Control | Small Industrial | Miscellaneous | Winter Morning | % of Load | 1 | 2031 | 4.6534e-06
ENS | Preferred Plan | C&I Curtailment | C&I Curtailment-Turnkey-Water Heating Control | Small Industrial | Offices | Winter Morning | % of Load | 1 | 2031 | 2.3587e-08
ENS | Preferred Plan | C&I Curtailment | C&I Curtailment-Turnkey-Water Heating Control | Small Industrial | Retail Trade | Winter Morning | % of Load | 1 | 2031 | 4.4946e-07
ENS | Preferred Plan | C&I Curtailment | C&I Curtailment-Turnkey-Water Heating Control | Small Industrial | Services | Winter Morning | % of Load | 1 | 2031 | 1.42e-07
ENS | Preferred Plan | C&I Curtailment | C&I Curtailment-Turnkey-Other | Small Industrial | Miscellaneous | Winter Morning | % of Load | 1 | 2031 | 7.1362e-05
ENS | Preferred Plan | C&I Curtailment | C&I Curtailment-Turnkey-Other | Small Industrial | Offices | Winter Morning | % of Load | 1 | 2031 | 4.453e-07
ENS | Preferred Plan | C&I Curtailment | C&I Curtailment-Turnkey-Other | Small Industrial | Retail Trade | Winter Morning | % of Load | 1 | 2031 | 4.9371e-06
ENS | Preferred Plan | C&I Curtailment | C&I Curtailment-Turnkey-Other | Small Industrial | Services | Winter Morning | % of Load | 1 | 2031 | 1.5598e-06
ENS | Preferred Plan | C&I Curtailment | C&I Curtailment-Turnkey-Industrial | Small Industrial | Manufacturing | Winter Morning | % of Load | 1 | 2031 | 1.6963e-05
ENS | Preferred Plan | C&I Curtailment | C&I Curtailment-Turnkey-Manual HVAC Control | Small Industrial | Miscellaneous | Winter Evening | % of Load | 1 | 2031 | 0.00021643
ENS | Preferred Plan | C&I Curtailment | C&I Curtailment-Turnkey-Manual HVAC Control | Small Industrial | Offices | Winter Evening | % of Load | 1 | 2031 | 2.7735e-06
ENS | Preferred Plan | C&I Curtailment | C&I Curtailment-Turnkey-Manual HVAC Control | Small Industrial | Retail Trade | Winter Evening | % of Load | 1 | 2031 | 9.1413e-06
ENS | Preferred Plan | C&I Curtailment | C&I Curtailment-Turnkey-Manual HVAC Control | Small Industrial | Services | Winter Evening | % of Load | 1 | 2031 | 2.888e-06
ENS | Preferred Plan | C&I Curtailment | C&I Curtailment-Turnkey-Auto-DR HVAC Control | Small Industrial | Miscellaneous | Winter Evening | % of Load | 1 | 2031 | 2.1461e-05
ENS | Preferred Plan | C&I Curtailment | C&I Curtailment-Turnkey-Auto-DR HVAC Control | Small Industrial | Offices | Winter Evening | % of Load | 1 | 2031 | 2.7502e-07
ENS | Preferred Plan | C&I Curtailment | C&I Curtailment-Turnkey-Auto-DR HVAC Control | Small Industrial | Retail Trade | Winter Evening | % of Load | 1 | 2031 | 9.0645e-07
ENS | Preferred Plan | C&I Curtailment | C&I Curtailment-Turnkey-Auto-DR HVAC Control | Small Industrial | Services | Winter Evening | % of Load | 1 | 2031 | 2.8637e-07
ENS | Preferred Plan | C&I Curtailment | C&I Curtailment-Turnkey-Standard Lighting Control | Small Industrial | Miscellaneous | Winter Evening | % of Load | 1 | 2031 | 6.6966e-05
ENS | Preferred Plan | C&I Curtailment | C&I Curtailment-Turnkey-Standard Lighting Control | Small Industrial | Offices | Winter Evening | % of Load | 1 | 2031 | 3.6156e-07
ENS | Preferred Plan | C&I Curtailment | C&I Curtailment-Turnkey-Standard Lighting Control | Small Industrial | Retail Trade | Winter Evening | % of Load | 1 | 2031 | 3.9561e-06
ENS | Preferred Plan | C&I Curtailment | C&I Curtailment-Turnkey-Standard Lighting Control | Small Industrial | Services | Winter Evening | % of Load | 1 | 2031 | 1.2498e-06
ENS | Preferred Plan | C&I Curtailment | C&I Curtailment-Turnkey-Water Heating Control | Small Industrial | Miscellaneous | Winter Evening | % of Load | 1 | 2031 | 5.6538e-06
ENS | Preferred Plan | C&I Curtailment | C&I Curtailment-Turnkey-Water Heating Control | Small Industrial | Offices | Winter Evening | % of Load | 1 | 2031 | 2.8657e-08
ENS | Preferred Plan | C&I Curtailment | C&I Curtailment-Turnkey-Water Heating Control | Small Industrial | Retail Trade | Winter Evening | % of Load | 1 | 2031 | 5.4609e-07
ENS | Preferred Plan | C&I Curtailment | C&I Curtailment-Turnkey-Water Heating Control | Small Industrial | Services | Winter Evening | % of Load | 1 | 2031 | 1.7252e-07
ENS | Preferred Plan | C&I Curtailment | C&I Curtailment-Turnkey-Other | Small Industrial | Miscellaneous | Winter Evening | % of Load | 1 | 2031 | 8.6704e-05
ENS | Preferred Plan | C&I Curtailment | C&I Curtailment-Turnkey-Other | Small Industrial | Offices | Winter Evening | % of Load | 1 | 2031 | 5.4103e-07
ENS | Preferred Plan | C&I Curtailment | C&I Curtailment-Turnkey-Other | Small Industrial | Retail Trade | Winter Evening | % of Load | 1 | 2031 | 5.9985e-06
ENS | Preferred Plan | C&I Curtailment | C&I Curtailment-Turnkey-Other | Small Industrial | Services | Winter Evening | % of Load | 1 | 2031 | 1.8951e-06
ENS | Preferred Plan | C&I Curtailment | C&I Curtailment-Turnkey-Industrial | Small Industrial | Manufacturing | Winter Evening | % of Load | 1 | 2031 | 2.061e-05
ENS | Preferred Plan | C&I Curtailment | C&I Curtailment-Turnkey-Manual HVAC Control | Medium Industrial | Miscellaneous | Winter Morning | % of Load | 1 | 2031 | 0.0034174
ENS | Preferred Plan | C&I Curtailment | C&I Curtailment-Turnkey-Manual HVAC Control | Medium Industrial | Offices | Winter Morning | % of Load | 1 | 2031 | 5.5126e-05
ENS | Preferred Plan | C&I Curtailment | C&I Curtailment-Turnkey-Manual HVAC Control | Medium Industrial | Retail Trade | Winter Morning | % of Load | 1 | 2031 | 0.00075514
ENS | Preferred Plan | C&I Curtailment | C&I Curtailment-Turnkey-Manual HVAC Control | Medium Industrial | Services | Winter Morning | % of Load | 1 | 2031 | 3.4772e-05
ENS | Preferred Plan | C&I Curtailment | C&I Curtailment-Turnkey-Auto-DR HVAC Control | Medium Industrial | Miscellaneous | Winter Morning | % of Load | 1 | 2031 | 0.00033887
ENS | Preferred Plan | C&I Curtailment | C&I Curtailment-Turnkey-Auto-DR HVAC Control | Medium Industrial | Offices | Winter Morning | % of Load | 1 | 2031 | 5.4663e-06
ENS | Preferred Plan | C&I Curtailment | C&I Curtailment-Turnkey-Auto-DR HVAC Control | Medium Industrial | Retail Trade | Winter Morning | % of Load | 1 | 2031 | 7.488e-05
ENS | Preferred Plan | C&I Curtailment | C&I Curtailment-Turnkey-Auto-DR HVAC Control | Medium Industrial | Services | Winter Morning | % of Load | 1 | 2031 | 3.448e-06
ENS | Preferred Plan | C&I Curtailment | C&I Curtailment-Turnkey-Standard Lighting Control | Medium Industrial | Miscellaneous | Winter Morning | % of Load | 1 | 2031 | 0.0010574
ENS | Preferred Plan | C&I Curtailment | C&I Curtailment-Turnkey-Standard Lighting Control | Medium Industrial | Offices | Winter Morning | % of Load | 1 | 2031 | 7.1865e-06
ENS | Preferred Plan | C&I Curtailment | C&I Curtailment-Turnkey-Standard Lighting Control | Medium Industrial | Retail Trade | Winter Morning | % of Load | 1 | 2031 | 0.0003268
ENS | Preferred Plan | C&I Curtailment | C&I Curtailment-Turnkey-Standard Lighting Control | Medium Industrial | Services | Winter Morning | % of Load | 1 | 2031 | 1.5048e-05
ENS | Preferred Plan | C&I Curtailment | C&I Curtailment-Turnkey-Water Heating Control | Medium Industrial | Miscellaneous | Winter Morning | % of Load | 1 | 2031 | 8.9273e-05
ENS | Preferred Plan | C&I Curtailment | C&I Curtailment-Turnkey-Water Heating Control | Medium Industrial | Offices | Winter Morning | % of Load | 1 | 2031 | 5.6961e-07
ENS | Preferred Plan | C&I Curtailment | C&I Curtailment-Turnkey-Water Heating Control | Medium Industrial | Retail Trade | Winter Morning | % of Load | 1 | 2031 | 4.5111e-05
ENS | Preferred Plan | C&I Curtailment | C&I Curtailment-Turnkey-Water Heating Control | Medium Industrial | Services | Winter Morning | % of Load | 1 | 2031 | 2.0772e-06
ENS | Preferred Plan | C&I Curtailment | C&I Curtailment-Turnkey-Other | Medium Industrial | Miscellaneous | Winter Morning | % of Load | 1 | 2031 | 0.001369
ENS | Preferred Plan | C&I Curtailment | C&I Curtailment-Turnkey-Other | Medium Industrial | Offices | Winter Morning | % of Load | 1 | 2031 | 1.0754e-05
ENS | Preferred Plan | C&I Curtailment | C&I Curtailment-Turnkey-Other | Medium Industrial | Retail Trade | Winter Morning | % of Load | 1 | 2031 | 0.00049552
ENS | Preferred Plan | C&I Curtailment | C&I Curtailment-Turnkey-Other | Medium Industrial | Services | Winter Morning | % of Load | 1 | 2031 | 2.2817e-05
ENS | Preferred Plan | C&I Curtailment | C&I Curtailment-Turnkey-Manual HVAC Control | Medium Industrial | Miscellaneous | Winter Evening | % of Load | 1 | 2031 | 0.0029258
ENS | Preferred Plan | C&I Curtailment | C&I Curtailment-Turnkey-Manual HVAC Control | Medium Industrial | Offices | Winter Evening | % of Load | 1 | 2031 | 4.7197e-05
ENS | Preferred Plan | C&I Curtailment | C&I Curtailment-Turnkey-Manual HVAC Control | Medium Industrial | Retail Trade | Winter Evening | % of Load | 1 | 2031 | 0.00064652
ENS | Preferred Plan | C&I Curtailment | C&I Curtailment-Turnkey-Manual HVAC Control | Medium Industrial | Services | Winter Evening | % of Load | 1 | 2031 | 2.977e-05
ENS | Preferred Plan | C&I Curtailment | C&I Curtailment-Turnkey-Auto-DR HVAC Control | Medium Industrial | Miscellaneous | Winter Evening | % of Load | 1 | 2031 | 0.00029013
ENS | Preferred Plan | C&I Curtailment | C&I Curtailment-Turnkey-Auto-DR HVAC Control | Medium Industrial | Offices | Winter Evening | % of Load | 1 | 2031 | 4.6801e-06
ENS | Preferred Plan | C&I Curtailment | C&I Curtailment-Turnkey-Auto-DR HVAC Control | Medium Industrial | Retail Trade | Winter Evening | % of Load | 1 | 2031 | 6.4109e-05
ENS | Preferred Plan | C&I Curtailment | C&I Curtailment-Turnkey-Auto-DR HVAC Control | Medium Industrial | Services | Winter Evening | % of Load | 1 | 2031 | 2.952e-06
ENS | Preferred Plan | C&I Curtailment | C&I Curtailment-Turnkey-Standard Lighting Control | Medium Industrial | Miscellaneous | Winter Evening | % of Load | 1 | 2031 | 0.00090529
ENS | Preferred Plan | C&I Curtailment | C&I Curtailment-Turnkey-Standard Lighting Control | Medium Industrial | Offices | Winter Evening | % of Load | 1 | 2031 | 6.1528e-06
ENS | Preferred Plan | C&I Curtailment | C&I Curtailment-Turnkey-Standard Lighting Control | Medium Industrial | Retail Trade | Winter Evening | % of Load | 1 | 2031 | 0.0002798
ENS | Preferred Plan | C&I Curtailment | C&I Curtailment-Turnkey-Standard Lighting Control | Medium Industrial | Services | Winter Evening | % of Load | 1 | 2031 | 1.2884e-05
ENS | Preferred Plan | C&I Curtailment | C&I Curtailment-Turnkey-Water Heating Control | Medium Industrial | Miscellaneous | Winter Evening | % of Load | 1 | 2031 | 7.6432e-05
ENS | Preferred Plan | C&I Curtailment | C&I Curtailment-Turnkey-Water Heating Control | Medium Industrial | Offices | Winter Evening | % of Load | 1 | 2031 | 4.8768e-07
ENS | Preferred Plan | C&I Curtailment | C&I Curtailment-Turnkey-Water Heating Control | Medium Industrial | Retail Trade | Winter Evening | % of Load | 1 | 2031 | 3.8622e-05
ENS | Preferred Plan | C&I Curtailment | C&I Curtailment-Turnkey-Water Heating Control | Medium Industrial | Services | Winter Evening | % of Load | 1 | 2031 | 1.7784e-06
ENS | Preferred Plan | C&I Curtailment | C&I Curtailment-Turnkey-Other | Medium Industrial | Miscellaneous | Winter Evening | % of Load | 1 | 2031 | 0.0011721
ENS | Preferred Plan | C&I Curtailment | C&I Curtailment-Turnkey-Other | Medium Industrial | Offices | Winter Evening | % of Load | 1 | 2031 | 9.207e-06
ENS | Preferred Plan | C&I Curtailment | C&I Curtailment-Turnkey-Other | Medium Industrial | Retail Trade | Winter Evening | % of Load | 1 | 2031 | 0.00042425
ENS | Preferred Plan | C&I Curtailment | C&I Curtailment-Turnkey-Other | Medium Industrial | Services | Winter Evening | % of Load | 1 | 2031 | 1.9535e-05
ENS | Preferred Plan | C&I Curtailment | C&I Curtailment-Turnkey-Manual HVAC Control | Large Industrial | Miscellaneous | Winter Morning | % of Load | 1 | 2031 | 7.1691e-05
ENS | Preferred Plan | C&I Curtailment | C&I Curtailment-Turnkey-Auto-DR HVAC Control | Large Industrial | Miscellaneous | Winter Morning | % of Load | 1 | 2031 | 7.1089e-06
ENS | Preferred Plan | C&I Curtailment | C&I Curtailment-Turnkey-Standard Lighting Control | Large Industrial | Miscellaneous | Winter Morning | % of Load | 1 | 2031 | 3.0991e-05
ENS | Preferred Plan | C&I Curtailment | C&I Curtailment-Turnkey-Water Heating Control | Large Industrial | Miscellaneous | Winter Morning | % of Load | 1 | 2031 | 1.5738e-06
ENS | Preferred Plan | C&I Curtailment | C&I Curtailment-Turnkey-Other | Large Industrial | Miscellaneous | Winter Morning | % of Load | 1 | 2031 | 3.3638e-05
ENS | Preferred Plan | C&I Curtailment | C&I Curtailment-Turnkey-Industrial | Large Industrial | Manufacturing | Winter Morning | % of Load | 1 | 2031 | 6.5651e-06
ENS | Preferred Plan | C&I Curtailment | C&I Curtailment-Turnkey-Manual HVAC Control | Large Industrial | Miscellaneous | Winter Evening | % of Load | 1 | 2031 | 6.3073e-05
ENS | Preferred Plan | C&I Curtailment | C&I Curtailment-Turnkey-Auto-DR HVAC Control | Large Industrial | Miscellaneous | Winter Evening | % of Load | 1 | 2031 | 6.2543e-06
ENS | Preferred Plan | C&I Curtailment | C&I Curtailment-Turnkey-Standard Lighting Control | Large Industrial | Miscellaneous | Winter Evening | % of Load | 1 | 2031 | 2.7266e-05
ENS | Preferred Plan | C&I Curtailment | C&I Curtailment-Turnkey-Water Heating Control | Large Industrial | Miscellaneous | Winter Evening | % of Load | 1 | 2031 | 1.3846e-06
ENS | Preferred Plan | C&I Curtailment | C&I Curtailment-Turnkey-Other | Large Industrial | Miscellaneous | Winter Evening | % of Load | 1 | 2031 | 2.9594e-05
ENS | Preferred Plan | C&I Curtailment | C&I Curtailment-Turnkey-Industrial | Large Industrial | Manufacturing | Winter Evening | % of Load | 1 | 2031 | 5.7759e-06
ENS | Preferred Plan | C&I Loadshift to BUGs | C&I Loadshift to BUGs | Large General | Miscellaneous | Winter Morning | % of Load | 1 | 2031 | 0.0023879
ENS | Preferred Plan | C&I Loadshift to BUGs | C&I Loadshift to BUGs | Large General | Miscellaneous | Winter Evening | % of Load | 1 | 2031 | 0.0018179
ENS | Preferred Plan | C&I Loadshift to BUGs | C&I Loadshift to BUGs | Small Industrial | Miscellaneous | Winter Morning | % of Load | 1 | 2031 | 0.00066636
ENS | Preferred Plan | C&I Loadshift to BUGs | C&I Loadshift to BUGs | Small Industrial | Miscellaneous | Winter Evening | % of Load | 1 | 2031 | 0.00080961
ENS | Preferred Plan | C&I Loadshift to BUGs | C&I Loadshift to BUGs | Medium Industrial | Manufacturing | Winter Morning | % of Load | 1 | 2031 | 0.00046363
ENS | Preferred Plan | C&I Loadshift to BUGs | C&I Loadshift to BUGs | Medium Industrial | Miscellaneous | Winter Morning | % of Load | 1 | 2031 | 0.0020121
ENS | Preferred Plan | C&I Loadshift to BUGs | C&I Loadshift to BUGs | Medium Industrial | Manufacturing | Winter Evening | % of Load | 1 | 2031 | 0.00039694
ENS | Preferred Plan | C&I Loadshift to BUGs | C&I Loadshift to BUGs | Medium Industrial | Miscellaneous | Winter Evening | % of Load | 1 | 2031 | 0.0017227
ENS | Preferred Plan | Dynamic Pricing | Dynamic Pricing with enabling tech. | Small General | Manufacturing | Winter Morning | % of Load | 1 | 2031 | 6.5022e-06
ENS | Preferred Plan | Dynamic Pricing | Dynamic Pricing with enabling tech. | Small General | Manufacturing | Winter Evening | % of Load | 1 | 2031 | 6.6799e-06
ENS | Preferred Plan | Dynamic Pricing | Dynamic Pricing with enabling tech. | Residential Charitable | Residential LI | Winter Morning | % of Load | 1 | 2031 | 0.0028083
ENS | Preferred Plan | Dynamic Pricing | Dynamic Pricing with enabling tech. | Residential Charitable | Residential Market Rate | Winter Morning | % of Load | 1 | 2031 | 0.015947
ENS | Preferred Plan | Dynamic Pricing | Dynamic Pricing w/o enabling tech. | Residential Charitable | Residential LI | Winter Morning | % of Load | 1 | 2031 | 0.001478
ENS | Preferred Plan | Dynamic Pricing | Dynamic Pricing w/o enabling tech. | Residential Charitable | Residential Market Rate | Winter Morning | % of Load | 1 | 2031 | 0.0083932
ENS | Preferred Plan | Dynamic Pricing | Dynamic Pricing with enabling tech. | Residential Charitable | Residential LI | Winter Evening | % of Load | 1 | 2031 | 0.0028295
ENS | Preferred Plan | Dynamic Pricing | Dynamic Pricing with enabling tech. | Residential Charitable | Residential Market Rate | Winter Evening | % of Load | 1 | 2031 | 0.016068
ENS | Preferred Plan | Dynamic Pricing | Dynamic Pricing w/o enabling tech. | Residential Charitable | Residential LI | Winter Evening | % of Load | 1 | 2031 | 0.0014892
ENS | Preferred Plan | Dynamic Pricing | Dynamic Pricing w/o enabling tech. | Residential Charitable | Residential Market Rate | Winter Evening | % of Load | 1 | 2031 | 0.0084566
ENS | Preferred Plan | Behavioral DR | Behavioral DR | Residential Charitable | Residential LI | Winter Morning | % of Load | 1 | 2031 | 0.00032807
ENS | Preferred Plan | Behavioral DR | Behavioral DR | Residential Charitable | Residential Market Rate | Winter Morning | % of Load | 1 | 2031 | 0.0018698
ENS | Preferred Plan | Behavioral DR | Behavioral DR | Residential Charitable | Residential LI | Winter Evening | % of Load | 1 | 2031 | 0.00033055
ENS | Preferred Plan | Behavioral DR | Behavioral DR | Residential Charitable | Residential Market Rate | Winter Evening | % of Load | 1 | 2031 | 0.0018839
ENS | Preferred Plan | Time-of-Use Rates (TOU) | Time-of-Use Rates (TOU) | Residential Charitable | Residential LI | Winter Morning | % of Load | 0 | 2031 | 0.0002763
ENS | Preferred Plan | Time-of-Use Rates (TOU) | Time-of-Use Rates (TOU) | Residential Charitable | Residential Market Rate | Winter Morning | % of Load | 0 | 2031 | 0.0015747
ENS | Preferred Plan | Time-of-Use Rates (TOU) | Time-of-Use Rates (TOU) | Residential Charitable | Residential LI | Winter Evening | % of Load | 0 | 2031 | 0.00027838
ENS | Preferred Plan | Time-of-Use Rates (TOU) | Time-of-Use Rates (TOU) | Residential Charitable | Residential Market Rate | Winter Evening | % of Load | 0 | 2031 | 0.0015866
ENS | Preferred Plan | DLC-Thermostat | DLC-Thermostat-BYOT-Central Heat Pump | Residential Charitable | Residential LI | Winter Morning | % of Load | 0 | 2032 | 2.0843e-05
ENS | Preferred Plan | DLC-Thermostat | DLC-Thermostat-BYOT-Central Heat Pump | Residential Charitable | Residential Market Rate | Winter Morning | % of Load | 0 | 2032 | 0.00012754
ENS | Preferred Plan | DLC-Thermostat | DLC-Thermostat-DI-Baseboard Heating | Residential Charitable | Residential LI | Winter Morning | % of Load | 0 | 2032 | 0.00010605
ENS | Preferred Plan | DLC-Thermostat | DLC-Thermostat-DI-Baseboard Heating | Residential Charitable | Residential Market Rate | Winter Morning | % of Load | 0 | 2032 | 0.0010095
ENS | Preferred Plan | DLC-Thermostat | DLC-Thermostat-BYOT-Baseboard Heating | Residential Charitable | Residential LI | Winter Morning | % of Load | 0 | 2032 | 1.24e-05
ENS | Preferred Plan | DLC-Thermostat | DLC-Thermostat-BYOT-Baseboard Heating | Residential Charitable | Residential Market Rate | Winter Morning | % of Load | 0 | 2032 | 0.00011803
ENS | Preferred Plan | DLC-Thermostat | DLC-Thermostat-DI-MSHP | Residential Charitable | Residential LI | Winter Morning | % of Load | 0 | 2032 | 6.1453e-05
ENS | Preferred Plan | DLC-Thermostat | DLC-Thermostat-DI-MSHP | Residential Charitable | Residential Market Rate | Winter Morning | % of Load | 0 | 2032 | 0.00058498
ENS | Preferred Plan | DLC-Thermostat | DLC-Thermostat-BYOT-MSHP | Residential Charitable | Residential LI | Winter Morning | % of Load | 0 | 2032 | 5.5831e-06
ENS | Preferred Plan | DLC-Thermostat | DLC-Thermostat-BYOT-MSHP | Residential Charitable | Residential Market Rate | Winter Morning | % of Load | 0 | 2032 | 5.3146e-05
ENS | Preferred Plan | DLC-Thermostat | DLC-Thermostat-BYOT-Central Heat Pump | Residential Charitable | Residential LI | Winter Evening | % of Load | 0 | 2032 | 1.8444e-05
ENS | Preferred Plan | DLC-Thermostat | DLC-Thermostat-BYOT-Central Heat Pump | Residential Charitable | Residential Market Rate | Winter Evening | % of Load | 0 | 2032 | 0.00011286
ENS | Preferred Plan | DLC-Thermostat | DLC-Thermostat-DI-Baseboard Heating | Residential Charitable | Residential LI | Winter Evening | % of Load | 0 | 2032 | 9.3842e-05
ENS | Preferred Plan | DLC-Thermostat | DLC-Thermostat-DI-Baseboard Heating | Residential Charitable | Residential Market Rate | Winter Evening | % of Load | 0 | 2032 | 0.00089328
ENS | Preferred Plan | DLC-Thermostat | DLC-Thermostat-BYOT-Baseboard Heating | Residential Charitable | Residential LI | Winter Evening | % of Load | 0 | 2032 | 1.0972e-05
ENS | Preferred Plan | DLC-Thermostat | DLC-Thermostat-BYOT-Baseboard Heating | Residential Charitable | Residential Market Rate | Winter Evening | % of Load | 0 | 2032 | 0.00010445
ENS | Preferred Plan | DLC-Thermostat | DLC-Thermostat-DI-MSHP | Residential Charitable | Residential LI | Winter Evening | % of Load | 0 | 2032 | 5.4379e-05
ENS | Preferred Plan | DLC-Thermostat | DLC-Thermostat-DI-MSHP | Residential Charitable | Residential Market Rate | Winter Evening | % of Load | 0 | 2032 | 0.00051764
ENS | Preferred Plan | DLC-Thermostat | DLC-Thermostat-BYOT-MSHP | Residential Charitable | Residential LI | Winter Evening | % of Load | 0 | 2032 | 4.9404e-06
ENS | Preferred Plan | DLC-Thermostat | DLC-Thermostat-BYOT-MSHP | Residential Charitable | Residential Market Rate | Winter Evening | % of Load | 0 | 2032 | 4.7028e-05
ENS | Preferred Plan | DLC-Water Heating | DLC-Switch-Water Heating | Residential Charitable | Residential LI | Winter Morning | % of Load | 0 | 2032 | 6.5469e-05
ENS | Preferred Plan | DLC-Water Heating | DLC-Switch-Water Heating | Residential Charitable | Residential Market Rate | Winter Morning | % of Load | 0 | 2032 | 0.00074784
ENS | Preferred Plan | DLC-Water Heating | DLC-Switch-Water Heating | Residential Charitable | Residential LI | Winter Evening | % of Load | 0 | 2032 | 4.8965e-05
ENS | Preferred Plan | DLC-Water Heating | DLC-Switch-Water Heating | Residential Charitable | Residential Market Rate | Winter Evening | % of Load | 0 | 2032 | 0.00055932
ENS | Preferred Plan | C&I Curtailment | C&I Curtailment-Turnkey-Manual HVAC Control | General | Miscellaneous | Winter Morning | % of Load | 1 | 2032 | 0.0013265
ENS | Preferred Plan | C&I Curtailment | C&I Curtailment-Turnkey-Manual HVAC Control | General | Offices | Winter Morning | % of Load | 1 | 2032 | 9.1159e-05
ENS | Preferred Plan | C&I Curtailment | C&I Curtailment-Turnkey-Manual HVAC Control | General | Retail Trade | Winter Morning | % of Load | 1 | 2032 | 0.00030467
ENS | Preferred Plan | C&I Curtailment | C&I Curtailment-Turnkey-Manual HVAC Control | General | Services | Winter Morning | % of Load | 1 | 2032 | 0.00019699
ENS | Preferred Plan | C&I Curtailment | C&I Curtailment-Turnkey-Auto-DR HVAC Control | General | Miscellaneous | Winter Morning | % of Load | 1 | 2032 | 0.00016442
ENS | Preferred Plan | C&I Curtailment | C&I Curtailment-Turnkey-Auto-DR HVAC Control | General | Offices | Winter Morning | % of Load | 1 | 2032 | 1.1299e-05
ENS | Preferred Plan | C&I Curtailment | C&I Curtailment-Turnkey-Auto-DR HVAC Control | General | Retail Trade | Winter Morning | % of Load | 1 | 2032 | 3.7764e-05
ENS | Preferred Plan | C&I Curtailment | C&I Curtailment-Turnkey-Auto-DR HVAC Control | General | Services | Winter Morning | % of Load | 1 | 2032 | 2.4417e-05
ENS | Preferred Plan | C&I Curtailment | C&I Curtailment-Turnkey-Standard Lighting Control | General | Miscellaneous | Winter Morning | % of Load | 1 | 2032 | 0.00055218
ENS | Preferred Plan | C&I Curtailment | C&I Curtailment-Turnkey-Standard Lighting Control | General | Offices | Winter Morning | % of Load | 1 | 2032 | 1.084e-05
ENS | Preferred Plan | C&I Curtailment | C&I Curtailment-Turnkey-Standard Lighting Control | General | Retail Trade | Winter Morning | % of Load | 1 | 2032 | 0.00012138
ENS | Preferred Plan | C&I Curtailment | C&I Curtailment-Turnkey-Standard Lighting Control | General | Services | Winter Morning | % of Load | 1 | 2032 | 7.8583e-05
ENS | Preferred Plan | C&I Curtailment | C&I Curtailment-Turnkey-Water Heating Control | General | Miscellaneous | Winter Morning | % of Load | 1 | 2032 | 3.7023e-05
ENS | Preferred Plan | C&I Curtailment | C&I Curtailment-Turnkey-Water Heating Control | General | Offices | Winter Morning | % of Load | 1 | 2032 | 9.8305e-07
ENS | Preferred Plan | C&I Curtailment | C&I Curtailment-Turnkey-Water Heating Control | General | Retail Trade | Winter Morning | % of Load | 1 | 2032 | 1.9964e-05
ENS | Preferred Plan | C&I Curtailment | C&I Curtailment-Turnkey-Water Heating Control | General | Services | Winter Morning | % of Load | 1 | 2032 | 1.2891e-05
ENS | Preferred Plan | C&I Curtailment | C&I Curtailment-Turnkey-Other | General | Miscellaneous | Winter Morning | % of Load | 1 | 2032 | 0.00064661
ENS | Preferred Plan | C&I Curtailment | C&I Curtailment-Turnkey-Other | General | Offices | Winter Morning | % of Load | 1 | 2032 | 1.7586e-05
ENS | Preferred Plan | C&I Curtailment | C&I Curtailment-Turnkey-Other | General | Retail Trade | Winter Morning | % of Load | 1 | 2032 | 0.0002051
ENS | Preferred Plan | C&I Curtailment | C&I Curtailment-Turnkey-Other | General | Services | Winter Morning | % of Load | 1 | 2032 | 0.00013256
ENS | Preferred Plan | C&I Curtailment | C&I Curtailment-Turnkey-Manual HVAC Control | General | Miscellaneous | Winter Evening | % of Load | 1 | 2032 | 0.0013743
ENS | Preferred Plan | C&I Curtailment | C&I Curtailment-Turnkey-Manual HVAC Control | General | Offices | Winter Evening | % of Load | 1 | 2032 | 9.4446e-05
ENS | Preferred Plan | C&I Curtailment | C&I Curtailment-Turnkey-Manual HVAC Control | General | Retail Trade | Winter Evening | % of Load | 1 | 2032 | 0.00031566
ENS | Preferred Plan | C&I Curtailment | C&I Curtailment-Turnkey-Manual HVAC Control | General | Services | Winter Evening | % of Load | 1 | 2032 | 0.00020409
ENS | Preferred Plan | C&I Curtailment | C&I Curtailment-Turnkey-Auto-DR HVAC Control | General | Miscellaneous | Winter Evening | % of Load | 1 | 2032 | 0.00017035
ENS | Preferred Plan | C&I Curtailment | C&I Curtailment-Turnkey-Auto-DR HVAC Control | General | Offices | Winter Evening | % of Load | 1 | 2032 | 1.1707e-05
ENS | Preferred Plan | C&I Curtailment | C&I Curtailment-Turnkey-Auto-DR HVAC Control | General | Retail Trade | Winter Evening | % of Load | 1 | 2032 | 3.9126e-05
ENS | Preferred Plan | C&I Curtailment | C&I Curtailment-Turnkey-Auto-DR HVAC Control | General | Services | Winter Evening | % of Load | 1 | 2032 | 2.5297e-05
ENS | Preferred Plan | C&I Curtailment | C&I Curtailment-Turnkey-Standard Lighting Control | General | Miscellaneous | Winter Evening | % of Load | 1 | 2032 | 0.00057209
ENS | Preferred Plan | C&I Curtailment | C&I Curtailment-Turnkey-Standard Lighting Control | General | Offices | Winter Evening | % of Load | 1 | 2032 | 1.1231e-05
ENS | Preferred Plan | C&I Curtailment | C&I Curtailment-Turnkey-Standard Lighting Control | General | Retail Trade | Winter Evening | % of Load | 1 | 2032 | 0.00012576
ENS | Preferred Plan | C&I Curtailment | C&I Curtailment-Turnkey-Standard Lighting Control | General | Services | Winter Evening | % of Load | 1 | 2032 | 8.1417e-05
ENS | Preferred Plan | C&I Curtailment | C&I Curtailment-Turnkey-Water Heating Control | General | Miscellaneous | Winter Evening | % of Load | 1 | 2032 | 3.8358e-05
ENS | Preferred Plan | C&I Curtailment | C&I Curtailment-Turnkey-Water Heating Control | General | Offices | Winter Evening | % of Load | 1 | 2032 | 1.0185e-06
ENS | Preferred Plan | C&I Curtailment | C&I Curtailment-Turnkey-Water Heating Control | General | Retail Trade | Winter Evening | % of Load | 1 | 2032 | 2.0684e-05
ENS | Preferred Plan | C&I Curtailment | C&I Curtailment-Turnkey-Water Heating Control | General | Services | Winter Evening | % of Load | 1 | 2032 | 1.3356e-05
ENS | Preferred Plan | C&I Curtailment | C&I Curtailment-Turnkey-Other | General | Miscellaneous | Winter Evening | % of Load | 1 | 2032 | 0.00066993
ENS | Preferred Plan | C&I Curtailment | C&I Curtailment-Turnkey-Other | General | Offices | Winter Evening | % of Load | 1 | 2032 | 1.822e-05
ENS | Preferred Plan | C&I Curtailment | C&I Curtailment-Turnkey-Other | General | Retail Trade | Winter Evening | % of Load | 1 | 2032 | 0.0002125
ENS | Preferred Plan | C&I Curtailment | C&I Curtailment-Turnkey-Other | General | Services | Winter Evening | % of Load | 1 | 2032 | 0.00013734
ENS | Preferred Plan | C&I Curtailment | C&I Curtailment-Turnkey-Manual HVAC Control | Large General | Miscellaneous | Winter Morning | % of Load | 1 | 2032 | 0.0010587
ENS | Preferred Plan | C&I Curtailment | C&I Curtailment-Turnkey-Manual HVAC Control | Large General | Retail Trade | Winter Morning | % of Load | 1 | 2032 | 4.4141e-05
ENS | Preferred Plan | C&I Curtailment | C&I Curtailment-Turnkey-Manual HVAC Control | Large General | Services | Winter Morning | % of Load | 1 | 2032 | 7.0687e-05
ENS | Preferred Plan | C&I Curtailment | C&I Curtailment-Turnkey-Auto-DR HVAC Control | Large General | Miscellaneous | Winter Morning | % of Load | 1 | 2032 | 0.00013123
ENS | Preferred Plan | C&I Curtailment | C&I Curtailment-Turnkey-Auto-DR HVAC Control | Large General | Retail Trade | Winter Morning | % of Load | 1 | 2032 | 5.4713e-06
ENS | Preferred Plan | C&I Curtailment | C&I Curtailment-Turnkey-Auto-DR HVAC Control | Large General | Services | Winter Morning | % of Load | 1 | 2032 | 8.7617e-06
ENS | Preferred Plan | C&I Curtailment | C&I Curtailment-Turnkey-Standard Lighting Control | Large General | Miscellaneous | Winter Morning | % of Load | 1 | 2032 | 0.00045767
ENS | Preferred Plan | C&I Curtailment | C&I Curtailment-Turnkey-Standard Lighting Control | Large General | Retail Trade | Winter Morning | % of Load | 1 | 2032 | 1.7471e-05
ENS | Preferred Plan | C&I Curtailment | C&I Curtailment-Turnkey-Standard Lighting Control | Large General | Services | Winter Morning | % of Load | 1 | 2032 | 2.7978e-05
ENS | Preferred Plan | C&I Curtailment | C&I Curtailment-Turnkey-Water Heating Control | Large General | Miscellaneous | Winter Morning | % of Load | 1 | 2032 | 2.3242e-05
ENS | Preferred Plan | C&I Curtailment | C&I Curtailment-Turnkey-Water Heating Control | Large General | Retail Trade | Winter Morning | % of Load | 1 | 2032 | 2.9118e-06
ENS | Preferred Plan | C&I Curtailment | C&I Curtailment-Turnkey-Water Heating Control | Large General | Services | Winter Morning | % of Load | 1 | 2032 | 4.6629e-06
ENS | Preferred Plan | C&I Curtailment | C&I Curtailment-Turnkey-Other | Large General | Miscellaneous | Winter Morning | % of Load | 1 | 2032 | 0.00049676
ENS | Preferred Plan | C&I Curtailment | C&I Curtailment-Turnkey-Other | Large General | Retail Trade | Winter Morning | % of Load | 1 | 2032 | 2.9772e-05
ENS | Preferred Plan | C&I Curtailment | C&I Curtailment-Turnkey-Other | Large General | Services | Winter Morning | % of Load | 1 | 2032 | 4.7676e-05
ENS | Preferred Plan | C&I Curtailment | C&I Curtailment-Turnkey-Manual HVAC Control | Large General | Miscellaneous | Winter Evening | % of Load | 1 | 2032 | 0.00080583
ENS | Preferred Plan | C&I Curtailment | C&I Curtailment-Turnkey-Manual HVAC Control | Large General | Retail Trade | Winter Evening | % of Load | 1 | 2032 | 3.3598e-05
ENS | Preferred Plan | C&I Curtailment | C&I Curtailment-Turnkey-Manual HVAC Control | Large General | Services | Winter Evening | % of Load | 1 | 2032 | 5.3803e-05
ENS | Preferred Plan | C&I Curtailment | C&I Curtailment-Turnkey-Auto-DR HVAC Control | Large General | Miscellaneous | Winter Evening | % of Load | 1 | 2032 | 9.9882e-05
ENS | Preferred Plan | C&I Curtailment | C&I Curtailment-Turnkey-Auto-DR HVAC Control | Large General | Retail Trade | Winter Evening | % of Load | 1 | 2032 | 4.1645e-06
ENS | Preferred Plan | C&I Curtailment | C&I Curtailment-Turnkey-Auto-DR HVAC Control | Large General | Services | Winter Evening | % of Load | 1 | 2032 | 6.6689e-06
ENS | Preferred Plan | C&I Curtailment | C&I Curtailment-Turnkey-Standard Lighting Control | Large General | Miscellaneous | Winter Evening | % of Load | 1 | 2032 | 0.00034835
ENS | Preferred Plan | C&I Curtailment | C&I Curtailment-Turnkey-Standard Lighting Control | Large General | Retail Trade | Winter Evening | % of Load | 1 | 2032 | 1.3298e-05
ENS | Preferred Plan | C&I Curtailment | C&I Curtailment-Turnkey-Standard Lighting Control | Large General | Services | Winter Evening | % of Load | 1 | 2032 | 2.1295e-05
ENS | Preferred Plan | C&I Curtailment | C&I Curtailment-Turnkey-Water Heating Control | Large General | Miscellaneous | Winter Evening | % of Load | 1 | 2032 | 1.769e-05
ENS | Preferred Plan | C&I Curtailment | C&I Curtailment-Turnkey-Water Heating Control | Large General | Retail Trade | Winter Evening | % of Load | 1 | 2032 | 2.2163e-06
ENS | Preferred Plan | C&I Curtailment | C&I Curtailment-Turnkey-Water Heating Control | Large General | Services | Winter Evening | % of Load | 1 | 2032 | 3.5491e-06
ENS | Preferred Plan | C&I Curtailment | C&I Curtailment-Turnkey-Other | Large General | Miscellaneous | Winter Evening | % of Load | 1 | 2032 | 0.0003781
ENS | Preferred Plan | C&I Curtailment | C&I Curtailment-Turnkey-Other | Large General | Retail Trade | Winter Evening | % of Load | 1 | 2032 | 2.2661e-05
ENS | Preferred Plan | C&I Curtailment | C&I Curtailment-Turnkey-Other | Large General | Services | Winter Evening | % of Load | 1 | 2032 | 3.6288e-05
ENS | Preferred Plan | C&I Curtailment | C&I Curtailment-Turnkey-Manual HVAC Control | Small Industrial | Miscellaneous | Winter Morning | % of Load | 1 | 2032 | 0.00017823
ENS | Preferred Plan | C&I Curtailment | C&I Curtailment-Turnkey-Manual HVAC Control | Small Industrial | Offices | Winter Morning | % of Load | 1 | 2032 | 2.2839e-06
ENS | Preferred Plan | C&I Curtailment | C&I Curtailment-Turnkey-Manual HVAC Control | Small Industrial | Retail Trade | Winter Morning | % of Load | 1 | 2032 | 7.5278e-06
ENS | Preferred Plan | C&I Curtailment | C&I Curtailment-Turnkey-Manual HVAC Control | Small Industrial | Services | Winter Morning | % of Load | 1 | 2032 | 2.3782e-06
ENS | Preferred Plan | C&I Curtailment | C&I Curtailment-Turnkey-Auto-DR HVAC Control | Small Industrial | Miscellaneous | Winter Morning | % of Load | 1 | 2032 | 2.2091e-05
ENS | Preferred Plan | C&I Curtailment | C&I Curtailment-Turnkey-Auto-DR HVAC Control | Small Industrial | Offices | Winter Morning | % of Load | 1 | 2032 | 2.8309e-07
ENS | Preferred Plan | C&I Curtailment | C&I Curtailment-Turnkey-Auto-DR HVAC Control | Small Industrial | Retail Trade | Winter Morning | % of Load | 1 | 2032 | 9.3307e-07
ENS | Preferred Plan | C&I Curtailment | C&I Curtailment-Turnkey-Auto-DR HVAC Control | Small Industrial | Services | Winter Morning | % of Load | 1 | 2032 | 2.9478e-07
ENS | Preferred Plan | C&I Curtailment | C&I Curtailment-Turnkey-Standard Lighting Control | Small Industrial | Miscellaneous | Winter Morning | % of Load | 1 | 2032 | 5.5146e-05
ENS | Preferred Plan | C&I Curtailment | C&I Curtailment-Turnkey-Standard Lighting Control | Small Industrial | Offices | Winter Morning | % of Load | 1 | 2032 | 2.9774e-07
ENS | Preferred Plan | C&I Curtailment | C&I Curtailment-Turnkey-Standard Lighting Control | Small Industrial | Retail Trade | Winter Morning | % of Load | 1 | 2032 | 3.2578e-06
ENS | Preferred Plan | C&I Curtailment | C&I Curtailment-Turnkey-Standard Lighting Control | Small Industrial | Services | Winter Morning | % of Load | 1 | 2032 | 1.0292e-06
ENS | Preferred Plan | C&I Curtailment | C&I Curtailment-Turnkey-Water Heating Control | Small Industrial | Miscellaneous | Winter Morning | % of Load | 1 | 2032 | 4.6559e-06
ENS | Preferred Plan | C&I Curtailment | C&I Curtailment-Turnkey-Water Heating Control | Small Industrial | Offices | Winter Morning | % of Load | 1 | 2032 | 2.3599e-08
ENS | Preferred Plan | C&I Curtailment | C&I Curtailment-Turnkey-Water Heating Control | Small Industrial | Retail Trade | Winter Morning | % of Load | 1 | 2032 | 4.497e-07
ENS | Preferred Plan | C&I Curtailment | C&I Curtailment-Turnkey-Water Heating Control | Small Industrial | Services | Winter Morning | % of Load | 1 | 2032 | 1.4207e-07
ENS | Preferred Plan | C&I Curtailment | C&I Curtailment-Turnkey-Other | Small Industrial | Miscellaneous | Winter Morning | % of Load | 1 | 2032 | 7.14e-05
ENS | Preferred Plan | C&I Curtailment | C&I Curtailment-Turnkey-Other | Small Industrial | Offices | Winter Morning | % of Load | 1 | 2032 | 4.4554e-07
ENS | Preferred Plan | C&I Curtailment | C&I Curtailment-Turnkey-Other | Small Industrial | Retail Trade | Winter Morning | % of Load | 1 | 2032 | 4.9398e-06
ENS | Preferred Plan | C&I Curtailment | C&I Curtailment-Turnkey-Other | Small Industrial | Services | Winter Morning | % of Load | 1 | 2032 | 1.5606e-06
ENS | Preferred Plan | C&I Curtailment | C&I Curtailment-Turnkey-Industrial | Small Industrial | Manufacturing | Winter Morning | % of Load | 1 | 2032 | 1.6972e-05
ENS | Preferred Plan | C&I Curtailment | C&I Curtailment-Turnkey-Manual HVAC Control | Small Industrial | Miscellaneous | Winter Evening | % of Load | 1 | 2032 | 0.0002165
ENS | Preferred Plan | C&I Curtailment | C&I Curtailment-Turnkey-Manual HVAC Control | Small Industrial | Offices | Winter Evening | % of Load | 1 | 2032 | 2.7744e-06
ENS | Preferred Plan | C&I Curtailment | C&I Curtailment-Turnkey-Manual HVAC Control | Small Industrial | Retail Trade | Winter Evening | % of Load | 1 | 2032 | 9.1443e-06
ENS | Preferred Plan | C&I Curtailment | C&I Curtailment-Turnkey-Manual HVAC Control | Small Industrial | Services | Winter Evening | % of Load | 1 | 2032 | 2.8889e-06
ENS | Preferred Plan | C&I Curtailment | C&I Curtailment-Turnkey-Auto-DR HVAC Control | Small Industrial | Miscellaneous | Winter Evening | % of Load | 1 | 2032 | 2.6835e-05
ENS | Preferred Plan | C&I Curtailment | C&I Curtailment-Turnkey-Auto-DR HVAC Control | Small Industrial | Offices | Winter Evening | % of Load | 1 | 2032 | 3.4388e-07
ENS | Preferred Plan | C&I Curtailment | C&I Curtailment-Turnkey-Auto-DR HVAC Control | Small Industrial | Retail Trade | Winter Evening | % of Load | 1 | 2032 | 1.1334e-06
ENS | Preferred Plan | C&I Curtailment | C&I Curtailment-Turnkey-Auto-DR HVAC Control | Small Industrial | Services | Winter Evening | % of Load | 1 | 2032 | 3.5808e-07
ENS | Preferred Plan | C&I Curtailment | C&I Curtailment-Turnkey-Standard Lighting Control | Small Industrial | Miscellaneous | Winter Evening | % of Load | 1 | 2032 | 6.6987e-05
ENS | Preferred Plan | C&I Curtailment | C&I Curtailment-Turnkey-Standard Lighting Control | Small Industrial | Offices | Winter Evening | % of Load | 1 | 2032 | 3.6168e-07
ENS | Preferred Plan | C&I Curtailment | C&I Curtailment-Turnkey-Standard Lighting Control | Small Industrial | Retail Trade | Winter Evening | % of Load | 1 | 2032 | 3.9574e-06
ENS | Preferred Plan | C&I Curtailment | C&I Curtailment-Turnkey-Standard Lighting Control | Small Industrial | Services | Winter Evening | % of Load | 1 | 2032 | 1.2503e-06
ENS | Preferred Plan | C&I Curtailment | C&I Curtailment-Turnkey-Water Heating Control | Small Industrial | Miscellaneous | Winter Evening | % of Load | 1 | 2032 | 5.6556e-06
ENS | Preferred Plan | C&I Curtailment | C&I Curtailment-Turnkey-Water Heating Control | Small Industrial | Offices | Winter Evening | % of Load | 1 | 2032 | 2.8667e-08
ENS | Preferred Plan | C&I Curtailment | C&I Curtailment-Turnkey-Water Heating Control | Small Industrial | Retail Trade | Winter Evening | % of Load | 1 | 2032 | 5.4627e-07
ENS | Preferred Plan | C&I Curtailment | C&I Curtailment-Turnkey-Water Heating Control | Small Industrial | Services | Winter Evening | % of Load | 1 | 2032 | 1.7258e-07
ENS | Preferred Plan | C&I Curtailment | C&I Curtailment-Turnkey-Other | Small Industrial | Miscellaneous | Winter Evening | % of Load | 1 | 2032 | 8.6732e-05
ENS | Preferred Plan | C&I Curtailment | C&I Curtailment-Turnkey-Other | Small Industrial | Offices | Winter Evening | % of Load | 1 | 2032 | 5.4121e-07
ENS | Preferred Plan | C&I Curtailment | C&I Curtailment-Turnkey-Other | Small Industrial | Retail Trade | Winter Evening | % of Load | 1 | 2032 | 6.0005e-06
ENS | Preferred Plan | C&I Curtailment | C&I Curtailment-Turnkey-Other | Small Industrial | Services | Winter Evening | % of Load | 1 | 2032 | 1.8957e-06
ENS | Preferred Plan | C&I Curtailment | C&I Curtailment-Turnkey-Industrial | Small Industrial | Manufacturing | Winter Evening | % of Load | 1 | 2032 | 2.0616e-05
ENS | Preferred Plan | C&I Curtailment | C&I Curtailment-Turnkey-Manual HVAC Control | Medium Industrial | Miscellaneous | Winter Morning | % of Load | 1 | 2032 | 0.0034086
ENS | Preferred Plan | C&I Curtailment | C&I Curtailment-Turnkey-Manual HVAC Control | Medium Industrial | Offices | Winter Morning | % of Load | 1 | 2032 | 5.4985e-05
ENS | Preferred Plan | C&I Curtailment | C&I Curtailment-Turnkey-Manual HVAC Control | Medium Industrial | Retail Trade | Winter Morning | % of Load | 1 | 2032 | 0.0007532
ENS | Preferred Plan | C&I Curtailment | C&I Curtailment-Turnkey-Manual HVAC Control | Medium Industrial | Services | Winter Morning | % of Load | 1 | 2032 | 3.4683e-05
ENS | Preferred Plan | C&I Curtailment | C&I Curtailment-Turnkey-Auto-DR HVAC Control | Medium Industrial | Miscellaneous | Winter Morning | % of Load | 1 | 2032 | 0.0004225
ENS | Preferred Plan | C&I Curtailment | C&I Curtailment-Turnkey-Auto-DR HVAC Control | Medium Industrial | Offices | Winter Morning | % of Load | 1 | 2032 | 6.8154e-06
ENS | Preferred Plan | C&I Curtailment | C&I Curtailment-Turnkey-Auto-DR HVAC Control | Medium Industrial | Retail Trade | Winter Morning | % of Load | 1 | 2032 | 9.336e-05
ENS | Preferred Plan | C&I Curtailment | C&I Curtailment-Turnkey-Auto-DR HVAC Control | Medium Industrial | Services | Winter Morning | % of Load | 1 | 2032 | 4.2989e-06
ENS | Preferred Plan | C&I Curtailment | C&I Curtailment-Turnkey-Standard Lighting Control | Medium Industrial | Miscellaneous | Winter Morning | % of Load | 1 | 2032 | 0.0010547
ENS | Preferred Plan | C&I Curtailment | C&I Curtailment-Turnkey-Standard Lighting Control | Medium Industrial | Offices | Winter Morning | % of Load | 1 | 2032 | 7.1681e-06
ENS | Preferred Plan | C&I Curtailment | C&I Curtailment-Turnkey-Standard Lighting Control | Medium Industrial | Retail Trade | Winter Morning | % of Load | 1 | 2032 | 0.00032597
ENS | Preferred Plan | C&I Curtailment | C&I Curtailment-Turnkey-Standard Lighting Control | Medium Industrial | Services | Winter Morning | % of Load | 1 | 2032 | 1.501e-05
ENS | Preferred Plan | C&I Curtailment | C&I Curtailment-Turnkey-Water Heating Control | Medium Industrial | Miscellaneous | Winter Morning | % of Load | 1 | 2032 | 8.9044e-05
ENS | Preferred Plan | C&I Curtailment | C&I Curtailment-Turnkey-Water Heating Control | Medium Industrial | Offices | Winter Morning | % of Load | 1 | 2032 | 5.6815e-07
ENS | Preferred Plan | C&I Curtailment | C&I Curtailment-Turnkey-Water Heating Control | Medium Industrial | Retail Trade | Winter Morning | % of Load | 1 | 2032 | 4.4996e-05
ENS | Preferred Plan | C&I Curtailment | C&I Curtailment-Turnkey-Water Heating Control | Medium Industrial | Services | Winter Morning | % of Load | 1 | 2032 | 2.0719e-06
ENS | Preferred Plan | C&I Curtailment | C&I Curtailment-Turnkey-Other | Medium Industrial | Miscellaneous | Winter Morning | % of Load | 1 | 2032 | 0.0013655
ENS | Preferred Plan | C&I Curtailment | C&I Curtailment-Turnkey-Other | Medium Industrial | Offices | Winter Morning | % of Load | 1 | 2032 | 1.0726e-05
ENS | Preferred Plan | C&I Curtailment | C&I Curtailment-Turnkey-Other | Medium Industrial | Retail Trade | Winter Morning | % of Load | 1 | 2032 | 0.00049425
ENS | Preferred Plan | C&I Curtailment | C&I Curtailment-Turnkey-Other | Medium Industrial | Services | Winter Morning | % of Load | 1 | 2032 | 2.2759e-05
ENS | Preferred Plan | C&I Curtailment | C&I Curtailment-Turnkey-Manual HVAC Control | Medium Industrial | Miscellaneous | Winter Evening | % of Load | 1 | 2032 | 0.0029177
ENS | Preferred Plan | C&I Curtailment | C&I Curtailment-Turnkey-Manual HVAC Control | Medium Industrial | Offices | Winter Evening | % of Load | 1 | 2032 | 4.7067e-05
ENS | Preferred Plan | C&I Curtailment | C&I Curtailment-Turnkey-Manual HVAC Control | Medium Industrial | Retail Trade | Winter Evening | % of Load | 1 | 2032 | 0.00064473
ENS | Preferred Plan | C&I Curtailment | C&I Curtailment-Turnkey-Manual HVAC Control | Medium Industrial | Services | Winter Evening | % of Load | 1 | 2032 | 2.9688e-05
ENS | Preferred Plan | C&I Curtailment | C&I Curtailment-Turnkey-Auto-DR HVAC Control | Medium Industrial | Miscellaneous | Winter Evening | % of Load | 1 | 2032 | 0.00036166
ENS | Preferred Plan | C&I Curtailment | C&I Curtailment-Turnkey-Auto-DR HVAC Control | Medium Industrial | Offices | Winter Evening | % of Load | 1 | 2032 | 5.8339e-06
ENS | Preferred Plan | C&I Curtailment | C&I Curtailment-Turnkey-Auto-DR HVAC Control | Medium Industrial | Retail Trade | Winter Evening | % of Load | 1 | 2032 | 7.9915e-05
ENS | Preferred Plan | C&I Curtailment | C&I Curtailment-Turnkey-Auto-DR HVAC Control | Medium Industrial | Services | Winter Evening | % of Load | 1 | 2032 | 3.6798e-06
ENS | Preferred Plan | C&I Curtailment | C&I Curtailment-Turnkey-Standard Lighting Control | Medium Industrial | Miscellaneous | Winter Evening | % of Load | 1 | 2032 | 0.00090279
ENS | Preferred Plan | C&I Curtailment | C&I Curtailment-Turnkey-Standard Lighting Control | Medium Industrial | Offices | Winter Evening | % of Load | 1 | 2032 | 6.1358e-06
ENS | Preferred Plan | C&I Curtailment | C&I Curtailment-Turnkey-Standard Lighting Control | Medium Industrial | Retail Trade | Winter Evening | % of Load | 1 | 2032 | 0.00027902
ENS | Preferred Plan | C&I Curtailment | C&I Curtailment-Turnkey-Standard Lighting Control | Medium Industrial | Services | Winter Evening | % of Load | 1 | 2032 | 1.2848e-05
ENS | Preferred Plan | C&I Curtailment | C&I Curtailment-Turnkey-Water Heating Control | Medium Industrial | Miscellaneous | Winter Evening | % of Load | 1 | 2032 | 7.6221e-05
ENS | Preferred Plan | C&I Curtailment | C&I Curtailment-Turnkey-Water Heating Control | Medium Industrial | Offices | Winter Evening | % of Load | 1 | 2032 | 4.8633e-07
ENS | Preferred Plan | C&I Curtailment | C&I Curtailment-Turnkey-Water Heating Control | Medium Industrial | Retail Trade | Winter Evening | % of Load | 1 | 2032 | 3.8516e-05
ENS | Preferred Plan | C&I Curtailment | C&I Curtailment-Turnkey-Water Heating Control | Medium Industrial | Services | Winter Evening | % of Load | 1 | 2032 | 1.7735e-06
ENS | Preferred Plan | C&I Curtailment | C&I Curtailment-Turnkey-Other | Medium Industrial | Miscellaneous | Winter Evening | % of Load | 1 | 2032 | 0.0011689
ENS | Preferred Plan | C&I Curtailment | C&I Curtailment-Turnkey-Other | Medium Industrial | Offices | Winter Evening | % of Load | 1 | 2032 | 9.1815e-06
ENS | Preferred Plan | C&I Curtailment | C&I Curtailment-Turnkey-Other | Medium Industrial | Retail Trade | Winter Evening | % of Load | 1 | 2032 | 0.00042308
ENS | Preferred Plan | C&I Curtailment | C&I Curtailment-Turnkey-Other | Medium Industrial | Services | Winter Evening | % of Load | 1 | 2032 | 1.9481e-05
ENS | Preferred Plan | C&I Curtailment | C&I Curtailment-Turnkey-Manual HVAC Control | Large Industrial | Miscellaneous | Winter Morning | % of Load | 1 | 2032 | 7.0967e-05
ENS | Preferred Plan | C&I Curtailment | C&I Curtailment-Turnkey-Auto-DR HVAC Control | Large Industrial | Miscellaneous | Winter Morning | % of Load | 1 | 2032 | 8.7964e-06
ENS | Preferred Plan | C&I Curtailment | C&I Curtailment-Turnkey-Standard Lighting Control | Large Industrial | Miscellaneous | Winter Morning | % of Load | 1 | 2032 | 3.0678e-05
ENS | Preferred Plan | C&I Curtailment | C&I Curtailment-Turnkey-Water Heating Control | Large Industrial | Miscellaneous | Winter Morning | % of Load | 1 | 2032 | 1.5579e-06
ENS | Preferred Plan | C&I Curtailment | C&I Curtailment-Turnkey-Other | Large Industrial | Miscellaneous | Winter Morning | % of Load | 1 | 2032 | 3.3299e-05
ENS | Preferred Plan | C&I Curtailment | C&I Curtailment-Turnkey-Industrial | Large Industrial | Manufacturing | Winter Morning | % of Load | 1 | 2032 | 6.4989e-06
ENS | Preferred Plan | C&I Curtailment | C&I Curtailment-Turnkey-Manual HVAC Control | Large Industrial | Miscellaneous | Winter Evening | % of Load | 1 | 2032 | 6.2424e-05
ENS | Preferred Plan | C&I Curtailment | C&I Curtailment-Turnkey-Auto-DR HVAC Control | Large Industrial | Miscellaneous | Winter Evening | % of Load | 1 | 2032 | 7.7374e-06
ENS | Preferred Plan | C&I Curtailment | C&I Curtailment-Turnkey-Standard Lighting Control | Large Industrial | Miscellaneous | Winter Evening | % of Load | 1 | 2032 | 2.6985e-05
ENS | Preferred Plan | C&I Curtailment | C&I Curtailment-Turnkey-Water Heating Control | Large Industrial | Miscellaneous | Winter Evening | % of Load | 1 | 2032 | 1.3704e-06
ENS | Preferred Plan | C&I Curtailment | C&I Curtailment-Turnkey-Other | Large Industrial | Miscellaneous | Winter Evening | % of Load | 1 | 2032 | 2.929e-05
ENS | Preferred Plan | C&I Curtailment | C&I Curtailment-Turnkey-Industrial | Large Industrial | Manufacturing | Winter Evening | % of Load | 1 | 2032 | 5.7165e-06
ENS | Preferred Plan | C&I Loadshift to BUGs | C&I Loadshift to BUGs | Large General | Miscellaneous | Winter Morning | % of Load | 1 | 2032 | 0.0023654
ENS | Preferred Plan | C&I Loadshift to BUGs | C&I Loadshift to BUGs | Large General | Miscellaneous | Winter Evening | % of Load | 1 | 2032 | 0.0018004
ENS | Preferred Plan | C&I Loadshift to BUGs | C&I Loadshift to BUGs | Small Industrial | Miscellaneous | Winter Morning | % of Load | 1 | 2032 | 0.00066671
ENS | Preferred Plan | C&I Loadshift to BUGs | C&I Loadshift to BUGs | Small Industrial | Miscellaneous | Winter Evening | % of Load | 1 | 2032 | 0.00080988
ENS | Preferred Plan | C&I Loadshift to BUGs | C&I Loadshift to BUGs | Medium Industrial | Manufacturing | Winter Morning | % of Load | 1 | 2032 | 0.00046244
ENS | Preferred Plan | C&I Loadshift to BUGs | C&I Loadshift to BUGs | Medium Industrial | Miscellaneous | Winter Morning | % of Load | 1 | 2032 | 0.002007
ENS | Preferred Plan | C&I Loadshift to BUGs | C&I Loadshift to BUGs | Medium Industrial | Manufacturing | Winter Evening | % of Load | 1 | 2032 | 0.00039584
ENS | Preferred Plan | C&I Loadshift to BUGs | C&I Loadshift to BUGs | Medium Industrial | Miscellaneous | Winter Evening | % of Load | 1 | 2032 | 0.001718
ENS | Preferred Plan | Dynamic Pricing | Dynamic Pricing with enabling tech. | Small General | Manufacturing | Winter Morning | % of Load | 1 | 2032 | 6.6404e-06
ENS | Preferred Plan | Dynamic Pricing | Dynamic Pricing with enabling tech. | Small General | Manufacturing | Winter Evening | % of Load | 1 | 2032 | 6.8205e-06
ENS | Preferred Plan | Dynamic Pricing | Dynamic Pricing with enabling tech. | Residential Charitable | Residential LI | Winter Morning | % of Load | 1 | 2032 | 0.0027992
ENS | Preferred Plan | Dynamic Pricing | Dynamic Pricing with enabling tech. | Residential Charitable | Residential Market Rate | Winter Morning | % of Load | 1 | 2032 | 0.015896
ENS | Preferred Plan | Dynamic Pricing | Dynamic Pricing w/o enabling tech. | Residential Charitable | Residential LI | Winter Morning | % of Load | 1 | 2032 | 0.0014733
ENS | Preferred Plan | Dynamic Pricing | Dynamic Pricing w/o enabling tech. | Residential Charitable | Residential Market Rate | Winter Morning | % of Load | 1 | 2032 | 0.0083663
ENS | Preferred Plan | Dynamic Pricing | Dynamic Pricing with enabling tech. | Residential Charitable | Residential LI | Winter Evening | % of Load | 1 | 2032 | 0.0028197
ENS | Preferred Plan | Dynamic Pricing | Dynamic Pricing with enabling tech. | Residential Charitable | Residential Market Rate | Winter Evening | % of Load | 1 | 2032 | 0.016013
ENS | Preferred Plan | Dynamic Pricing | Dynamic Pricing w/o enabling tech. | Residential Charitable | Residential LI | Winter Evening | % of Load | 1 | 2032 | 0.0014841
ENS | Preferred Plan | Dynamic Pricing | Dynamic Pricing w/o enabling tech. | Residential Charitable | Residential Market Rate | Winter Evening | % of Load | 1 | 2032 | 0.0084278
ENS | Preferred Plan | Behavioral DR | Behavioral DR | Residential Charitable | Residential LI | Winter Morning | % of Load | 1 | 2032 | 0.000327
ENS | Preferred Plan | Behavioral DR | Behavioral DR | Residential Charitable | Residential Market Rate | Winter Morning | % of Load | 1 | 2032 | 0.0018637
ENS | Preferred Plan | Behavioral DR | Behavioral DR | Residential Charitable | Residential LI | Winter Evening | % of Load | 1 | 2032 | 0.0003294
ENS | Preferred Plan | Behavioral DR | Behavioral DR | Residential Charitable | Residential Market Rate | Winter Evening | % of Load | 1 | 2032 | 0.0018774
ENS | Preferred Plan | Time-of-Use Rates (TOU) | Time-of-Use Rates (TOU) | Residential Charitable | Residential LI | Winter Morning | % of Load | 0 | 2032 | 0.00027539
ENS | Preferred Plan | Time-of-Use Rates (TOU) | Time-of-Use Rates (TOU) | Residential Charitable | Residential Market Rate | Winter Morning | % of Load | 0 | 2032 | 0.0015696
ENS | Preferred Plan | Time-of-Use Rates (TOU) | Time-of-Use Rates (TOU) | Residential Charitable | Residential LI | Winter Evening | % of Load | 0 | 2032 | 0.00027742
ENS | Preferred Plan | Time-of-Use Rates (TOU) | Time-of-Use Rates (TOU) | Residential Charitable | Residential Market Rate | Winter Evening | % of Load | 0 | 2032 | 0.0015811
ENS | Preferred Plan | DLC-Thermostat | DLC-Thermostat-BYOT-Central Heat Pump | Residential Charitable | Residential LI | Winter Morning | % of Load | 0 | 2033 | 2.0832e-05
ENS | Preferred Plan | DLC-Thermostat | DLC-Thermostat-BYOT-Central Heat Pump | Residential Charitable | Residential Market Rate | Winter Morning | % of Load | 0 | 2033 | 0.00012748
ENS | Preferred Plan | DLC-Thermostat | DLC-Thermostat-DI-Baseboard Heating | Residential Charitable | Residential LI | Winter Morning | % of Load | 0 | 2033 | 0.00010605
ENS | Preferred Plan | DLC-Thermostat | DLC-Thermostat-DI-Baseboard Heating | Residential Charitable | Residential Market Rate | Winter Morning | % of Load | 0 | 2033 | 0.0010095
ENS | Preferred Plan | DLC-Thermostat | DLC-Thermostat-BYOT-Baseboard Heating | Residential Charitable | Residential LI | Winter Morning | % of Load | 0 | 2033 | 1.2399e-05
ENS | Preferred Plan | DLC-Thermostat | DLC-Thermostat-BYOT-Baseboard Heating | Residential Charitable | Residential Market Rate | Winter Morning | % of Load | 0 | 2033 | 0.00011803
ENS | Preferred Plan | DLC-Thermostat | DLC-Thermostat-DI-MSHP | Residential Charitable | Residential LI | Winter Morning | % of Load | 0 | 2033 | 6.1452e-05
ENS | Preferred Plan | DLC-Thermostat | DLC-Thermostat-DI-MSHP | Residential Charitable | Residential Market Rate | Winter Morning | % of Load | 0 | 2033 | 0.00058496
ENS | Preferred Plan | DLC-Thermostat | DLC-Thermostat-BYOT-MSHP | Residential Charitable | Residential LI | Winter Morning | % of Load | 0 | 2033 | 5.6159e-06
ENS | Preferred Plan | DLC-Thermostat | DLC-Thermostat-BYOT-MSHP | Residential Charitable | Residential Market Rate | Winter Morning | % of Load | 0 | 2033 | 5.3457e-05
ENS | Preferred Plan | DLC-Thermostat | DLC-Thermostat-BYOT-Central Heat Pump | Residential Charitable | Residential LI | Winter Evening | % of Load | 0 | 2033 | 1.8434e-05
ENS | Preferred Plan | DLC-Thermostat | DLC-Thermostat-BYOT-Central Heat Pump | Residential Charitable | Residential Market Rate | Winter Evening | % of Load | 0 | 2033 | 0.0001128
ENS | Preferred Plan | DLC-Thermostat | DLC-Thermostat-DI-Baseboard Heating | Residential Charitable | Residential LI | Winter Evening | % of Load | 0 | 2033 | 9.3842e-05
ENS | Preferred Plan | DLC-Thermostat | DLC-Thermostat-DI-Baseboard Heating | Residential Charitable | Residential Market Rate | Winter Evening | % of Load | 0 | 2033 | 0.00089328
ENS | Preferred Plan | DLC-Thermostat | DLC-Thermostat-BYOT-Baseboard Heating | Residential Charitable | Residential LI | Winter Evening | % of Load | 0 | 2033 | 1.0972e-05
ENS | Preferred Plan | DLC-Thermostat | DLC-Thermostat-BYOT-Baseboard Heating | Residential Charitable | Residential Market Rate | Winter Evening | % of Load | 0 | 2033 | 0.00010444
ENS | Preferred Plan | DLC-Thermostat | DLC-Thermostat-DI-MSHP | Residential Charitable | Residential LI | Winter Evening | % of Load | 0 | 2033 | 5.4378e-05
ENS | Preferred Plan | DLC-Thermostat | DLC-Thermostat-DI-MSHP | Residential Charitable | Residential Market Rate | Winter Evening | % of Load | 0 | 2033 | 0.00051762
ENS | Preferred Plan | DLC-Thermostat | DLC-Thermostat-BYOT-MSHP | Residential Charitable | Residential LI | Winter Evening | % of Load | 0 | 2033 | 4.9694e-06
ENS | Preferred Plan | DLC-Thermostat | DLC-Thermostat-BYOT-MSHP | Residential Charitable | Residential Market Rate | Winter Evening | % of Load | 0 | 2033 | 4.7304e-05
ENS | Preferred Plan | DLC-Water Heating | DLC-Switch-Water Heating | Residential Charitable | Residential LI | Winter Morning | % of Load | 0 | 2033 | 6.5465e-05
ENS | Preferred Plan | DLC-Water Heating | DLC-Switch-Water Heating | Residential Charitable | Residential Market Rate | Winter Morning | % of Load | 0 | 2033 | 0.0007478
ENS | Preferred Plan | DLC-Water Heating | DLC-Switch-Water Heating | Residential Charitable | Residential LI | Winter Evening | % of Load | 0 | 2033 | 4.8962e-05
ENS | Preferred Plan | DLC-Water Heating | DLC-Switch-Water Heating | Residential Charitable | Residential Market Rate | Winter Evening | % of Load | 0 | 2033 | 0.00055929
ENS | Preferred Plan | C&I Curtailment | C&I Curtailment-Turnkey-Manual HVAC Control | General | Miscellaneous | Winter Morning | % of Load | 1 | 2033 | 0.0013265
ENS | Preferred Plan | C&I Curtailment | C&I Curtailment-Turnkey-Manual HVAC Control | General | Offices | Winter Morning | % of Load | 1 | 2033 | 9.1159e-05
ENS | Preferred Plan | C&I Curtailment | C&I Curtailment-Turnkey-Manual HVAC Control | General | Retail Trade | Winter Morning | % of Load | 1 | 2033 | 0.00030467
ENS | Preferred Plan | C&I Curtailment | C&I Curtailment-Turnkey-Manual HVAC Control | General | Services | Winter Morning | % of Load | 1 | 2033 | 0.00019699
ENS | Preferred Plan | C&I Curtailment | C&I Curtailment-Turnkey-Auto-DR HVAC Control | General | Miscellaneous | Winter Morning | % of Load | 1 | 2033 | 0.00020553
ENS | Preferred Plan | C&I Curtailment | C&I Curtailment-Turnkey-Auto-DR HVAC Control | General | Offices | Winter Morning | % of Load | 1 | 2033 | 1.4124e-05
ENS | Preferred Plan | C&I Curtailment | C&I Curtailment-Turnkey-Auto-DR HVAC Control | General | Retail Trade | Winter Morning | % of Load | 1 | 2033 | 4.7205e-05
ENS | Preferred Plan | C&I Curtailment | C&I Curtailment-Turnkey-Auto-DR HVAC Control | General | Services | Winter Morning | % of Load | 1 | 2033 | 3.0521e-05
ENS | Preferred Plan | C&I Curtailment | C&I Curtailment-Turnkey-Standard Lighting Control | General | Miscellaneous | Winter Morning | % of Load | 1 | 2033 | 0.00055218
ENS | Preferred Plan | C&I Curtailment | C&I Curtailment-Turnkey-Standard Lighting Control | General | Offices | Winter Morning | % of Load | 1 | 2033 | 1.084e-05
ENS | Preferred Plan | C&I Curtailment | C&I Curtailment-Turnkey-Standard Lighting Control | General | Retail Trade | Winter Morning | % of Load | 1 | 2033 | 0.00012138
ENS | Preferred Plan | C&I Curtailment | C&I Curtailment-Turnkey-Standard Lighting Control | General | Services | Winter Morning | % of Load | 1 | 2033 | 7.8583e-05
ENS | Preferred Plan | C&I Curtailment | C&I Curtailment-Turnkey-Water Heating Control | General | Miscellaneous | Winter Morning | % of Load | 1 | 2033 | 3.7023e-05
ENS | Preferred Plan | C&I Curtailment | C&I Curtailment-Turnkey-Water Heating Control | General | Offices | Winter Morning | % of Load | 1 | 2033 | 9.8305e-07
ENS | Preferred Plan | C&I Curtailment | C&I Curtailment-Turnkey-Water Heating Control | General | Retail Trade | Winter Morning | % of Load | 1 | 2033 | 1.9964e-05
ENS | Preferred Plan | C&I Curtailment | C&I Curtailment-Turnkey-Water Heating Control | General | Services | Winter Morning | % of Load | 1 | 2033 | 1.2891e-05
ENS | Preferred Plan | C&I Curtailment | C&I Curtailment-Turnkey-Other | General | Miscellaneous | Winter Morning | % of Load | 1 | 2033 | 0.00064661
ENS | Preferred Plan | C&I Curtailment | C&I Curtailment-Turnkey-Other | General | Offices | Winter Morning | % of Load | 1 | 2033 | 1.7586e-05
ENS | Preferred Plan | C&I Curtailment | C&I Curtailment-Turnkey-Other | General | Retail Trade | Winter Morning | % of Load | 1 | 2033 | 0.0002051
ENS | Preferred Plan | C&I Curtailment | C&I Curtailment-Turnkey-Other | General | Services | Winter Morning | % of Load | 1 | 2033 | 0.00013256
ENS | Preferred Plan | C&I Curtailment | C&I Curtailment-Turnkey-Manual HVAC Control | General | Miscellaneous | Winter Evening | % of Load | 1 | 2033 | 0.0013743
ENS | Preferred Plan | C&I Curtailment | C&I Curtailment-Turnkey-Manual HVAC Control | General | Offices | Winter Evening | % of Load | 1 | 2033 | 9.4446e-05
ENS | Preferred Plan | C&I Curtailment | C&I Curtailment-Turnkey-Manual HVAC Control | General | Retail Trade | Winter Evening | % of Load | 1 | 2033 | 0.00031566
ENS | Preferred Plan | C&I Curtailment | C&I Curtailment-Turnkey-Manual HVAC Control | General | Services | Winter Evening | % of Load | 1 | 2033 | 0.00020409
ENS | Preferred Plan | C&I Curtailment | C&I Curtailment-Turnkey-Auto-DR HVAC Control | General | Miscellaneous | Winter Evening | % of Load | 1 | 2033 | 0.00021294
ENS | Preferred Plan | C&I Curtailment | C&I Curtailment-Turnkey-Auto-DR HVAC Control | General | Offices | Winter Evening | % of Load | 1 | 2033 | 1.4633e-05
ENS | Preferred Plan | C&I Curtailment | C&I Curtailment-Turnkey-Auto-DR HVAC Control | General | Retail Trade | Winter Evening | % of Load | 1 | 2033 | 4.8907e-05
ENS | Preferred Plan | C&I Curtailment | C&I Curtailment-Turnkey-Auto-DR HVAC Control | General | Services | Winter Evening | % of Load | 1 | 2033 | 3.1622e-05
ENS | Preferred Plan | C&I Curtailment | C&I Curtailment-Turnkey-Standard Lighting Control | General | Miscellaneous | Winter Evening | % of Load | 1 | 2033 | 0.00057209
ENS | Preferred Plan | C&I Curtailment | C&I Curtailment-Turnkey-Standard Lighting Control | General | Offices | Winter Evening | % of Load | 1 | 2033 | 1.1231e-05
ENS | Preferred Plan | C&I Curtailment | C&I Curtailment-Turnkey-Standard Lighting Control | General | Retail Trade | Winter Evening | % of Load | 1 | 2033 | 0.00012576
ENS | Preferred Plan | C&I Curtailment | C&I Curtailment-Turnkey-Standard Lighting Control | General | Services | Winter Evening | % of Load | 1 | 2033 | 8.1417e-05
ENS | Preferred Plan | C&I Curtailment | C&I Curtailment-Turnkey-Water Heating Control | General | Miscellaneous | Winter Evening | % of Load | 1 | 2033 | 3.8358e-05
ENS | Preferred Plan | C&I Curtailment | C&I Curtailment-Turnkey-Water Heating Control | General | Offices | Winter Evening | % of Load | 1 | 2033 | 1.0185e-06
ENS | Preferred Plan | C&I Curtailment | C&I Curtailment-Turnkey-Water Heating Control | General | Retail Trade | Winter Evening | % of Load | 1 | 2033 | 2.0684e-05
ENS | Preferred Plan | C&I Curtailment | C&I Curtailment-Turnkey-Water Heating Control | General | Services | Winter Evening | % of Load | 1 | 2033 | 1.3356e-05
ENS | Preferred Plan | C&I Curtailment | C&I Curtailment-Turnkey-Other | General | Miscellaneous | Winter Evening | % of Load | 1 | 2033 | 0.00066993
ENS | Preferred Plan | C&I Curtailment | C&I Curtailment-Turnkey-Other | General | Offices | Winter Evening | % of Load | 1 | 2033 | 1.822e-05
ENS | Preferred Plan | C&I Curtailment | C&I Curtailment-Turnkey-Other | General | Retail Trade | Winter Evening | % of Load | 1 | 2033 | 0.0002125
ENS | Preferred Plan | C&I Curtailment | C&I Curtailment-Turnkey-Other | General | Services | Winter Evening | % of Load | 1 | 2033 | 0.00013734
ENS | Preferred Plan | C&I Curtailment | C&I Curtailment-Turnkey-Manual HVAC Control | Large General | Miscellaneous | Winter Morning | % of Load | 1 | 2033 | 0.0010587
ENS | Preferred Plan | C&I Curtailment | C&I Curtailment-Turnkey-Manual HVAC Control | Large General | Retail Trade | Winter Morning | % of Load | 1 | 2033 | 4.4141e-05
ENS | Preferred Plan | C&I Curtailment | C&I Curtailment-Turnkey-Manual HVAC Control | Large General | Services | Winter Morning | % of Load | 1 | 2033 | 7.0687e-05
ENS | Preferred Plan | C&I Curtailment | C&I Curtailment-Turnkey-Auto-DR HVAC Control | Large General | Miscellaneous | Winter Morning | % of Load | 1 | 2033 | 0.00016403
ENS | Preferred Plan | C&I Curtailment | C&I Curtailment-Turnkey-Auto-DR HVAC Control | Large General | Retail Trade | Winter Morning | % of Load | 1 | 2033 | 6.8391e-06
ENS | Preferred Plan | C&I Curtailment | C&I Curtailment-Turnkey-Auto-DR HVAC Control | Large General | Services | Winter Morning | % of Load | 1 | 2033 | 1.0952e-05
ENS | Preferred Plan | C&I Curtailment | C&I Curtailment-Turnkey-Standard Lighting Control | Large General | Miscellaneous | Winter Morning | % of Load | 1 | 2033 | 0.00045767
ENS | Preferred Plan | C&I Curtailment | C&I Curtailment-Turnkey-Standard Lighting Control | Large General | Retail Trade | Winter Morning | % of Load | 1 | 2033 | 1.7471e-05
ENS | Preferred Plan | C&I Curtailment | C&I Curtailment-Turnkey-Standard Lighting Control | Large General | Services | Winter Morning | % of Load | 1 | 2033 | 2.7978e-05
ENS | Preferred Plan | C&I Curtailment | C&I Curtailment-Turnkey-Water Heating Control | Large General | Miscellaneous | Winter Morning | % of Load | 1 | 2033 | 2.3242e-05
ENS | Preferred Plan | C&I Curtailment | C&I Curtailment-Turnkey-Water Heating Control | Large General | Retail Trade | Winter Morning | % of Load | 1 | 2033 | 2.9118e-06
ENS | Preferred Plan | C&I Curtailment | C&I Curtailment-Turnkey-Water Heating Control | Large General | Services | Winter Morning | % of Load | 1 | 2033 | 4.6629e-06
ENS | Preferred Plan | C&I Curtailment | C&I Curtailment-Turnkey-Other | Large General | Miscellaneous | Winter Morning | % of Load | 1 | 2033 | 0.00049676
ENS | Preferred Plan | C&I Curtailment | C&I Curtailment-Turnkey-Other | Large General | Retail Trade | Winter Morning | % of Load | 1 | 2033 | 2.9772e-05
ENS | Preferred Plan | C&I Curtailment | C&I Curtailment-Turnkey-Other | Large General | Services | Winter Morning | % of Load | 1 | 2033 | 4.7676e-05
ENS | Preferred Plan | C&I Curtailment | C&I Curtailment-Turnkey-Manual HVAC Control | Large General | Miscellaneous | Winter Evening | % of Load | 1 | 2033 | 0.00080583
ENS | Preferred Plan | C&I Curtailment | C&I Curtailment-Turnkey-Manual HVAC Control | Large General | Retail Trade | Winter Evening | % of Load | 1 | 2033 | 3.3598e-05
ENS | Preferred Plan | C&I Curtailment | C&I Curtailment-Turnkey-Manual HVAC Control | Large General | Services | Winter Evening | % of Load | 1 | 2033 | 5.3803e-05
ENS | Preferred Plan | C&I Curtailment | C&I Curtailment-Turnkey-Auto-DR HVAC Control | Large General | Miscellaneous | Winter Evening | % of Load | 1 | 2033 | 0.00012485
ENS | Preferred Plan | C&I Curtailment | C&I Curtailment-Turnkey-Auto-DR HVAC Control | Large General | Retail Trade | Winter Evening | % of Load | 1 | 2033 | 5.2056e-06
ENS | Preferred Plan | C&I Curtailment | C&I Curtailment-Turnkey-Auto-DR HVAC Control | Large General | Services | Winter Evening | % of Load | 1 | 2033 | 8.3361e-06
ENS | Preferred Plan | C&I Curtailment | C&I Curtailment-Turnkey-Standard Lighting Control | Large General | Miscellaneous | Winter Evening | % of Load | 1 | 2033 | 0.00034835
ENS | Preferred Plan | C&I Curtailment | C&I Curtailment-Turnkey-Standard Lighting Control | Large General | Retail Trade | Winter Evening | % of Load | 1 | 2033 | 1.3298e-05
ENS | Preferred Plan | C&I Curtailment | C&I Curtailment-Turnkey-Standard Lighting Control | Large General | Services | Winter Evening | % of Load | 1 | 2033 | 2.1295e-05
ENS | Preferred Plan | C&I Curtailment | C&I Curtailment-Turnkey-Water Heating Control | Large General | Miscellaneous | Winter Evening | % of Load | 1 | 2033 | 1.769e-05
ENS | Preferred Plan | C&I Curtailment | C&I Curtailment-Turnkey-Water Heating Control | Large General | Retail Trade | Winter Evening | % of Load | 1 | 2033 | 2.2163e-06
ENS | Preferred Plan | C&I Curtailment | C&I Curtailment-Turnkey-Water Heating Control | Large General | Services | Winter Evening | % of Load | 1 | 2033 | 3.5491e-06
ENS | Preferred Plan | C&I Curtailment | C&I Curtailment-Turnkey-Other | Large General | Miscellaneous | Winter Evening | % of Load | 1 | 2033 | 0.0003781
ENS | Preferred Plan | C&I Curtailment | C&I Curtailment-Turnkey-Other | Large General | Retail Trade | Winter Evening | % of Load | 1 | 2033 | 2.2661e-05
ENS | Preferred Plan | C&I Curtailment | C&I Curtailment-Turnkey-Other | Large General | Services | Winter Evening | % of Load | 1 | 2033 | 3.6288e-05
ENS | Preferred Plan | C&I Curtailment | C&I Curtailment-Turnkey-Manual HVAC Control | Small Industrial | Miscellaneous | Winter Morning | % of Load | 1 | 2033 | 0.00017823
ENS | Preferred Plan | C&I Curtailment | C&I Curtailment-Turnkey-Manual HVAC Control | Small Industrial | Offices | Winter Morning | % of Load | 1 | 2033 | 2.2839e-06
ENS | Preferred Plan | C&I Curtailment | C&I Curtailment-Turnkey-Manual HVAC Control | Small Industrial | Retail Trade | Winter Morning | % of Load | 1 | 2033 | 7.5278e-06
ENS | Preferred Plan | C&I Curtailment | C&I Curtailment-Turnkey-Manual HVAC Control | Small Industrial | Services | Winter Morning | % of Load | 1 | 2033 | 2.3782e-06
ENS | Preferred Plan | C&I Curtailment | C&I Curtailment-Turnkey-Auto-DR HVAC Control | Small Industrial | Miscellaneous | Winter Morning | % of Load | 1 | 2033 | 2.7614e-05
ENS | Preferred Plan | C&I Curtailment | C&I Curtailment-Turnkey-Auto-DR HVAC Control | Small Industrial | Offices | Winter Morning | % of Load | 1 | 2033 | 3.5387e-07
ENS | Preferred Plan | C&I Curtailment | C&I Curtailment-Turnkey-Auto-DR HVAC Control | Small Industrial | Retail Trade | Winter Morning | % of Load | 1 | 2033 | 1.1663e-06
ENS | Preferred Plan | C&I Curtailment | C&I Curtailment-Turnkey-Auto-DR HVAC Control | Small Industrial | Services | Winter Morning | % of Load | 1 | 2033 | 3.6848e-07
ENS | Preferred Plan | C&I Curtailment | C&I Curtailment-Turnkey-Standard Lighting Control | Small Industrial | Miscellaneous | Winter Morning | % of Load | 1 | 2033 | 5.5146e-05
ENS | Preferred Plan | C&I Curtailment | C&I Curtailment-Turnkey-Standard Lighting Control | Small Industrial | Offices | Winter Morning | % of Load | 1 | 2033 | 2.9774e-07
ENS | Preferred Plan | C&I Curtailment | C&I Curtailment-Turnkey-Standard Lighting Control | Small Industrial | Retail Trade | Winter Morning | % of Load | 1 | 2033 | 3.2578e-06
ENS | Preferred Plan | C&I Curtailment | C&I Curtailment-Turnkey-Standard Lighting Control | Small Industrial | Services | Winter Morning | % of Load | 1 | 2033 | 1.0292e-06
ENS | Preferred Plan | C&I Curtailment | C&I Curtailment-Turnkey-Water Heating Control | Small Industrial | Miscellaneous | Winter Morning | % of Load | 1 | 2033 | 4.6559e-06
ENS | Preferred Plan | C&I Curtailment | C&I Curtailment-Turnkey-Water Heating Control | Small Industrial | Offices | Winter Morning | % of Load | 1 | 2033 | 2.3599e-08
ENS | Preferred Plan | C&I Curtailment | C&I Curtailment-Turnkey-Water Heating Control | Small Industrial | Retail Trade | Winter Morning | % of Load | 1 | 2033 | 4.497e-07
ENS | Preferred Plan | C&I Curtailment | C&I Curtailment-Turnkey-Water Heating Control | Small Industrial | Services | Winter Morning | % of Load | 1 | 2033 | 1.4207e-07
ENS | Preferred Plan | C&I Curtailment | C&I Curtailment-Turnkey-Other | Small Industrial | Miscellaneous | Winter Morning | % of Load | 1 | 2033 | 7.14e-05
ENS | Preferred Plan | C&I Curtailment | C&I Curtailment-Turnkey-Other | Small Industrial | Offices | Winter Morning | % of Load | 1 | 2033 | 4.4554e-07
ENS | Preferred Plan | C&I Curtailment | C&I Curtailment-Turnkey-Other | Small Industrial | Retail Trade | Winter Morning | % of Load | 1 | 2033 | 4.9398e-06
ENS | Preferred Plan | C&I Curtailment | C&I Curtailment-Turnkey-Other | Small Industrial | Services | Winter Morning | % of Load | 1 | 2033 | 1.5606e-06
ENS | Preferred Plan | C&I Curtailment | C&I Curtailment-Turnkey-Industrial | Small Industrial | Manufacturing | Winter Morning | % of Load | 1 | 2033 | 1.6972e-05
ENS | Preferred Plan | C&I Curtailment | C&I Curtailment-Turnkey-Manual HVAC Control | Small Industrial | Miscellaneous | Winter Evening | % of Load | 1 | 2033 | 0.0002165
ENS | Preferred Plan | C&I Curtailment | C&I Curtailment-Turnkey-Manual HVAC Control | Small Industrial | Offices | Winter Evening | % of Load | 1 | 2033 | 2.7744e-06
ENS | Preferred Plan | C&I Curtailment | C&I Curtailment-Turnkey-Manual HVAC Control | Small Industrial | Retail Trade | Winter Evening | % of Load | 1 | 2033 | 9.1443e-06
ENS | Preferred Plan | C&I Curtailment | C&I Curtailment-Turnkey-Manual HVAC Control | Small Industrial | Services | Winter Evening | % of Load | 1 | 2033 | 2.8889e-06
ENS | Preferred Plan | C&I Curtailment | C&I Curtailment-Turnkey-Auto-DR HVAC Control | Small Industrial | Miscellaneous | Winter Evening | % of Load | 1 | 2033 | 3.3544e-05
ENS | Preferred Plan | C&I Curtailment | C&I Curtailment-Turnkey-Auto-DR HVAC Control | Small Industrial | Offices | Winter Evening | % of Load | 1 | 2033 | 4.2985e-07
ENS | Preferred Plan | C&I Curtailment | C&I Curtailment-Turnkey-Auto-DR HVAC Control | Small Industrial | Retail Trade | Winter Evening | % of Load | 1 | 2033 | 1.4168e-06
ENS | Preferred Plan | C&I Curtailment | C&I Curtailment-Turnkey-Auto-DR HVAC Control | Small Industrial | Services | Winter Evening | % of Load | 1 | 2033 | 4.476e-07
ENS | Preferred Plan | C&I Curtailment | C&I Curtailment-Turnkey-Standard Lighting Control | Small Industrial | Miscellaneous | Winter Evening | % of Load | 1 | 2033 | 6.6987e-05
ENS | Preferred Plan | C&I Curtailment | C&I Curtailment-Turnkey-Standard Lighting Control | Small Industrial | Offices | Winter Evening | % of Load | 1 | 2033 | 3.6168e-07
ENS | Preferred Plan | C&I Curtailment | C&I Curtailment-Turnkey-Standard Lighting Control | Small Industrial | Retail Trade | Winter Evening | % of Load | 1 | 2033 | 3.9574e-06
ENS | Preferred Plan | C&I Curtailment | C&I Curtailment-Turnkey-Standard Lighting Control | Small Industrial | Services | Winter Evening | % of Load | 1 | 2033 | 1.2503e-06
ENS | Preferred Plan | C&I Curtailment | C&I Curtailment-Turnkey-Water Heating Control | Small Industrial | Miscellaneous | Winter Evening | % of Load | 1 | 2033 | 5.6556e-06
ENS | Preferred Plan | C&I Curtailment | C&I Curtailment-Turnkey-Water Heating Control | Small Industrial | Offices | Winter Evening | % of Load | 1 | 2033 | 2.8667e-08
ENS | Preferred Plan | C&I Curtailment | C&I Curtailment-Turnkey-Water Heating Control | Small Industrial | Retail Trade | Winter Evening | % of Load | 1 | 2033 | 5.4627e-07
ENS | Preferred Plan | C&I Curtailment | C&I Curtailment-Turnkey-Water Heating Control | Small Industrial | Services | Winter Evening | % of Load | 1 | 2033 | 1.7258e-07
ENS | Preferred Plan | C&I Curtailment | C&I Curtailment-Turnkey-Other | Small Industrial | Miscellaneous | Winter Evening | % of Load | 1 | 2033 | 8.6732e-05
ENS | Preferred Plan | C&I Curtailment | C&I Curtailment-Turnkey-Other | Small Industrial | Offices | Winter Evening | % of Load | 1 | 2033 | 5.4121e-07
ENS | Preferred Plan | C&I Curtailment | C&I Curtailment-Turnkey-Other | Small Industrial | Retail Trade | Winter Evening | % of Load | 1 | 2033 | 6.0005e-06
ENS | Preferred Plan | C&I Curtailment | C&I Curtailment-Turnkey-Other | Small Industrial | Services | Winter Evening | % of Load | 1 | 2033 | 1.8957e-06
ENS | Preferred Plan | C&I Curtailment | C&I Curtailment-Turnkey-Industrial | Small Industrial | Manufacturing | Winter Evening | % of Load | 1 | 2033 | 2.0616e-05
ENS | Preferred Plan | C&I Curtailment | C&I Curtailment-Turnkey-Manual HVAC Control | Medium Industrial | Miscellaneous | Winter Morning | % of Load | 1 | 2033 | 0.0034086
ENS | Preferred Plan | C&I Curtailment | C&I Curtailment-Turnkey-Manual HVAC Control | Medium Industrial | Offices | Winter Morning | % of Load | 1 | 2033 | 5.4985e-05
ENS | Preferred Plan | C&I Curtailment | C&I Curtailment-Turnkey-Manual HVAC Control | Medium Industrial | Retail Trade | Winter Morning | % of Load | 1 | 2033 | 0.0007532
ENS | Preferred Plan | C&I Curtailment | C&I Curtailment-Turnkey-Manual HVAC Control | Medium Industrial | Services | Winter Morning | % of Load | 1 | 2033 | 3.4683e-05
ENS | Preferred Plan | C&I Curtailment | C&I Curtailment-Turnkey-Auto-DR HVAC Control | Medium Industrial | Miscellaneous | Winter Morning | % of Load | 1 | 2033 | 0.00052812
ENS | Preferred Plan | C&I Curtailment | C&I Curtailment-Turnkey-Auto-DR HVAC Control | Medium Industrial | Offices | Winter Morning | % of Load | 1 | 2033 | 8.5193e-06
ENS | Preferred Plan | C&I Curtailment | C&I Curtailment-Turnkey-Auto-DR HVAC Control | Medium Industrial | Retail Trade | Winter Morning | % of Load | 1 | 2033 | 0.0001167
ENS | Preferred Plan | C&I Curtailment | C&I Curtailment-Turnkey-Auto-DR HVAC Control | Medium Industrial | Services | Winter Morning | % of Load | 1 | 2033 | 5.3737e-06
ENS | Preferred Plan | C&I Curtailment | C&I Curtailment-Turnkey-Standard Lighting Control | Medium Industrial | Miscellaneous | Winter Morning | % of Load | 1 | 2033 | 0.0010547
ENS | Preferred Plan | C&I Curtailment | C&I Curtailment-Turnkey-Standard Lighting Control | Medium Industrial | Offices | Winter Morning | % of Load | 1 | 2033 | 7.1681e-06
ENS | Preferred Plan | C&I Curtailment | C&I Curtailment-Turnkey-Standard Lighting Control | Medium Industrial | Retail Trade | Winter Morning | % of Load | 1 | 2033 | 0.00032597
ENS | Preferred Plan | C&I Curtailment | C&I Curtailment-Turnkey-Standard Lighting Control | Medium Industrial | Services | Winter Morning | % of Load | 1 | 2033 | 1.501e-05
ENS | Preferred Plan | C&I Curtailment | C&I Curtailment-Turnkey-Water Heating Control | Medium Industrial | Miscellaneous | Winter Morning | % of Load | 1 | 2033 | 8.9044e-05
ENS | Preferred Plan | C&I Curtailment | C&I Curtailment-Turnkey-Water Heating Control | Medium Industrial | Offices | Winter Morning | % of Load | 1 | 2033 | 5.6815e-07
ENS | Preferred Plan | C&I Curtailment | C&I Curtailment-Turnkey-Water Heating Control | Medium Industrial | Retail Trade | Winter Morning | % of Load | 1 | 2033 | 4.4996e-05
ENS | Preferred Plan | C&I Curtailment | C&I Curtailment-Turnkey-Water Heating Control | Medium Industrial | Services | Winter Morning | % of Load | 1 | 2033 | 2.0719e-06
ENS | Preferred Plan | C&I Curtailment | C&I Curtailment-Turnkey-Other | Medium Industrial | Miscellaneous | Winter Morning | % of Load | 1 | 2033 | 0.0013655
ENS | Preferred Plan | C&I Curtailment | C&I Curtailment-Turnkey-Other | Medium Industrial | Offices | Winter Morning | % of Load | 1 | 2033 | 1.0726e-05
ENS | Preferred Plan | C&I Curtailment | C&I Curtailment-Turnkey-Other | Medium Industrial | Retail Trade | Winter Morning | % of Load | 1 | 2033 | 0.00049425
ENS | Preferred Plan | C&I Curtailment | C&I Curtailment-Turnkey-Other | Medium Industrial | Services | Winter Morning | % of Load | 1 | 2033 | 2.2759e-05
ENS | Preferred Plan | C&I Curtailment | C&I Curtailment-Turnkey-Manual HVAC Control | Medium Industrial | Miscellaneous | Winter Evening | % of Load | 1 | 2033 | 0.0029177
ENS | Preferred Plan | C&I Curtailment | C&I Curtailment-Turnkey-Manual HVAC Control | Medium Industrial | Offices | Winter Evening | % of Load | 1 | 2033 | 4.7067e-05
ENS | Preferred Plan | C&I Curtailment | C&I Curtailment-Turnkey-Manual HVAC Control | Medium Industrial | Retail Trade | Winter Evening | % of Load | 1 | 2033 | 0.00064473
ENS | Preferred Plan | C&I Curtailment | C&I Curtailment-Turnkey-Manual HVAC Control | Medium Industrial | Services | Winter Evening | % of Load | 1 | 2033 | 2.9688e-05
ENS | Preferred Plan | C&I Curtailment | C&I Curtailment-Turnkey-Auto-DR HVAC Control | Medium Industrial | Miscellaneous | Winter Evening | % of Load | 1 | 2033 | 0.00045207
ENS | Preferred Plan | C&I Curtailment | C&I Curtailment-Turnkey-Auto-DR HVAC Control | Medium Industrial | Offices | Winter Evening | % of Load | 1 | 2033 | 7.2924e-06
ENS | Preferred Plan | C&I Curtailment | C&I Curtailment-Turnkey-Auto-DR HVAC Control | Medium Industrial | Retail Trade | Winter Evening | % of Load | 1 | 2033 | 9.9894e-05
ENS | Preferred Plan | C&I Curtailment | C&I Curtailment-Turnkey-Auto-DR HVAC Control | Medium Industrial | Services | Winter Evening | % of Load | 1 | 2033 | 4.5998e-06
ENS | Preferred Plan | C&I Curtailment | C&I Curtailment-Turnkey-Standard Lighting Control | Medium Industrial | Miscellaneous | Winter Evening | % of Load | 1 | 2033 | 0.00090279
ENS | Preferred Plan | C&I Curtailment | C&I Curtailment-Turnkey-Standard Lighting Control | Medium Industrial | Offices | Winter Evening | % of Load | 1 | 2033 | 6.1358e-06
ENS | Preferred Plan | C&I Curtailment | C&I Curtailment-Turnkey-Standard Lighting Control | Medium Industrial | Retail Trade | Winter Evening | % of Load | 1 | 2033 | 0.00027902
ENS | Preferred Plan | C&I Curtailment | C&I Curtailment-Turnkey-Standard Lighting Control | Medium Industrial | Services | Winter Evening | % of Load | 1 | 2033 | 1.2848e-05
ENS | Preferred Plan | C&I Curtailment | C&I Curtailment-Turnkey-Water Heating Control | Medium Industrial | Miscellaneous | Winter Evening | % of Load | 1 | 2033 | 7.6221e-05
ENS | Preferred Plan | C&I Curtailment | C&I Curtailment-Turnkey-Water Heating Control | Medium Industrial | Offices | Winter Evening | % of Load | 1 | 2033 | 4.8633e-07
ENS | Preferred Plan | C&I Curtailment | C&I Curtailment-Turnkey-Water Heating Control | Medium Industrial | Retail Trade | Winter Evening | % of Load | 1 | 2033 | 3.8516e-05
ENS | Preferred Plan | C&I Curtailment | C&I Curtailment-Turnkey-Water Heating Control | Medium Industrial | Services | Winter Evening | % of Load | 1 | 2033 | 1.7735e-06
ENS | Preferred Plan | C&I Curtailment | C&I Curtailment-Turnkey-Other | Medium Industrial | Miscellaneous | Winter Evening | % of Load | 1 | 2033 | 0.0011689
ENS | Preferred Plan | C&I Curtailment | C&I Curtailment-Turnkey-Other | Medium Industrial | Offices | Winter Evening | % of Load | 1 | 2033 | 9.1815e-06
ENS | Preferred Plan | C&I Curtailment | C&I Curtailment-Turnkey-Other | Medium Industrial | Retail Trade | Winter Evening | % of Load | 1 | 2033 | 0.00042308
ENS | Preferred Plan | C&I Curtailment | C&I Curtailment-Turnkey-Other | Medium Industrial | Services | Winter Evening | % of Load | 1 | 2033 | 1.9481e-05
ENS | Preferred Plan | C&I Curtailment | C&I Curtailment-Turnkey-Manual HVAC Control | Large Industrial | Miscellaneous | Winter Morning | % of Load | 1 | 2033 | 7.0967e-05
ENS | Preferred Plan | C&I Curtailment | C&I Curtailment-Turnkey-Auto-DR HVAC Control | Large Industrial | Miscellaneous | Winter Morning | % of Load | 1 | 2033 | 1.0996e-05
ENS | Preferred Plan | C&I Curtailment | C&I Curtailment-Turnkey-Standard Lighting Control | Large Industrial | Miscellaneous | Winter Morning | % of Load | 1 | 2033 | 3.0678e-05
ENS | Preferred Plan | C&I Curtailment | C&I Curtailment-Turnkey-Water Heating Control | Large Industrial | Miscellaneous | Winter Morning | % of Load | 1 | 2033 | 1.5579e-06
ENS | Preferred Plan | C&I Curtailment | C&I Curtailment-Turnkey-Other | Large Industrial | Miscellaneous | Winter Morning | % of Load | 1 | 2033 | 3.3299e-05
ENS | Preferred Plan | C&I Curtailment | C&I Curtailment-Turnkey-Industrial | Large Industrial | Manufacturing | Winter Morning | % of Load | 1 | 2033 | 6.4989e-06
ENS | Preferred Plan | C&I Curtailment | C&I Curtailment-Turnkey-Manual HVAC Control | Large Industrial | Miscellaneous | Winter Evening | % of Load | 1 | 2033 | 6.2424e-05
ENS | Preferred Plan | C&I Curtailment | C&I Curtailment-Turnkey-Auto-DR HVAC Control | Large Industrial | Miscellaneous | Winter Evening | % of Load | 1 | 2033 | 9.6718e-06
ENS | Preferred Plan | C&I Curtailment | C&I Curtailment-Turnkey-Standard Lighting Control | Large Industrial | Miscellaneous | Winter Evening | % of Load | 1 | 2033 | 2.6985e-05
ENS | Preferred Plan | C&I Curtailment | C&I Curtailment-Turnkey-Water Heating Control | Large Industrial | Miscellaneous | Winter Evening | % of Load | 1 | 2033 | 1.3704e-06
ENS | Preferred Plan | C&I Curtailment | C&I Curtailment-Turnkey-Other | Large Industrial | Miscellaneous | Winter Evening | % of Load | 1 | 2033 | 2.929e-05
ENS | Preferred Plan | C&I Curtailment | C&I Curtailment-Turnkey-Industrial | Large Industrial | Manufacturing | Winter Evening | % of Load | 1 | 2033 | 5.7165e-06
ENS | Preferred Plan | C&I Loadshift to BUGs | C&I Loadshift to BUGs | Large General | Miscellaneous | Winter Morning | % of Load | 1 | 2033 | 0.0023654
ENS | Preferred Plan | C&I Loadshift to BUGs | C&I Loadshift to BUGs | Large General | Miscellaneous | Winter Evening | % of Load | 1 | 2033 | 0.0018004
ENS | Preferred Plan | C&I Loadshift to BUGs | C&I Loadshift to BUGs | Small Industrial | Miscellaneous | Winter Morning | % of Load | 1 | 2033 | 0.00066671
ENS | Preferred Plan | C&I Loadshift to BUGs | C&I Loadshift to BUGs | Small Industrial | Miscellaneous | Winter Evening | % of Load | 1 | 2033 | 0.00080988
ENS | Preferred Plan | C&I Loadshift to BUGs | C&I Loadshift to BUGs | Medium Industrial | Manufacturing | Winter Morning | % of Load | 1 | 2033 | 0.00046244
ENS | Preferred Plan | C&I Loadshift to BUGs | C&I Loadshift to BUGs | Medium Industrial | Miscellaneous | Winter Morning | % of Load | 1 | 2033 | 0.002007
ENS | Preferred Plan | C&I Loadshift to BUGs | C&I Loadshift to BUGs | Medium Industrial | Manufacturing | Winter Evening | % of Load | 1 | 2033 | 0.00039584
ENS | Preferred Plan | C&I Loadshift to BUGs | C&I Loadshift to BUGs | Medium Industrial | Miscellaneous | Winter Evening | % of Load | 1 | 2033 | 0.001718
ENS | Preferred Plan | Dynamic Pricing | Dynamic Pricing with enabling tech. | Small General | Manufacturing | Winter Morning | % of Load | 1 | 2033 | 6.6404e-06
ENS | Preferred Plan | Dynamic Pricing | Dynamic Pricing with enabling tech. | Small General | Manufacturing | Winter Evening | % of Load | 1 | 2033 | 6.8205e-06
ENS | Preferred Plan | Dynamic Pricing | Dynamic Pricing with enabling tech. | Residential Charitable | Residential LI | Winter Morning | % of Load | 1 | 2033 | 0.0027993
ENS | Preferred Plan | Dynamic Pricing | Dynamic Pricing with enabling tech. | Residential Charitable | Residential Market Rate | Winter Morning | % of Load | 1 | 2033 | 0.015897
ENS | Preferred Plan | Dynamic Pricing | Dynamic Pricing w/o enabling tech. | Residential Charitable | Residential LI | Winter Morning | % of Load | 1 | 2033 | 0.0014733
ENS | Preferred Plan | Dynamic Pricing | Dynamic Pricing w/o enabling tech. | Residential Charitable | Residential Market Rate | Winter Morning | % of Load | 1 | 2033 | 0.008367
ENS | Preferred Plan | Dynamic Pricing | Dynamic Pricing with enabling tech. | Residential Charitable | Residential LI | Winter Evening | % of Load | 1 | 2033 | 0.0028199
ENS | Preferred Plan | Dynamic Pricing | Dynamic Pricing with enabling tech. | Residential Charitable | Residential Market Rate | Winter Evening | % of Load | 1 | 2033 | 0.016014
ENS | Preferred Plan | Dynamic Pricing | Dynamic Pricing w/o enabling tech. | Residential Charitable | Residential LI | Winter Evening | % of Load | 1 | 2033 | 0.0014841
ENS | Preferred Plan | Dynamic Pricing | Dynamic Pricing w/o enabling tech. | Residential Charitable | Residential Market Rate | Winter Evening | % of Load | 1 | 2033 | 0.0084285
ENS | Preferred Plan | Behavioral DR | Behavioral DR | Residential Charitable | Residential LI | Winter Morning | % of Load | 1 | 2033 | 0.000327
ENS | Preferred Plan | Behavioral DR | Behavioral DR | Residential Charitable | Residential Market Rate | Winter Morning | % of Load | 1 | 2033 | 0.0018637
ENS | Preferred Plan | Behavioral DR | Behavioral DR | Residential Charitable | Residential LI | Winter Evening | % of Load | 1 | 2033 | 0.0003294
ENS | Preferred Plan | Behavioral DR | Behavioral DR | Residential Charitable | Residential Market Rate | Winter Evening | % of Load | 1 | 2033 | 0.0018774
ENS | Preferred Plan | Time-of-Use Rates (TOU) | Time-of-Use Rates (TOU) | Residential Charitable | Residential LI | Winter Morning | % of Load | 0 | 2033 | 0.0002754
ENS | Preferred Plan | Time-of-Use Rates (TOU) | Time-of-Use Rates (TOU) | Residential Charitable | Residential Market Rate | Winter Morning | % of Load | 0 | 2033 | 0.0015696
ENS | Preferred Plan | Time-of-Use Rates (TOU) | Time-of-Use Rates (TOU) | Residential Charitable | Residential LI | Winter Evening | % of Load | 0 | 2033 | 0.00027742
ENS | Preferred Plan | Time-of-Use Rates (TOU) | Time-of-Use Rates (TOU) | Residential Charitable | Residential Market Rate | Winter Evening | % of Load | 0 | 2033 | 0.0015811

## Meter Plan MW Average (hidden)
Utility | Cases | DR Option | DR Suboption | Customer Class | Building Type | MW or Percent of Load | Cost-Effectiveness Screen (DR Option) | Year | Achievable Potential (MW)
ENS | Alternate Scenario | DLC-Thermostat | DLC-Thermostat-BYOT-Central Heat Pump | Residential Charitable | Residential LI | MW of Load | 0 | 2025 | 0.011235
ENS | Alternate Scenario | DLC-Thermostat | DLC-Thermostat-BYOT-Central Heat Pump | Residential Charitable | Residential Market Rate | MW of Load | 0 | 2025 | 0.089061
ENS | Alternate Scenario | DLC-Thermostat | DLC-Thermostat-DI-Baseboard Heating | Residential Charitable | Residential LI | MW of Load | 0 | 2025 | 0.066533
ENS | Alternate Scenario | DLC-Thermostat | DLC-Thermostat-DI-Baseboard Heating | Residential Charitable | Residential Market Rate | MW of Load | 0 | 2025 | 0.69767
ENS | Alternate Scenario | DLC-Thermostat | DLC-Thermostat-BYOT-Baseboard Heating | Residential Charitable | Residential LI | MW of Load | 0 | 2025 | 0.0045979
ENS | Alternate Scenario | DLC-Thermostat | DLC-Thermostat-BYOT-Baseboard Heating | Residential Charitable | Residential Market Rate | MW of Load | 0 | 2025 | 0.048213
ENS | Alternate Scenario | DLC-Thermostat | DLC-Thermostat-DI-MSHP | Residential Charitable | Residential LI | MW of Load | 0 | 2025 | 0.022628
ENS | Alternate Scenario | DLC-Thermostat | DLC-Thermostat-DI-MSHP | Residential Charitable | Residential Market Rate | MW of Load | 0 | 2025 | 0.27903
ENS | Alternate Scenario | DLC-Thermostat | DLC-Thermostat-BYOT-MSHP | Residential Charitable | Residential LI | MW of Load | 0 | 2025 | 0.0039954
ENS | Alternate Scenario | DLC-Thermostat | DLC-Thermostat-BYOT-MSHP | Residential Charitable | Residential Market Rate | MW of Load | 0 | 2025 | 0.049268
ENS | Alternate Scenario | DLC-Water Heating | DLC-Switch-Water Heating | Residential Charitable | Residential LI | MW of Load | 0 | 2025 | 0.018206
ENS | Alternate Scenario | DLC-Water Heating | DLC-Switch-Water Heating | Residential Charitable | Residential Market Rate | MW of Load | 0 | 2025 | 0.21059
ENS | Alternate Scenario | C&I Curtailment | C&I Curtailment-Turnkey-Manual HVAC Control | General | Miscellaneous | MW of Load | 1 | 2025 | 0.66359
ENS | Alternate Scenario | C&I Curtailment | C&I Curtailment-Turnkey-Manual HVAC Control | General | Offices | MW of Load | 1 | 2025 | 0.043565
ENS | Alternate Scenario | C&I Curtailment | C&I Curtailment-Turnkey-Manual HVAC Control | General | Retail Trade | MW of Load | 1 | 2025 | 0.15643
ENS | Alternate Scenario | C&I Curtailment | C&I Curtailment-Turnkey-Manual HVAC Control | General | Services | MW of Load | 1 | 2025 | 0.10113
ENS | Alternate Scenario | C&I Curtailment | C&I Curtailment-Turnkey-Auto-DR HVAC Control | General | Miscellaneous | MW of Load | 1 | 2025 | 0.016715
ENS | Alternate Scenario | C&I Curtailment | C&I Curtailment-Turnkey-Auto-DR HVAC Control | General | Offices | MW of Load | 1 | 2025 | 0.0010973
ENS | Alternate Scenario | C&I Curtailment | C&I Curtailment-Turnkey-Auto-DR HVAC Control | General | Retail Trade | MW of Load | 1 | 2025 | 0.0039403
ENS | Alternate Scenario | C&I Curtailment | C&I Curtailment-Turnkey-Auto-DR HVAC Control | General | Services | MW of Load | 1 | 2025 | 0.0025472
ENS | Alternate Scenario | C&I Curtailment | C&I Curtailment-Turnkey-Standard Lighting Control | General | Miscellaneous | MW of Load | 1 | 2025 | 0.28135
ENS | Alternate Scenario | C&I Curtailment | C&I Curtailment-Turnkey-Standard Lighting Control | General | Offices | MW of Load | 1 | 2025 | 0.005988
ENS | Alternate Scenario | C&I Curtailment | C&I Curtailment-Turnkey-Standard Lighting Control | General | Retail Trade | MW of Load | 1 | 2025 | 0.065483
ENS | Alternate Scenario | C&I Curtailment | C&I Curtailment-Turnkey-Standard Lighting Control | General | Services | MW of Load | 1 | 2025 | 0.042359
ENS | Alternate Scenario | C&I Curtailment | C&I Curtailment-Turnkey-Water Heating Control | General | Miscellaneous | MW of Load | 1 | 2025 | 0.016233
ENS | Alternate Scenario | C&I Curtailment | C&I Curtailment-Turnkey-Water Heating Control | General | Offices | MW of Load | 1 | 2025 | 0.00043779
ENS | Alternate Scenario | C&I Curtailment | C&I Curtailment-Turnkey-Water Heating Control | General | Retail Trade | MW of Load | 1 | 2025 | 0.0085793
ENS | Alternate Scenario | C&I Curtailment | C&I Curtailment-Turnkey-Water Heating Control | General | Services | MW of Load | 1 | 2025 | 0.0055432
ENS | Alternate Scenario | C&I Curtailment | C&I Curtailment-Turnkey-Other | General | Miscellaneous | MW of Load | 1 | 2025 | 0.29276
ENS | Alternate Scenario | C&I Curtailment | C&I Curtailment-Turnkey-Other | General | Offices | MW of Load | 1 | 2025 | 0.0080698
ENS | Alternate Scenario | C&I Curtailment | C&I Curtailment-Turnkey-Other | General | Retail Trade | MW of Load | 1 | 2025 | 0.092314
ENS | Alternate Scenario | C&I Curtailment | C&I Curtailment-Turnkey-Other | General | Services | MW of Load | 1 | 2025 | 0.059671
ENS | Alternate Scenario | C&I Curtailment | C&I Curtailment-Turnkey-Manual HVAC Control | Large General | Miscellaneous | MW of Load | 1 | 2025 | 0.45736
ENS | Alternate Scenario | C&I Curtailment | C&I Curtailment-Turnkey-Manual HVAC Control | Large General | Retail Trade | MW of Load | 1 | 2025 | 0.019766
ENS | Alternate Scenario | C&I Curtailment | C&I Curtailment-Turnkey-Manual HVAC Control | Large General | Services | MW of Load | 1 | 2025 | 0.031653
ENS | Alternate Scenario | C&I Curtailment | C&I Curtailment-Turnkey-Auto-DR HVAC Control | Large General | Miscellaneous | MW of Load | 1 | 2025 | 0.01152
ENS | Alternate Scenario | C&I Curtailment | C&I Curtailment-Turnkey-Auto-DR HVAC Control | Large General | Retail Trade | MW of Load | 1 | 2025 | 0.00049788
ENS | Alternate Scenario | C&I Curtailment | C&I Curtailment-Turnkey-Auto-DR HVAC Control | Large General | Services | MW of Load | 1 | 2025 | 0.00079729
ENS | Alternate Scenario | C&I Curtailment | C&I Curtailment-Turnkey-Standard Lighting Control | Large General | Miscellaneous | MW of Load | 1 | 2025 | 0.20147
ENS | Alternate Scenario | C&I Curtailment | C&I Curtailment-Turnkey-Standard Lighting Control | Large General | Retail Trade | MW of Load | 1 | 2025 | 0.0082475
ENS | Alternate Scenario | C&I Curtailment | C&I Curtailment-Turnkey-Standard Lighting Control | Large General | Services | MW of Load | 1 | 2025 | 0.013207
ENS | Alternate Scenario | C&I Curtailment | C&I Curtailment-Turnkey-Water Heating Control | Large General | Miscellaneous | MW of Load | 1 | 2025 | 0.0090898
ENS | Alternate Scenario | C&I Curtailment | C&I Curtailment-Turnkey-Water Heating Control | Large General | Retail Trade | MW of Load | 1 | 2025 | 0.0010869
ENS | Alternate Scenario | C&I Curtailment | C&I Curtailment-Turnkey-Water Heating Control | Large General | Services | MW of Load | 1 | 2025 | 0.0017405
ENS | Alternate Scenario | C&I Curtailment | C&I Curtailment-Turnkey-Other | Large General | Miscellaneous | MW of Load | 1 | 2025 | 0.19661
ENS | Alternate Scenario | C&I Curtailment | C&I Curtailment-Turnkey-Other | Large General | Retail Trade | MW of Load | 1 | 2025 | 0.011669
ENS | Alternate Scenario | C&I Curtailment | C&I Curtailment-Turnkey-Other | Large General | Services | MW of Load | 1 | 2025 | 0.018686
ENS | Alternate Scenario | C&I Curtailment | C&I Curtailment-Turnkey-Manual HVAC Control | Small Industrial | Miscellaneous | MW of Load | 1 | 2025 | 0.097366
ENS | Alternate Scenario | C&I Curtailment | C&I Curtailment-Turnkey-Manual HVAC Control | Small Industrial | Offices | MW of Load | 1 | 2025 | 0.0012142
ENS | Alternate Scenario | C&I Curtailment | C&I Curtailment-Turnkey-Manual HVAC Control | Small Industrial | Retail Trade | MW of Load | 1 | 2025 | 0.0042224
ENS | Alternate Scenario | C&I Curtailment | C&I Curtailment-Turnkey-Manual HVAC Control | Small Industrial | Services | MW of Load | 1 | 2025 | 0.001334
ENS | Alternate Scenario | C&I Curtailment | C&I Curtailment-Turnkey-Auto-DR HVAC Control | Small Industrial | Miscellaneous | MW of Load | 1 | 2025 | 0.0024525
ENS | Alternate Scenario | C&I Curtailment | C&I Curtailment-Turnkey-Auto-DR HVAC Control | Small Industrial | Offices | MW of Load | 1 | 2025 | 3.0583e-05
ENS | Alternate Scenario | C&I Curtailment | C&I Curtailment-Turnkey-Auto-DR HVAC Control | Small Industrial | Retail Trade | MW of Load | 1 | 2025 | 0.00010635
ENS | Alternate Scenario | C&I Curtailment | C&I Curtailment-Turnkey-Auto-DR HVAC Control | Small Industrial | Services | MW of Load | 1 | 2025 | 3.36e-05
ENS | Alternate Scenario | C&I Curtailment | C&I Curtailment-Turnkey-Standard Lighting Control | Small Industrial | Miscellaneous | MW of Load | 1 | 2025 | 0.031397
ENS | Alternate Scenario | C&I Curtailment | C&I Curtailment-Turnkey-Standard Lighting Control | Small Industrial | Offices | MW of Load | 1 | 2025 | 0.00017383
ENS | Alternate Scenario | C&I Curtailment | C&I Curtailment-Turnkey-Standard Lighting Control | Small Industrial | Retail Trade | MW of Load | 1 | 2025 | 0.0018409
ENS | Alternate Scenario | C&I Curtailment | C&I Curtailment-Turnkey-Standard Lighting Control | Small Industrial | Services | MW of Load | 1 | 2025 | 0.0005816
ENS | Alternate Scenario | C&I Curtailment | C&I Curtailment-Turnkey-Water Heating Control | Small Industrial | Miscellaneous | MW of Load | 1 | 2025 | 0.0022871
ENS | Alternate Scenario | C&I Curtailment | C&I Curtailment-Turnkey-Water Heating Control | Small Industrial | Offices | MW of Load | 1 | 2025 | 1.1981e-05
ENS | Alternate Scenario | C&I Curtailment | C&I Curtailment-Turnkey-Water Heating Control | Small Industrial | Retail Trade | MW of Load | 1 | 2025 | 0.00022378
ENS | Alternate Scenario | C&I Curtailment | C&I Curtailment-Turnkey-Water Heating Control | Small Industrial | Services | MW of Load | 1 | 2025 | 7.0697e-05
ENS | Alternate Scenario | C&I Curtailment | C&I Curtailment-Turnkey-Other | Small Industrial | Miscellaneous | MW of Load | 1 | 2025 | 0.035804
ENS | Alternate Scenario | C&I Curtailment | C&I Curtailment-Turnkey-Other | Small Industrial | Offices | MW of Load | 1 | 2025 | 0.00022587
ENS | Alternate Scenario | C&I Curtailment | C&I Curtailment-Turnkey-Other | Small Industrial | Retail Trade | MW of Load | 1 | 2025 | 0.0024795
ENS | Alternate Scenario | C&I Curtailment | C&I Curtailment-Turnkey-Other | Small Industrial | Services | MW of Load | 1 | 2025 | 0.00078333
ENS | Alternate Scenario | C&I Curtailment | C&I Curtailment-Turnkey-Industrial | Small Industrial | Manufacturing | MW of Load | 1 | 2025 | 0.0087609
ENS | Alternate Scenario | C&I Curtailment | C&I Curtailment-Turnkey-Manual HVAC Control | Medium Industrial | Miscellaneous | MW of Load | 1 | 2025 | 1.5456
ENS | Alternate Scenario | C&I Curtailment | C&I Curtailment-Turnkey-Manual HVAC Control | Medium Industrial | Offices | MW of Load | 1 | 2025 | 0.024261
ENS | Alternate Scenario | C&I Curtailment | C&I Curtailment-Turnkey-Manual HVAC Control | Medium Industrial | Retail Trade | MW of Load | 1 | 2025 | 0.35065
ENS | Alternate Scenario | C&I Curtailment | C&I Curtailment-Turnkey-Manual HVAC Control | Medium Industrial | Services | MW of Load | 1 | 2025 | 0.016146
ENS | Alternate Scenario | C&I Curtailment | C&I Curtailment-Turnkey-Auto-DR HVAC Control | Medium Industrial | Miscellaneous | MW of Load | 1 | 2025 | 0.03893
ENS | Alternate Scenario | C&I Curtailment | C&I Curtailment-Turnkey-Auto-DR HVAC Control | Medium Industrial | Offices | MW of Load | 1 | 2025 | 0.0006111
ENS | Alternate Scenario | C&I Curtailment | C&I Curtailment-Turnkey-Auto-DR HVAC Control | Medium Industrial | Retail Trade | MW of Load | 1 | 2025 | 0.0088321
ENS | Alternate Scenario | C&I Curtailment | C&I Curtailment-Turnkey-Auto-DR HVAC Control | Medium Industrial | Services | MW of Load | 1 | 2025 | 0.00040669
ENS | Alternate Scenario | C&I Curtailment | C&I Curtailment-Turnkey-Standard Lighting Control | Medium Industrial | Miscellaneous | MW of Load | 1 | 2025 | 0.49839
ENS | Alternate Scenario | C&I Curtailment | C&I Curtailment-Turnkey-Standard Lighting Control | Medium Industrial | Offices | MW of Load | 1 | 2025 | 0.0034734
ENS | Alternate Scenario | C&I Curtailment | C&I Curtailment-Turnkey-Standard Lighting Control | Medium Industrial | Retail Trade | MW of Load | 1 | 2025 | 0.15288
ENS | Alternate Scenario | C&I Curtailment | C&I Curtailment-Turnkey-Standard Lighting Control | Medium Industrial | Services | MW of Load | 1 | 2025 | 0.0070397
ENS | Alternate Scenario | C&I Curtailment | C&I Curtailment-Turnkey-Water Heating Control | Medium Industrial | Miscellaneous | MW of Load | 1 | 2025 | 0.036304
ENS | Alternate Scenario | C&I Curtailment | C&I Curtailment-Turnkey-Water Heating Control | Medium Industrial | Offices | MW of Load | 1 | 2025 | 0.00023941
ENS | Alternate Scenario | C&I Curtailment | C&I Curtailment-Turnkey-Water Heating Control | Medium Industrial | Retail Trade | MW of Load | 1 | 2025 | 0.018584
ENS | Alternate Scenario | C&I Curtailment | C&I Curtailment-Turnkey-Water Heating Control | Medium Industrial | Services | MW of Load | 1 | 2025 | 0.00085572
ENS | Alternate Scenario | C&I Curtailment | C&I Curtailment-Turnkey-Other | Medium Industrial | Miscellaneous | MW of Load | 1 | 2025 | 0.56833
ENS | Alternate Scenario | C&I Curtailment | C&I Curtailment-Turnkey-Other | Medium Industrial | Offices | MW of Load | 1 | 2025 | 0.0045133
ENS | Alternate Scenario | C&I Curtailment | C&I Curtailment-Turnkey-Other | Medium Industrial | Retail Trade | MW of Load | 1 | 2025 | 0.20591
ENS | Alternate Scenario | C&I Curtailment | C&I Curtailment-Turnkey-Other | Medium Industrial | Services | MW of Load | 1 | 2025 | 0.0094814
ENS | Alternate Scenario | C&I Curtailment | C&I Curtailment-Turnkey-Manual HVAC Control | Large Industrial | Miscellaneous | MW of Load | 1 | 2025 | 0.032972
ENS | Alternate Scenario | C&I Curtailment | C&I Curtailment-Turnkey-Auto-DR HVAC Control | Large Industrial | Miscellaneous | MW of Load | 1 | 2025 | 0.00083049
ENS | Alternate Scenario | C&I Curtailment | C&I Curtailment-Turnkey-Standard Lighting Control | Large Industrial | Miscellaneous | MW of Load | 1 | 2025 | 0.014524
ENS | Alternate Scenario | C&I Curtailment | C&I Curtailment-Turnkey-Water Heating Control | Large Industrial | Miscellaneous | MW of Load | 1 | 2025 | 0.0006553
ENS | Alternate Scenario | C&I Curtailment | C&I Curtailment-Turnkey-Other | Large Industrial | Miscellaneous | MW of Load | 1 | 2025 | 0.014174
ENS | Alternate Scenario | C&I Curtailment | C&I Curtailment-Turnkey-Industrial | Large Industrial | Manufacturing | MW of Load | 1 | 2025 | 0.0028443
ENS | Alternate Scenario | Dynamic Pricing | Dynamic Pricing with enabling tech. | Small General | Manufacturing | MW of Load | 1 | 2025 | 0.0010139
ENS | Alternate Scenario | Dynamic Pricing | Dynamic Pricing with enabling tech. | Residential Charitable | Residential LI | MW of Load | 1 | 2025 | 0.015846
ENS | Alternate Scenario | Dynamic Pricing | Dynamic Pricing with enabling tech. | Residential Charitable | Residential Market Rate | MW of Load | 1 | 2025 | 0.090164
ENS | Alternate Scenario | Dynamic Pricing | Dynamic Pricing w/o enabling tech. | Residential Charitable | Residential LI | MW of Load | 1 | 2025 | 0.75501
ENS | Alternate Scenario | Dynamic Pricing | Dynamic Pricing w/o enabling tech. | Residential Charitable | Residential Market Rate | MW of Load | 1 | 2025 | 4.2961
ENS | Alternate Scenario | BTM Battery Control | BTM Battery Control-BYOB | Residential Charitable | Residential Market Rate | MW of Load | 0 | 2025 | 0.0195
ENS | Alternate Scenario | EV Charging Control | EV Charging Control | EV Res LDV | EV | MW of Load | 0 | 2025 | 0.0095544
ENS | Alternate Scenario | EV Charging Control | EV Charging Control | EV Com LDV | EV | MW of Load | 0 | 2025 | 0.0032303
ENS | Alternate Scenario | Time-of-Use Rates (TOU) | Time-of-Use Rates (TOU) | Residential Charitable | Residential LI | MW of Load | 0 | 2025 | 0.24323
ENS | Alternate Scenario | Time-of-Use Rates (TOU) | Time-of-Use Rates (TOU) | Residential Charitable | Residential Market Rate | MW of Load | 0 | 2025 | 1.3866
ENS | Alternate Scenario | DLC-Thermostat | DLC-Thermostat-BYOT-Central Heat Pump | Residential Charitable | Residential LI | MW of Load | 0 | 2026 | 0.02153
ENS | Alternate Scenario | DLC-Thermostat | DLC-Thermostat-BYOT-Central Heat Pump | Residential Charitable | Residential Market Rate | MW of Load | 0 | 2026 | 0.17067
ENS | Alternate Scenario | DLC-Thermostat | DLC-Thermostat-DI-Baseboard Heating | Residential Charitable | Residential LI | MW of Load | 0 | 2026 | 0.12612
ENS | Alternate Scenario | DLC-Thermostat | DLC-Thermostat-DI-Baseboard Heating | Residential Charitable | Residential Market Rate | MW of Load | 0 | 2026 | 1.3225
ENS | Alternate Scenario | DLC-Thermostat | DLC-Thermostat-BYOT-Baseboard Heating | Residential Charitable | Residential LI | MW of Load | 0 | 2026 | 0.014753
ENS | Alternate Scenario | DLC-Thermostat | DLC-Thermostat-BYOT-Baseboard Heating | Residential Charitable | Residential Market Rate | MW of Load | 0 | 2026 | 0.1547
ENS | Alternate Scenario | DLC-Thermostat | DLC-Thermostat-DI-MSHP | Residential Charitable | Residential LI | MW of Load | 0 | 2026 | 0.062961
ENS | Alternate Scenario | DLC-Thermostat | DLC-Thermostat-DI-MSHP | Residential Charitable | Residential Market Rate | MW of Load | 0 | 2026 | 0.77637
ENS | Alternate Scenario | DLC-Thermostat | DLC-Thermostat-BYOT-MSHP | Residential Charitable | Residential LI | MW of Load | 0 | 2026 | 0.0056747
ENS | Alternate Scenario | DLC-Thermostat | DLC-Thermostat-BYOT-MSHP | Residential Charitable | Residential Market Rate | MW of Load | 0 | 2026 | 0.069974
ENS | Alternate Scenario | DLC-Water Heating | DLC-Switch-Water Heating | Residential Charitable | Residential LI | MW of Load | 0 | 2026 | 0.063029
ENS | Alternate Scenario | DLC-Water Heating | DLC-Switch-Water Heating | Residential Charitable | Residential Market Rate | MW of Load | 0 | 2026 | 0.72906
ENS | Alternate Scenario | C&I Curtailment | C&I Curtailment-Turnkey-Manual HVAC Control | General | Miscellaneous | MW of Load | 1 | 2026 | 0.53852
ENS | Alternate Scenario | C&I Curtailment | C&I Curtailment-Turnkey-Manual HVAC Control | General | Offices | MW of Load | 1 | 2026 | 0.035622
ENS | Alternate Scenario | C&I Curtailment | C&I Curtailment-Turnkey-Manual HVAC Control | General | Retail Trade | MW of Load | 1 | 2026 | 0.12643
ENS | Alternate Scenario | C&I Curtailment | C&I Curtailment-Turnkey-Manual HVAC Control | General | Services | MW of Load | 1 | 2026 | 0.081736
ENS | Alternate Scenario | C&I Curtailment | C&I Curtailment-Turnkey-Auto-DR HVAC Control | General | Miscellaneous | MW of Load | 1 | 2026 | 0.01702
ENS | Alternate Scenario | C&I Curtailment | C&I Curtailment-Turnkey-Auto-DR HVAC Control | General | Offices | MW of Load | 1 | 2026 | 0.0011258
ENS | Alternate Scenario | C&I Curtailment | C&I Curtailment-Turnkey-Auto-DR HVAC Control | General | Retail Trade | MW of Load | 1 | 2026 | 0.0039959
ENS | Alternate Scenario | C&I Curtailment | C&I Curtailment-Turnkey-Auto-DR HVAC Control | General | Services | MW of Load | 1 | 2026 | 0.0025832
ENS | Alternate Scenario | C&I Curtailment | C&I Curtailment-Turnkey-Standard Lighting Control | General | Miscellaneous | MW of Load | 1 | 2026 | 0.2262
ENS | Alternate Scenario | C&I Curtailment | C&I Curtailment-Turnkey-Standard Lighting Control | General | Offices | MW of Load | 1 | 2026 | 0.004741
ENS | Alternate Scenario | C&I Curtailment | C&I Curtailment-Turnkey-Standard Lighting Control | General | Retail Trade | MW of Load | 1 | 2026 | 0.052078
ENS | Alternate Scenario | C&I Curtailment | C&I Curtailment-Turnkey-Standard Lighting Control | General | Services | MW of Load | 1 | 2026 | 0.033693
ENS | Alternate Scenario | C&I Curtailment | C&I Curtailment-Turnkey-Water Heating Control | General | Miscellaneous | MW of Load | 1 | 2026 | 0.013447
ENS | Alternate Scenario | C&I Curtailment | C&I Curtailment-Turnkey-Water Heating Control | General | Offices | MW of Load | 1 | 2026 | 0.00036161
ENS | Alternate Scenario | C&I Curtailment | C&I Curtailment-Turnkey-Water Heating Control | General | Retail Trade | MW of Load | 1 | 2026 | 0.0071372
ENS | Alternate Scenario | C&I Curtailment | C&I Curtailment-Turnkey-Water Heating Control | General | Services | MW of Load | 1 | 2026 | 0.0046108
ENS | Alternate Scenario | C&I Curtailment | C&I Curtailment-Turnkey-Other | General | Miscellaneous | MW of Load | 1 | 2026 | 0.24123
ENS | Alternate Scenario | C&I Curtailment | C&I Curtailment-Turnkey-Other | General | Offices | MW of Load | 1 | 2026 | 0.006634
ENS | Alternate Scenario | C&I Curtailment | C&I Curtailment-Turnkey-Other | General | Retail Trade | MW of Load | 1 | 2026 | 0.076151
ENS | Alternate Scenario | C&I Curtailment | C&I Curtailment-Turnkey-Other | General | Services | MW of Load | 1 | 2026 | 0.049223
ENS | Alternate Scenario | C&I Curtailment | C&I Curtailment-Turnkey-Manual HVAC Control | Large General | Miscellaneous | MW of Load | 1 | 2026 | 0.37144
ENS | Alternate Scenario | C&I Curtailment | C&I Curtailment-Turnkey-Manual HVAC Control | Large General | Retail Trade | MW of Load | 1 | 2026 | 0.015955
ENS | Alternate Scenario | C&I Curtailment | C&I Curtailment-Turnkey-Manual HVAC Control | Large General | Services | MW of Load | 1 | 2026 | 0.025551
ENS | Alternate Scenario | C&I Curtailment | C&I Curtailment-Turnkey-Auto-DR HVAC Control | Large General | Miscellaneous | MW of Load | 1 | 2026 | 0.011739
ENS | Alternate Scenario | C&I Curtailment | C&I Curtailment-Turnkey-Auto-DR HVAC Control | Large General | Retail Trade | MW of Load | 1 | 2026 | 0.00050426
ENS | Alternate Scenario | C&I Curtailment | C&I Curtailment-Turnkey-Auto-DR HVAC Control | Large General | Services | MW of Load | 1 | 2026 | 0.00080752
ENS | Alternate Scenario | C&I Curtailment | C&I Curtailment-Turnkey-Standard Lighting Control | Large General | Miscellaneous | MW of Load | 1 | 2026 | 0.16203
ENS | Alternate Scenario | C&I Curtailment | C&I Curtailment-Turnkey-Standard Lighting Control | Large General | Retail Trade | MW of Load | 1 | 2026 | 0.0065459
ENS | Alternate Scenario | C&I Curtailment | C&I Curtailment-Turnkey-Standard Lighting Control | Large General | Services | MW of Load | 1 | 2026 | 0.010483
ENS | Alternate Scenario | C&I Curtailment | C&I Curtailment-Turnkey-Water Heating Control | Large General | Miscellaneous | MW of Load | 1 | 2026 | 0.0074818
ENS | Alternate Scenario | C&I Curtailment | C&I Curtailment-Turnkey-Water Heating Control | Large General | Retail Trade | MW of Load | 1 | 2026 | 0.0009037
ENS | Alternate Scenario | C&I Curtailment | C&I Curtailment-Turnkey-Water Heating Control | Large General | Services | MW of Load | 1 | 2026 | 0.0014472
ENS | Alternate Scenario | C&I Curtailment | C&I Curtailment-Turnkey-Other | Large General | Miscellaneous | MW of Load | 1 | 2026 | 0.16172
ENS | Alternate Scenario | C&I Curtailment | C&I Curtailment-Turnkey-Other | Large General | Retail Trade | MW of Load | 1 | 2026 | 0.0096163
ENS | Alternate Scenario | C&I Curtailment | C&I Curtailment-Turnkey-Other | Large General | Services | MW of Load | 1 | 2026 | 0.015399
ENS | Alternate Scenario | C&I Curtailment | C&I Curtailment-Turnkey-Manual HVAC Control | Small Industrial | Miscellaneous | MW of Load | 1 | 2026 | 0.079037
ENS | Alternate Scenario | C&I Curtailment | C&I Curtailment-Turnkey-Manual HVAC Control | Small Industrial | Offices | MW of Load | 1 | 2026 | 0.00098993
ENS | Alternate Scenario | C&I Curtailment | C&I Curtailment-Turnkey-Manual HVAC Control | Small Industrial | Retail Trade | MW of Load | 1 | 2026 | 0.0034124
ENS | Alternate Scenario | C&I Curtailment | C&I Curtailment-Turnkey-Manual HVAC Control | Small Industrial | Services | MW of Load | 1 | 2026 | 0.0010781
ENS | Alternate Scenario | C&I Curtailment | C&I Curtailment-Turnkey-Auto-DR HVAC Control | Small Industrial | Miscellaneous | MW of Load | 1 | 2026 | 0.0024979
ENS | Alternate Scenario | C&I Curtailment | C&I Curtailment-Turnkey-Auto-DR HVAC Control | Small Industrial | Offices | MW of Load | 1 | 2026 | 3.1286e-05
ENS | Alternate Scenario | C&I Curtailment | C&I Curtailment-Turnkey-Auto-DR HVAC Control | Small Industrial | Retail Trade | MW of Load | 1 | 2026 | 0.00010785
ENS | Alternate Scenario | C&I Curtailment | C&I Curtailment-Turnkey-Auto-DR HVAC Control | Small Industrial | Services | MW of Load | 1 | 2026 | 3.4072e-05
ENS | Alternate Scenario | C&I Curtailment | C&I Curtailment-Turnkey-Standard Lighting Control | Small Industrial | Miscellaneous | MW of Load | 1 | 2026 | 0.025155
ENS | Alternate Scenario | C&I Curtailment | C&I Curtailment-Turnkey-Standard Lighting Control | Small Industrial | Offices | MW of Load | 1 | 2026 | 0.00013865
ENS | Alternate Scenario | C&I Curtailment | C&I Curtailment-Turnkey-Standard Lighting Control | Small Industrial | Retail Trade | MW of Load | 1 | 2026 | 0.0014776
ENS | Alternate Scenario | C&I Curtailment | C&I Curtailment-Turnkey-Standard Lighting Control | Small Industrial | Services | MW of Load | 1 | 2026 | 0.0004668
ENS | Alternate Scenario | C&I Curtailment | C&I Curtailment-Turnkey-Water Heating Control | Small Industrial | Miscellaneous | MW of Load | 1 | 2026 | 0.0018871
ENS | Alternate Scenario | C&I Curtailment | C&I Curtailment-Turnkey-Water Heating Control | Small Industrial | Offices | MW of Load | 1 | 2026 | 9.8226e-06
ENS | Alternate Scenario | C&I Curtailment | C&I Curtailment-Turnkey-Water Heating Control | Small Industrial | Retail Trade | MW of Load | 1 | 2026 | 0.00018421
ENS | Alternate Scenario | C&I Curtailment | C&I Curtailment-Turnkey-Water Heating Control | Small Industrial | Services | MW of Load | 1 | 2026 | 5.8196e-05
ENS | Alternate Scenario | C&I Curtailment | C&I Curtailment-Turnkey-Other | Small Industrial | Miscellaneous | MW of Load | 1 | 2026 | 0.029426
ENS | Alternate Scenario | C&I Curtailment | C&I Curtailment-Turnkey-Other | Small Industrial | Offices | MW of Load | 1 | 2026 | 0.00018524
ENS | Alternate Scenario | C&I Curtailment | C&I Curtailment-Turnkey-Other | Small Industrial | Retail Trade | MW of Load | 1 | 2026 | 0.0020374
ENS | Alternate Scenario | C&I Curtailment | C&I Curtailment-Turnkey-Other | Small Industrial | Services | MW of Load | 1 | 2026 | 0.00064366
ENS | Alternate Scenario | C&I Curtailment | C&I Curtailment-Turnkey-Industrial | Small Industrial | Manufacturing | MW of Load | 1 | 2026 | 0.007162
ENS | Alternate Scenario | C&I Curtailment | C&I Curtailment-Turnkey-Manual HVAC Control | Medium Industrial | Miscellaneous | MW of Load | 1 | 2026 | 1.2551
ENS | Alternate Scenario | C&I Curtailment | C&I Curtailment-Turnkey-Manual HVAC Control | Medium Industrial | Offices | MW of Load | 1 | 2026 | 0.019789
ENS | Alternate Scenario | C&I Curtailment | C&I Curtailment-Turnkey-Manual HVAC Control | Medium Industrial | Retail Trade | MW of Load | 1 | 2026 | 0.2835
ENS | Alternate Scenario | C&I Curtailment | C&I Curtailment-Turnkey-Manual HVAC Control | Medium Industrial | Services | MW of Load | 1 | 2026 | 0.013055
ENS | Alternate Scenario | C&I Curtailment | C&I Curtailment-Turnkey-Auto-DR HVAC Control | Medium Industrial | Miscellaneous | MW of Load | 1 | 2026 | 0.039668
ENS | Alternate Scenario | C&I Curtailment | C&I Curtailment-Turnkey-Auto-DR HVAC Control | Medium Industrial | Offices | MW of Load | 1 | 2026 | 0.00062542
ENS | Alternate Scenario | C&I Curtailment | C&I Curtailment-Turnkey-Auto-DR HVAC Control | Medium Industrial | Retail Trade | MW of Load | 1 | 2026 | 0.0089601
ENS | Alternate Scenario | C&I Curtailment | C&I Curtailment-Turnkey-Auto-DR HVAC Control | Medium Industrial | Services | MW of Load | 1 | 2026 | 0.00041258
ENS | Alternate Scenario | C&I Curtailment | C&I Curtailment-Turnkey-Standard Lighting Control | Medium Industrial | Miscellaneous | MW of Load | 1 | 2026 | 0.39947
ENS | Alternate Scenario | C&I Curtailment | C&I Curtailment-Turnkey-Standard Lighting Control | Medium Industrial | Offices | MW of Load | 1 | 2026 | 0.0027715
ENS | Alternate Scenario | C&I Curtailment | C&I Curtailment-Turnkey-Standard Lighting Control | Medium Industrial | Retail Trade | MW of Load | 1 | 2026 | 0.12276
ENS | Alternate Scenario | C&I Curtailment | C&I Curtailment-Turnkey-Standard Lighting Control | Medium Industrial | Services | MW of Load | 1 | 2026 | 0.0056526
ENS | Alternate Scenario | C&I Curtailment | C&I Curtailment-Turnkey-Water Heating Control | Medium Industrial | Miscellaneous | MW of Load | 1 | 2026 | 0.029968
ENS | Alternate Scenario | C&I Curtailment | C&I Curtailment-Turnkey-Water Heating Control | Medium Industrial | Offices | MW of Load | 1 | 2026 | 0.00019635
ENS | Alternate Scenario | C&I Curtailment | C&I Curtailment-Turnkey-Water Heating Control | Medium Industrial | Retail Trade | MW of Load | 1 | 2026 | 0.015304
ENS | Alternate Scenario | C&I Curtailment | C&I Curtailment-Turnkey-Water Heating Control | Medium Industrial | Services | MW of Load | 1 | 2026 | 0.00070469
ENS | Alternate Scenario | C&I Curtailment | C&I Curtailment-Turnkey-Other | Medium Industrial | Miscellaneous | MW of Load | 1 | 2026 | 0.4673
ENS | Alternate Scenario | C&I Curtailment | C&I Curtailment-Turnkey-Other | Medium Industrial | Offices | MW of Load | 1 | 2026 | 0.003703
ENS | Alternate Scenario | C&I Curtailment | C&I Curtailment-Turnkey-Other | Medium Industrial | Retail Trade | MW of Load | 1 | 2026 | 0.16926
ENS | Alternate Scenario | C&I Curtailment | C&I Curtailment-Turnkey-Other | Medium Industrial | Services | MW of Load | 1 | 2026 | 0.0077941
ENS | Alternate Scenario | C&I Curtailment | C&I Curtailment-Turnkey-Manual HVAC Control | Large Industrial | Miscellaneous | MW of Load | 1 | 2026 | 0.026763
ENS | Alternate Scenario | C&I Curtailment | C&I Curtailment-Turnkey-Auto-DR HVAC Control | Large Industrial | Miscellaneous | MW of Load | 1 | 2026 | 0.00084583
ENS | Alternate Scenario | C&I Curtailment | C&I Curtailment-Turnkey-Standard Lighting Control | Large Industrial | Miscellaneous | MW of Load | 1 | 2026 | 0.011674
ENS | Alternate Scenario | C&I Curtailment | C&I Curtailment-Turnkey-Water Heating Control | Large Industrial | Miscellaneous | MW of Load | 1 | 2026 | 0.00053908
ENS | Alternate Scenario | C&I Curtailment | C&I Curtailment-Turnkey-Other | Large Industrial | Miscellaneous | MW of Load | 1 | 2026 | 0.011652
ENS | Alternate Scenario | C&I Curtailment | C&I Curtailment-Turnkey-Industrial | Large Industrial | Manufacturing | MW of Load | 1 | 2026 | 0.0023258
ENS | Alternate Scenario | C&I Loadshift to BUGs | C&I Loadshift to BUGs | Large General | Miscellaneous | MW of Load | 1 | 2026 | 2.5
ENS | Alternate Scenario | C&I Loadshift to BUGs | C&I Loadshift to BUGs | Small Industrial | Miscellaneous | MW of Load | 1 | 2026 | 0.85
ENS | Alternate Scenario | C&I Loadshift to BUGs | C&I Loadshift to BUGs | Medium Industrial | Manufacturing | MW of Load | 1 | 2026 | 0.5
ENS | Alternate Scenario | C&I Loadshift to BUGs | C&I Loadshift to BUGs | Medium Industrial | Miscellaneous | MW of Load | 1 | 2026 | 2.17
ENS | Alternate Scenario | Dynamic Pricing | Dynamic Pricing with enabling tech. | Small General | Manufacturing | MW of Load | 1 | 2026 | 0.0024175
ENS | Alternate Scenario | Dynamic Pricing | Dynamic Pricing with enabling tech. | Residential Charitable | Residential LI | MW of Load | 1 | 2026 | 0.066781
ENS | Alternate Scenario | Dynamic Pricing | Dynamic Pricing with enabling tech. | Residential Charitable | Residential Market Rate | MW of Load | 1 | 2026 | 0.37823
ENS | Alternate Scenario | Dynamic Pricing | Dynamic Pricing w/o enabling tech. | Residential Charitable | Residential LI | MW of Load | 1 | 2026 | 1.1342
ENS | Alternate Scenario | Dynamic Pricing | Dynamic Pricing w/o enabling tech. | Residential Charitable | Residential Market Rate | MW of Load | 1 | 2026 | 6.424
ENS | Alternate Scenario | BTM Battery Control | BTM Battery Control-BYOB | Residential Charitable | Residential Market Rate | MW of Load | 0 | 2026 | 0.108
ENS | Alternate Scenario | EV Charging Control | EV Charging Control | EV Res LDV | EV | MW of Load | 0 | 2026 | 0.016904
ENS | Alternate Scenario | EV Charging Control | EV Charging Control | EV Com LDV | EV | MW of Load | 0 | 2026 | 0.005918
ENS | Alternate Scenario | Behavioral DR | Behavioral DR | Residential Charitable | Residential LI | MW of Load | 1 | 2026 | 0.036439
ENS | Alternate Scenario | Behavioral DR | Behavioral DR | Residential Charitable | Residential Market Rate | MW of Load | 1 | 2026 | 0.20744
ENS | Alternate Scenario | Time-of-Use Rates (TOU) | Time-of-Use Rates (TOU) | Residential Charitable | Residential LI | MW of Load | 0 | 2026 | 0.31791
ENS | Alternate Scenario | Time-of-Use Rates (TOU) | Time-of-Use Rates (TOU) | Residential Charitable | Residential Market Rate | MW of Load | 0 | 2026 | 1.8098
ENS | Alternate Scenario | C&I Curtailment | C&I Curtailment-Turnkey-Manual HVAC Control | General | Miscellaneous | MW of Load | 1 | 2027 | 0.96966
ENS | Alternate Scenario | C&I Curtailment | C&I Curtailment-Turnkey-Manual HVAC Control | General | Offices | MW of Load | 1 | 2027 | 0.064675
ENS | Alternate Scenario | C&I Curtailment | C&I Curtailment-Turnkey-Manual HVAC Control | General | Retail Trade | MW of Load | 1 | 2027 | 0.22669
ENS | Alternate Scenario | C&I Curtailment | C&I Curtailment-Turnkey-Manual HVAC Control | General | Services | MW of Load | 1 | 2027 | 0.14655
ENS | Alternate Scenario | C&I Curtailment | C&I Curtailment-Turnkey-Auto-DR HVAC Control | General | Miscellaneous | MW of Load | 1 | 2027 | 0.03849
ENS | Alternate Scenario | C&I Curtailment | C&I Curtailment-Turnkey-Auto-DR HVAC Control | General | Offices | MW of Load | 1 | 2027 | 0.0025672
ENS | Alternate Scenario | C&I Curtailment | C&I Curtailment-Turnkey-Auto-DR HVAC Control | General | Retail Trade | MW of Load | 1 | 2027 | 0.0089984
ENS | Alternate Scenario | C&I Curtailment | C&I Curtailment-Turnkey-Auto-DR HVAC Control | General | Services | MW of Load | 1 | 2027 | 0.0058173
ENS | Alternate Scenario | C&I Curtailment | C&I Curtailment-Turnkey-Standard Lighting Control | General | Miscellaneous | MW of Load | 1 | 2027 | 0.40438
ENS | Alternate Scenario | C&I Curtailment | C&I Curtailment-Turnkey-Standard Lighting Control | General | Offices | MW of Load | 1 | 2027 | 0.0083437
ENS | Alternate Scenario | C&I Curtailment | C&I Curtailment-Turnkey-Standard Lighting Control | General | Retail Trade | MW of Load | 1 | 2027 | 0.092158
ENS | Alternate Scenario | C&I Curtailment | C&I Curtailment-Turnkey-Standard Lighting Control | General | Services | MW of Load | 1 | 2027 | 0.059633
ENS | Alternate Scenario | C&I Curtailment | C&I Curtailment-Turnkey-Water Heating Control | General | Miscellaneous | MW of Load | 1 | 2027 | 0.024783
ENS | Alternate Scenario | C&I Curtailment | C&I Curtailment-Turnkey-Water Heating Control | General | Offices | MW of Load | 1 | 2027 | 0.00066425
ENS | Alternate Scenario | C&I Curtailment | C&I Curtailment-Turnkey-Water Heating Control | General | Retail Trade | MW of Load | 1 | 2027 | 0.0132
ENS | Alternate Scenario | C&I Curtailment | C&I Curtailment-Turnkey-Water Heating Control | General | Services | MW of Load | 1 | 2027 | 0.0085268
ENS | Alternate Scenario | C&I Curtailment | C&I Curtailment-Turnkey-Other | General | Miscellaneous | MW of Load | 1 | 2027 | 0.44204
ENS | Alternate Scenario | C&I Curtailment | C&I Curtailment-Turnkey-Other | General | Offices | MW of Load | 1 | 2027 | 0.012126
ENS | Alternate Scenario | C&I Curtailment | C&I Curtailment-Turnkey-Other | General | Retail Trade | MW of Load | 1 | 2027 | 0.13966
ENS | Alternate Scenario | C&I Curtailment | C&I Curtailment-Turnkey-Other | General | Services | MW of Load | 1 | 2027 | 0.090274
ENS | Alternate Scenario | C&I Curtailment | C&I Curtailment-Turnkey-Manual HVAC Control | Large General | Miscellaneous | MW of Load | 1 | 2027 | 0.66927
ENS | Alternate Scenario | C&I Curtailment | C&I Curtailment-Turnkey-Manual HVAC Control | Large General | Retail Trade | MW of Load | 1 | 2027 | 0.028575
ENS | Alternate Scenario | C&I Curtailment | C&I Curtailment-Turnkey-Manual HVAC Control | Large General | Services | MW of Load | 1 | 2027 | 0.045759
ENS | Alternate Scenario | C&I Curtailment | C&I Curtailment-Turnkey-Auto-DR HVAC Control | Large General | Miscellaneous | MW of Load | 1 | 2027 | 0.026566
ENS | Alternate Scenario | C&I Curtailment | C&I Curtailment-Turnkey-Auto-DR HVAC Control | Large General | Retail Trade | MW of Load | 1 | 2027 | 0.0011342
ENS | Alternate Scenario | C&I Curtailment | C&I Curtailment-Turnkey-Auto-DR HVAC Control | Large General | Services | MW of Load | 1 | 2027 | 0.0018164
ENS | Alternate Scenario | C&I Curtailment | C&I Curtailment-Turnkey-Standard Lighting Control | Large General | Miscellaneous | MW of Load | 1 | 2027 | 0.28981
ENS | Alternate Scenario | C&I Curtailment | C&I Curtailment-Turnkey-Standard Lighting Control | Large General | Retail Trade | MW of Load | 1 | 2027 | 0.011563
ENS | Alternate Scenario | C&I Curtailment | C&I Curtailment-Turnkey-Standard Lighting Control | Large General | Services | MW of Load | 1 | 2027 | 0.018518
ENS | Alternate Scenario | C&I Curtailment | C&I Curtailment-Turnkey-Water Heating Control | Large General | Miscellaneous | MW of Load | 1 | 2027 | 0.013712
ENS | Alternate Scenario | C&I Curtailment | C&I Curtailment-Turnkey-Water Heating Control | Large General | Retail Trade | MW of Load | 1 | 2027 | 0.0016706
ENS | Alternate Scenario | C&I Curtailment | C&I Curtailment-Turnkey-Water Heating Control | Large General | Services | MW of Load | 1 | 2027 | 0.0026753
ENS | Alternate Scenario | C&I Curtailment | C&I Curtailment-Turnkey-Other | Large General | Miscellaneous | MW of Load | 1 | 2027 | 0.29585
ENS | Alternate Scenario | C&I Curtailment | C&I Curtailment-Turnkey-Other | Large General | Retail Trade | MW of Load | 1 | 2027 | 0.01762
ENS | Alternate Scenario | C&I Curtailment | C&I Curtailment-Turnkey-Other | Large General | Services | MW of Load | 1 | 2027 | 0.028217
ENS | Alternate Scenario | C&I Curtailment | C&I Curtailment-Turnkey-Manual HVAC Control | Small Industrial | Miscellaneous | MW of Load | 1 | 2027 | 0.14239
ENS | Alternate Scenario | C&I Curtailment | C&I Curtailment-Turnkey-Manual HVAC Control | Small Industrial | Offices | MW of Load | 1 | 2027 | 0.0017924
ENS | Alternate Scenario | C&I Curtailment | C&I Curtailment-Turnkey-Manual HVAC Control | Small Industrial | Retail Trade | MW of Load | 1 | 2027 | 0.0061161
ENS | Alternate Scenario | C&I Curtailment | C&I Curtailment-Turnkey-Manual HVAC Control | Small Industrial | Services | MW of Load | 1 | 2027 | 0.0019322
ENS | Alternate Scenario | C&I Curtailment | C&I Curtailment-Turnkey-Auto-DR HVAC Control | Small Industrial | Miscellaneous | MW of Load | 1 | 2027 | 0.0056518
ENS | Alternate Scenario | C&I Curtailment | C&I Curtailment-Turnkey-Auto-DR HVAC Control | Small Industrial | Offices | MW of Load | 1 | 2027 | 7.1148e-05
ENS | Alternate Scenario | C&I Curtailment | C&I Curtailment-Turnkey-Auto-DR HVAC Control | Small Industrial | Retail Trade | MW of Load | 1 | 2027 | 0.00024277
ENS | Alternate Scenario | C&I Curtailment | C&I Curtailment-Turnkey-Auto-DR HVAC Control | Small Industrial | Services | MW of Load | 1 | 2027 | 7.6698e-05
ENS | Alternate Scenario | C&I Curtailment | C&I Curtailment-Turnkey-Standard Lighting Control | Small Industrial | Miscellaneous | MW of Load | 1 | 2027 | 0.044773
ENS | Alternate Scenario | C&I Curtailment | C&I Curtailment-Turnkey-Standard Lighting Control | Small Industrial | Offices | MW of Load | 1 | 2027 | 0.00024554
ENS | Alternate Scenario | C&I Curtailment | C&I Curtailment-Turnkey-Standard Lighting Control | Small Industrial | Retail Trade | MW of Load | 1 | 2027 | 0.0026344
ENS | Alternate Scenario | C&I Curtailment | C&I Curtailment-Turnkey-Standard Lighting Control | Small Industrial | Services | MW of Load | 1 | 2027 | 0.00083228
ENS | Alternate Scenario | C&I Curtailment | C&I Curtailment-Turnkey-Water Heating Control | Small Industrial | Miscellaneous | MW of Load | 1 | 2027 | 0.0034645
ENS | Alternate Scenario | C&I Curtailment | C&I Curtailment-Turnkey-Water Heating Control | Small Industrial | Offices | MW of Load | 1 | 2027 | 1.7909e-05
ENS | Alternate Scenario | C&I Curtailment | C&I Curtailment-Turnkey-Water Heating Control | Small Industrial | Retail Trade | MW of Load | 1 | 2027 | 0.00033733
ENS | Alternate Scenario | C&I Curtailment | C&I Curtailment-Turnkey-Water Heating Control | Small Industrial | Services | MW of Load | 1 | 2027 | 0.00010657
ENS | Alternate Scenario | C&I Curtailment | C&I Curtailment-Turnkey-Other | Small Industrial | Miscellaneous | MW of Load | 1 | 2027 | 0.05381
ENS | Alternate Scenario | C&I Curtailment | C&I Curtailment-Turnkey-Other | Small Industrial | Offices | MW of Load | 1 | 2027 | 0.000338
ENS | Alternate Scenario | C&I Curtailment | C&I Curtailment-Turnkey-Other | Small Industrial | Retail Trade | MW of Load | 1 | 2027 | 0.003725
ENS | Alternate Scenario | C&I Curtailment | C&I Curtailment-Turnkey-Other | Small Industrial | Services | MW of Load | 1 | 2027 | 0.0011768
ENS | Alternate Scenario | C&I Curtailment | C&I Curtailment-Turnkey-Industrial | Small Industrial | Manufacturing | MW of Load | 1 | 2027 | 0.01302
ENS | Alternate Scenario | C&I Curtailment | C&I Curtailment-Turnkey-Manual HVAC Control | Medium Industrial | Miscellaneous | MW of Load | 1 | 2027 | 2.2622
ENS | Alternate Scenario | C&I Curtailment | C&I Curtailment-Turnkey-Manual HVAC Control | Medium Industrial | Offices | MW of Load | 1 | 2027 | 0.035847
ENS | Alternate Scenario | C&I Curtailment | C&I Curtailment-Turnkey-Manual HVAC Control | Medium Industrial | Retail Trade | MW of Load | 1 | 2027 | 0.50837
ENS | Alternate Scenario | C&I Curtailment | C&I Curtailment-Turnkey-Manual HVAC Control | Medium Industrial | Services | MW of Load | 1 | 2027 | 0.023409
ENS | Alternate Scenario | C&I Curtailment | C&I Curtailment-Turnkey-Auto-DR HVAC Control | Medium Industrial | Miscellaneous | MW of Load | 1 | 2027 | 0.089796
ENS | Alternate Scenario | C&I Curtailment | C&I Curtailment-Turnkey-Auto-DR HVAC Control | Medium Industrial | Offices | MW of Load | 1 | 2027 | 0.0014229
ENS | Alternate Scenario | C&I Curtailment | C&I Curtailment-Turnkey-Auto-DR HVAC Control | Medium Industrial | Retail Trade | MW of Load | 1 | 2027 | 0.020179
ENS | Alternate Scenario | C&I Curtailment | C&I Curtailment-Turnkey-Auto-DR HVAC Control | Medium Industrial | Services | MW of Load | 1 | 2027 | 0.00092918
ENS | Alternate Scenario | C&I Curtailment | C&I Curtailment-Turnkey-Standard Lighting Control | Medium Industrial | Miscellaneous | MW of Load | 1 | 2027 | 0.71135
ENS | Alternate Scenario | C&I Curtailment | C&I Curtailment-Turnkey-Standard Lighting Control | Medium Industrial | Offices | MW of Load | 1 | 2027 | 0.0049106
ENS | Alternate Scenario | C&I Curtailment | C&I Curtailment-Turnkey-Standard Lighting Control | Medium Industrial | Retail Trade | MW of Load | 1 | 2027 | 0.21897
ENS | Alternate Scenario | C&I Curtailment | C&I Curtailment-Turnkey-Standard Lighting Control | Medium Industrial | Services | MW of Load | 1 | 2027 | 0.010083
ENS | Alternate Scenario | C&I Curtailment | C&I Curtailment-Turnkey-Water Heating Control | Medium Industrial | Miscellaneous | MW of Load | 1 | 2027 | 0.055044
ENS | Alternate Scenario | C&I Curtailment | C&I Curtailment-Turnkey-Water Heating Control | Medium Industrial | Offices | MW of Load | 1 | 2027 | 0.00035818
ENS | Alternate Scenario | C&I Curtailment | C&I Curtailment-Turnkey-Water Heating Control | Medium Industrial | Retail Trade | MW of Load | 1 | 2027 | 0.028038
ENS | Alternate Scenario | C&I Curtailment | C&I Curtailment-Turnkey-Water Heating Control | Medium Industrial | Services | MW of Load | 1 | 2027 | 0.0012911
ENS | Alternate Scenario | C&I Curtailment | C&I Curtailment-Turnkey-Other | Medium Industrial | Miscellaneous | MW of Load | 1 | 2027 | 0.85493
ENS | Alternate Scenario | C&I Curtailment | C&I Curtailment-Turnkey-Other | Medium Industrial | Offices | MW of Load | 1 | 2027 | 0.0067599
ENS | Alternate Scenario | C&I Curtailment | C&I Curtailment-Turnkey-Other | Medium Industrial | Retail Trade | MW of Load | 1 | 2027 | 0.30962
ENS | Alternate Scenario | C&I Curtailment | C&I Curtailment-Turnkey-Other | Medium Industrial | Services | MW of Load | 1 | 2027 | 0.014257
ENS | Alternate Scenario | C&I Curtailment | C&I Curtailment-Turnkey-Manual HVAC Control | Large Industrial | Miscellaneous | MW of Load | 1 | 2027 | 0.048196
ENS | Alternate Scenario | C&I Curtailment | C&I Curtailment-Turnkey-Auto-DR HVAC Control | Large Industrial | Miscellaneous | MW of Load | 1 | 2027 | 0.0019131
ENS | Alternate Scenario | C&I Curtailment | C&I Curtailment-Turnkey-Standard Lighting Control | Large Industrial | Miscellaneous | MW of Load | 1 | 2027 | 0.02087
ENS | Alternate Scenario | C&I Curtailment | C&I Curtailment-Turnkey-Water Heating Control | Large Industrial | Miscellaneous | MW of Load | 1 | 2027 | 0.00098741
ENS | Alternate Scenario | C&I Curtailment | C&I Curtailment-Turnkey-Other | Large Industrial | Miscellaneous | MW of Load | 1 | 2027 | 0.021305
ENS | Alternate Scenario | C&I Curtailment | C&I Curtailment-Turnkey-Industrial | Large Industrial | Manufacturing | MW of Load | 1 | 2027 | 0.0042288
ENS | Alternate Scenario | C&I Loadshift to BUGs | C&I Loadshift to BUGs | Large General | Miscellaneous | MW of Load | 1 | 2027 | 2.594
ENS | Alternate Scenario | C&I Loadshift to BUGs | C&I Loadshift to BUGs | Small Industrial | Miscellaneous | MW of Load | 1 | 2027 | 0.88618
ENS | Alternate Scenario | C&I Loadshift to BUGs | C&I Loadshift to BUGs | Medium Industrial | Manufacturing | MW of Load | 1 | 2027 | 0.51921
ENS | Alternate Scenario | C&I Loadshift to BUGs | C&I Loadshift to BUGs | Medium Industrial | Miscellaneous | MW of Load | 1 | 2027 | 2.2534
ENS | Alternate Scenario | Dynamic Pricing | Dynamic Pricing with enabling tech. | Small General | Manufacturing | MW of Load | 1 | 2027 | 0.0041745
ENS | Alternate Scenario | Dynamic Pricing | Dynamic Pricing with enabling tech. | Residential Charitable | Residential LI | MW of Load | 1 | 2027 | 0.20487
ENS | Alternate Scenario | Dynamic Pricing | Dynamic Pricing with enabling tech. | Residential Charitable | Residential Market Rate | MW of Load | 1 | 2027 | 1.1701
ENS | Alternate Scenario | Dynamic Pricing | Dynamic Pricing w/o enabling tech. | Residential Charitable | Residential LI | MW of Load | 1 | 2027 | 1.3105
ENS | Alternate Scenario | Dynamic Pricing | Dynamic Pricing w/o enabling tech. | Residential Charitable | Residential Market Rate | MW of Load | 1 | 2027 | 7.4847
ENS | Alternate Scenario | Behavioral DR | Behavioral DR | Residential Charitable | Residential LI | MW of Load | 1 | 2027 | 0.083823
ENS | Alternate Scenario | Behavioral DR | Behavioral DR | Residential Charitable | Residential Market Rate | MW of Load | 1 | 2027 | 0.47875
ENS | Alternate Scenario | Time-of-Use Rates (TOU) | Time-of-Use Rates (TOU) | Residential Charitable | Residential LI | MW of Load | 0 | 2027 | 0.35696
ENS | Alternate Scenario | Time-of-Use Rates (TOU) | Time-of-Use Rates (TOU) | Residential Charitable | Residential Market Rate | MW of Load | 0 | 2027 | 2.0388
ENS | Alternate Scenario | C&I Curtailment | C&I Curtailment-Turnkey-Manual HVAC Control | General | Miscellaneous | MW of Load | 1 | 2028 | 1.1563
ENS | Alternate Scenario | C&I Curtailment | C&I Curtailment-Turnkey-Manual HVAC Control | General | Offices | MW of Load | 1 | 2028 | 0.077932
ENS | Alternate Scenario | C&I Curtailment | C&I Curtailment-Turnkey-Manual HVAC Control | General | Retail Trade | MW of Load | 1 | 2028 | 0.26878
ENS | Alternate Scenario | C&I Curtailment | C&I Curtailment-Turnkey-Manual HVAC Control | General | Services | MW of Load | 1 | 2028 | 0.17377
ENS | Alternate Scenario | C&I Curtailment | C&I Curtailment-Turnkey-Auto-DR HVAC Control | General | Miscellaneous | MW of Load | 1 | 2028 | 0.057716
ENS | Alternate Scenario | C&I Curtailment | C&I Curtailment-Turnkey-Auto-DR HVAC Control | General | Offices | MW of Load | 1 | 2028 | 0.0038899
ENS | Alternate Scenario | C&I Curtailment | C&I Curtailment-Turnkey-Auto-DR HVAC Control | General | Retail Trade | MW of Load | 1 | 2028 | 0.013416
ENS | Alternate Scenario | C&I Curtailment | C&I Curtailment-Turnkey-Auto-DR HVAC Control | General | Services | MW of Load | 1 | 2028 | 0.0086735
ENS | Alternate Scenario | C&I Curtailment | C&I Curtailment-Turnkey-Standard Lighting Control | General | Miscellaneous | MW of Load | 1 | 2028 | 0.47961
ENS | Alternate Scenario | C&I Curtailment | C&I Curtailment-Turnkey-Standard Lighting Control | General | Offices | MW of Load | 1 | 2028 | 0.0097127
ENS | Alternate Scenario | C&I Curtailment | C&I Curtailment-Turnkey-Standard Lighting Control | General | Retail Trade | MW of Load | 1 | 2028 | 0.10796
ENS | Alternate Scenario | C&I Curtailment | C&I Curtailment-Turnkey-Standard Lighting Control | General | Services | MW of Load | 1 | 2028 | 0.069872
ENS | Alternate Scenario | C&I Curtailment | C&I Curtailment-Turnkey-Water Heating Control | General | Miscellaneous | MW of Load | 1 | 2028 | 0.030406
ENS | Alternate Scenario | C&I Curtailment | C&I Curtailment-Turnkey-Water Heating Control | General | Offices | MW of Load | 1 | 2028 | 0.00081208
ENS | Alternate Scenario | C&I Curtailment | C&I Curtailment-Turnkey-Water Heating Control | General | Retail Trade | MW of Load | 1 | 2028 | 0.01627
ENS | Alternate Scenario | C&I Curtailment | C&I Curtailment-Turnkey-Water Heating Control | General | Services | MW of Load | 1 | 2028 | 0.010508
ENS | Alternate Scenario | C&I Curtailment | C&I Curtailment-Turnkey-Other | General | Miscellaneous | MW of Load | 1 | 2028 | 0.5387
ENS | Alternate Scenario | C&I Curtailment | C&I Curtailment-Turnkey-Other | General | Offices | MW of Load | 1 | 2028 | 0.014734
ENS | Alternate Scenario | C&I Curtailment | C&I Curtailment-Turnkey-Other | General | Retail Trade | MW of Load | 1 | 2028 | 0.17041
ENS | Alternate Scenario | C&I Curtailment | C&I Curtailment-Turnkey-Other | General | Services | MW of Load | 1 | 2028 | 0.11014
ENS | Alternate Scenario | C&I Curtailment | C&I Curtailment-Turnkey-Manual HVAC Control | Large General | Miscellaneous | MW of Load | 1 | 2028 | 0.79856
ENS | Alternate Scenario | C&I Curtailment | C&I Curtailment-Turnkey-Manual HVAC Control | Large General | Retail Trade | MW of Load | 1 | 2028 | 0.033834
ENS | Alternate Scenario | C&I Curtailment | C&I Curtailment-Turnkey-Manual HVAC Control | Large General | Services | MW of Load | 1 | 2028 | 0.054181
ENS | Alternate Scenario | C&I Curtailment | C&I Curtailment-Turnkey-Auto-DR HVAC Control | Large General | Miscellaneous | MW of Load | 1 | 2028 | 0.03986
ENS | Alternate Scenario | C&I Curtailment | C&I Curtailment-Turnkey-Auto-DR HVAC Control | Large General | Retail Trade | MW of Load | 1 | 2028 | 0.0016888
ENS | Alternate Scenario | C&I Curtailment | C&I Curtailment-Turnkey-Auto-DR HVAC Control | Large General | Services | MW of Load | 1 | 2028 | 0.0027044
ENS | Alternate Scenario | C&I Curtailment | C&I Curtailment-Turnkey-Standard Lighting Control | Large General | Miscellaneous | MW of Load | 1 | 2028 | 0.34393
ENS | Alternate Scenario | C&I Curtailment | C&I Curtailment-Turnkey-Standard Lighting Control | Large General | Retail Trade | MW of Load | 1 | 2028 | 0.013518
ENS | Alternate Scenario | C&I Curtailment | C&I Curtailment-Turnkey-Standard Lighting Control | Large General | Services | MW of Load | 1 | 2028 | 0.021648
ENS | Alternate Scenario | C&I Curtailment | C&I Curtailment-Turnkey-Water Heating Control | Large General | Miscellaneous | MW of Load | 1 | 2028 | 0.016726
ENS | Alternate Scenario | C&I Curtailment | C&I Curtailment-Turnkey-Water Heating Control | Large General | Retail Trade | MW of Load | 1 | 2028 | 0.0020583
ENS | Alternate Scenario | C&I Curtailment | C&I Curtailment-Turnkey-Water Heating Control | Large General | Services | MW of Load | 1 | 2028 | 0.0032961
ENS | Alternate Scenario | C&I Curtailment | C&I Curtailment-Turnkey-Other | Large General | Miscellaneous | MW of Load | 1 | 2028 | 0.3599
ENS | Alternate Scenario | C&I Curtailment | C&I Curtailment-Turnkey-Other | Large General | Retail Trade | MW of Load | 1 | 2028 | 0.021476
ENS | Alternate Scenario | C&I Curtailment | C&I Curtailment-Turnkey-Other | Large General | Services | MW of Load | 1 | 2028 | 0.034392
ENS | Alternate Scenario | C&I Curtailment | C&I Curtailment-Turnkey-Manual HVAC Control | Small Industrial | Miscellaneous | MW of Load | 1 | 2028 | 0.16988
ENS | Alternate Scenario | C&I Curtailment | C&I Curtailment-Turnkey-Manual HVAC Control | Small Industrial | Offices | MW of Load | 1 | 2028 | 0.0021518
ENS | Alternate Scenario | C&I Curtailment | C&I Curtailment-Turnkey-Manual HVAC Control | Small Industrial | Retail Trade | MW of Load | 1 | 2028 | 0.0072529
ENS | Alternate Scenario | C&I Curtailment | C&I Curtailment-Turnkey-Manual HVAC Control | Small Industrial | Services | MW of Load | 1 | 2028 | 0.0022914
ENS | Alternate Scenario | C&I Curtailment | C&I Curtailment-Turnkey-Auto-DR HVAC Control | Small Industrial | Miscellaneous | MW of Load | 1 | 2028 | 0.0084794
ENS | Alternate Scenario | C&I Curtailment | C&I Curtailment-Turnkey-Auto-DR HVAC Control | Small Industrial | Offices | MW of Load | 1 | 2028 | 0.00010741
ENS | Alternate Scenario | C&I Curtailment | C&I Curtailment-Turnkey-Auto-DR HVAC Control | Small Industrial | Retail Trade | MW of Load | 1 | 2028 | 0.00036202
ENS | Alternate Scenario | C&I Curtailment | C&I Curtailment-Turnkey-Auto-DR HVAC Control | Small Industrial | Services | MW of Load | 1 | 2028 | 0.00011437
ENS | Alternate Scenario | C&I Curtailment | C&I Curtailment-Turnkey-Standard Lighting Control | Small Industrial | Miscellaneous | MW of Load | 1 | 2028 | 0.052854
ENS | Alternate Scenario | C&I Curtailment | C&I Curtailment-Turnkey-Standard Lighting Control | Small Industrial | Offices | MW of Load | 1 | 2028 | 0.00028824
ENS | Alternate Scenario | C&I Curtailment | C&I Curtailment-Turnkey-Standard Lighting Control | Small Industrial | Retail Trade | MW of Load | 1 | 2028 | 0.003116
ENS | Alternate Scenario | C&I Curtailment | C&I Curtailment-Turnkey-Standard Lighting Control | Small Industrial | Services | MW of Load | 1 | 2028 | 0.00098443
ENS | Alternate Scenario | C&I Curtailment | C&I Curtailment-Turnkey-Water Heating Control | Small Industrial | Miscellaneous | MW of Load | 1 | 2028 | 0.0042283
ENS | Alternate Scenario | C&I Curtailment | C&I Curtailment-Turnkey-Water Heating Control | Small Industrial | Offices | MW of Load | 1 | 2028 | 2.1691e-05
ENS | Alternate Scenario | C&I Curtailment | C&I Curtailment-Turnkey-Water Heating Control | Small Industrial | Retail Trade | MW of Load | 1 | 2028 | 0.00041052
ENS | Alternate Scenario | C&I Curtailment | C&I Curtailment-Turnkey-Water Heating Control | Small Industrial | Services | MW of Load | 1 | 2028 | 0.00012969
ENS | Alternate Scenario | C&I Curtailment | C&I Curtailment-Turnkey-Other | Small Industrial | Miscellaneous | MW of Load | 1 | 2028 | 0.065412
ENS | Alternate Scenario | C&I Curtailment | C&I Curtailment-Turnkey-Other | Small Industrial | Offices | MW of Load | 1 | 2028 | 0.00040989
ENS | Alternate Scenario | C&I Curtailment | C&I Curtailment-Turnkey-Other | Small Industrial | Retail Trade | MW of Load | 1 | 2028 | 0.0045269
ENS | Alternate Scenario | C&I Curtailment | C&I Curtailment-Turnkey-Other | Small Industrial | Services | MW of Load | 1 | 2028 | 0.0014301
ENS | Alternate Scenario | C&I Curtailment | C&I Curtailment-Turnkey-Industrial | Small Industrial | Manufacturing | MW of Load | 1 | 2028 | 0.015721
ENS | Alternate Scenario | C&I Curtailment | C&I Curtailment-Turnkey-Manual HVAC Control | Medium Industrial | Miscellaneous | MW of Load | 1 | 2028 | 2.7005
ENS | Alternate Scenario | C&I Curtailment | C&I Curtailment-Turnkey-Manual HVAC Control | Medium Industrial | Offices | MW of Load | 1 | 2028 | 0.043058
ENS | Alternate Scenario | C&I Curtailment | C&I Curtailment-Turnkey-Manual HVAC Control | Medium Industrial | Retail Trade | MW of Load | 1 | 2028 | 0.60318
ENS | Alternate Scenario | C&I Curtailment | C&I Curtailment-Turnkey-Manual HVAC Control | Medium Industrial | Services | MW of Load | 1 | 2028 | 0.027775
ENS | Alternate Scenario | C&I Curtailment | C&I Curtailment-Turnkey-Auto-DR HVAC Control | Medium Industrial | Miscellaneous | MW of Load | 1 | 2028 | 0.13479
ENS | Alternate Scenario | C&I Curtailment | C&I Curtailment-Turnkey-Auto-DR HVAC Control | Medium Industrial | Offices | MW of Load | 1 | 2028 | 0.0021493
ENS | Alternate Scenario | C&I Curtailment | C&I Curtailment-Turnkey-Auto-DR HVAC Control | Medium Industrial | Retail Trade | MW of Load | 1 | 2028 | 0.030108
ENS | Alternate Scenario | C&I Curtailment | C&I Curtailment-Turnkey-Auto-DR HVAC Control | Medium Industrial | Services | MW of Load | 1 | 2028 | 0.0013864
ENS | Alternate Scenario | C&I Curtailment | C&I Curtailment-Turnkey-Standard Lighting Control | Medium Industrial | Miscellaneous | MW of Load | 1 | 2028 | 0.8402
ENS | Alternate Scenario | C&I Curtailment | C&I Curtailment-Turnkey-Standard Lighting Control | Medium Industrial | Offices | MW of Load | 1 | 2028 | 0.0057678
ENS | Alternate Scenario | C&I Curtailment | C&I Curtailment-Turnkey-Standard Lighting Control | Medium Industrial | Retail Trade | MW of Load | 1 | 2028 | 0.25914
ENS | Alternate Scenario | C&I Curtailment | C&I Curtailment-Turnkey-Standard Lighting Control | Medium Industrial | Services | MW of Load | 1 | 2028 | 0.011933
ENS | Alternate Scenario | C&I Curtailment | C&I Curtailment-Turnkey-Water Heating Control | Medium Industrial | Miscellaneous | MW of Load | 1 | 2028 | 0.067216
ENS | Alternate Scenario | C&I Curtailment | C&I Curtailment-Turnkey-Water Heating Control | Medium Industrial | Offices | MW of Load | 1 | 2028 | 0.00043406
ENS | Alternate Scenario | C&I Curtailment | C&I Curtailment-Turnkey-Water Heating Control | Medium Industrial | Retail Trade | MW of Load | 1 | 2028 | 0.034141
ENS | Alternate Scenario | C&I Curtailment | C&I Curtailment-Turnkey-Water Heating Control | Medium Industrial | Services | MW of Load | 1 | 2028 | 0.0015721
ENS | Alternate Scenario | C&I Curtailment | C&I Curtailment-Turnkey-Other | Medium Industrial | Miscellaneous | MW of Load | 1 | 2028 | 1.0398
ENS | Alternate Scenario | C&I Curtailment | C&I Curtailment-Turnkey-Other | Medium Industrial | Offices | MW of Load | 1 | 2028 | 0.0082022
ENS | Alternate Scenario | C&I Curtailment | C&I Curtailment-Turnkey-Other | Medium Industrial | Retail Trade | MW of Load | 1 | 2028 | 0.37647
ENS | Alternate Scenario | C&I Curtailment | C&I Curtailment-Turnkey-Other | Medium Industrial | Services | MW of Load | 1 | 2028 | 0.017335
ENS | Alternate Scenario | C&I Curtailment | C&I Curtailment-Turnkey-Manual HVAC Control | Large Industrial | Miscellaneous | MW of Load | 1 | 2028 | 0.057469
ENS | Alternate Scenario | C&I Curtailment | C&I Curtailment-Turnkey-Auto-DR HVAC Control | Large Industrial | Miscellaneous | MW of Load | 1 | 2028 | 0.0028685
ENS | Alternate Scenario | C&I Curtailment | C&I Curtailment-Turnkey-Standard Lighting Control | Large Industrial | Miscellaneous | MW of Load | 1 | 2028 | 0.024751
ENS | Alternate Scenario | C&I Curtailment | C&I Curtailment-Turnkey-Water Heating Control | Large Industrial | Miscellaneous | MW of Load | 1 | 2028 | 0.0012037
ENS | Alternate Scenario | C&I Curtailment | C&I Curtailment-Turnkey-Other | Large Industrial | Miscellaneous | MW of Load | 1 | 2028 | 0.0259
ENS | Alternate Scenario | C&I Curtailment | C&I Curtailment-Turnkey-Industrial | Large Industrial | Manufacturing | MW of Load | 1 | 2028 | 0.0051074
ENS | Alternate Scenario | C&I Loadshift to BUGs | C&I Loadshift to BUGs | Large General | Miscellaneous | MW of Load | 1 | 2028 | 2.5899
ENS | Alternate Scenario | C&I Loadshift to BUGs | C&I Loadshift to BUGs | Small Industrial | Miscellaneous | MW of Load | 1 | 2028 | 0.89286
ENS | Alternate Scenario | C&I Loadshift to BUGs | C&I Loadshift to BUGs | Medium Industrial | Manufacturing | MW of Load | 1 | 2028 | 0.52104
ENS | Alternate Scenario | C&I Loadshift to BUGs | C&I Loadshift to BUGs | Medium Industrial | Miscellaneous | MW of Load | 1 | 2028 | 2.2613
ENS | Alternate Scenario | Dynamic Pricing | Dynamic Pricing with enabling tech. | Small General | Manufacturing | MW of Load | 1 | 2028 | 0.0052717
ENS | Alternate Scenario | Dynamic Pricing | Dynamic Pricing with enabling tech. | Residential Charitable | Residential LI | MW of Load | 1 | 2028 | 0.45482
ENS | Alternate Scenario | Dynamic Pricing | Dynamic Pricing with enabling tech. | Residential Charitable | Residential Market Rate | MW of Load | 1 | 2028 | 2.5976
ENS | Alternate Scenario | Dynamic Pricing | Dynamic Pricing w/o enabling tech. | Residential Charitable | Residential LI | MW of Load | 1 | 2028 | 1.3376
ENS | Alternate Scenario | Dynamic Pricing | Dynamic Pricing w/o enabling tech. | Residential Charitable | Residential Market Rate | MW of Load | 1 | 2028 | 7.6398
ENS | Alternate Scenario | Behavioral DR | Behavioral DR | Residential Charitable | Residential LI | MW of Load | 1 | 2028 | 0.18706
ENS | Alternate Scenario | Behavioral DR | Behavioral DR | Residential Charitable | Residential Market Rate | MW of Load | 1 | 2028 | 1.0684
ENS | Alternate Scenario | Time-of-Use Rates (TOU) | Time-of-Use Rates (TOU) | Residential Charitable | Residential LI | MW of Load | 0 | 2028 | 0.36828
ENS | Alternate Scenario | Time-of-Use Rates (TOU) | Time-of-Use Rates (TOU) | Residential Charitable | Residential Market Rate | MW of Load | 0 | 2028 | 2.1034
ENS | Alternate Scenario | C&I Curtailment | C&I Curtailment-Turnkey-Manual HVAC Control | General | Miscellaneous | MW of Load | 1 | 2029 | 1.337
ENS | Alternate Scenario | C&I Curtailment | C&I Curtailment-Turnkey-Manual HVAC Control | General | Offices | MW of Load | 1 | 2029 | 0.090979
ENS | Alternate Scenario | C&I Curtailment | C&I Curtailment-Turnkey-Manual HVAC Control | General | Retail Trade | MW of Load | 1 | 2029 | 0.30896
ENS | Alternate Scenario | C&I Curtailment | C&I Curtailment-Turnkey-Manual HVAC Control | General | Services | MW of Load | 1 | 2029 | 0.19975
ENS | Alternate Scenario | C&I Curtailment | C&I Curtailment-Turnkey-Auto-DR HVAC Control | General | Miscellaneous | MW of Load | 1 | 2029 | 0.084046
ENS | Alternate Scenario | C&I Curtailment | C&I Curtailment-Turnkey-Auto-DR HVAC Control | General | Offices | MW of Load | 1 | 2029 | 0.0057193
ENS | Alternate Scenario | C&I Curtailment | C&I Curtailment-Turnkey-Auto-DR HVAC Control | General | Retail Trade | MW of Load | 1 | 2029 | 0.019422
ENS | Alternate Scenario | C&I Curtailment | C&I Curtailment-Turnkey-Auto-DR HVAC Control | General | Services | MW of Load | 1 | 2029 | 0.012557
ENS | Alternate Scenario | C&I Curtailment | C&I Curtailment-Turnkey-Standard Lighting Control | General | Miscellaneous | MW of Load | 1 | 2029 | 0.55501
ENS | Alternate Scenario | C&I Curtailment | C&I Curtailment-Turnkey-Standard Lighting Control | General | Offices | MW of Load | 1 | 2029 | 0.01107
ENS | Alternate Scenario | C&I Curtailment | C&I Curtailment-Turnkey-Standard Lighting Control | General | Retail Trade | MW of Load | 1 | 2029 | 0.1235
ENS | Alternate Scenario | C&I Curtailment | C&I Curtailment-Turnkey-Standard Lighting Control | General | Services | MW of Load | 1 | 2029 | 0.079944
ENS | Alternate Scenario | C&I Curtailment | C&I Curtailment-Turnkey-Water Heating Control | General | Miscellaneous | MW of Load | 1 | 2029 | 0.036179
ENS | Alternate Scenario | C&I Curtailment | C&I Curtailment-Turnkey-Water Heating Control | General | Offices | MW of Load | 1 | 2029 | 0.00096355
ENS | Alternate Scenario | C&I Curtailment | C&I Curtailment-Turnkey-Water Heating Control | General | Retail Trade | MW of Load | 1 | 2029 | 0.019434
ENS | Alternate Scenario | C&I Curtailment | C&I Curtailment-Turnkey-Water Heating Control | General | Services | MW of Load | 1 | 2029 | 0.01255
ENS | Alternate Scenario | C&I Curtailment | C&I Curtailment-Turnkey-Other | General | Miscellaneous | MW of Load | 1 | 2029 | 0.63646
ENS | Alternate Scenario | C&I Curtailment | C&I Curtailment-Turnkey-Other | General | Offices | MW of Load | 1 | 2029 | 0.017359
ENS | Alternate Scenario | C&I Curtailment | C&I Curtailment-Turnkey-Other | General | Retail Trade | MW of Load | 1 | 2029 | 0.2016
ENS | Alternate Scenario | C&I Curtailment | C&I Curtailment-Turnkey-Other | General | Services | MW of Load | 1 | 2029 | 0.1303
ENS | Alternate Scenario | C&I Curtailment | C&I Curtailment-Turnkey-Manual HVAC Control | Large General | Miscellaneous | MW of Load | 1 | 2029 | 0.92382
ENS | Alternate Scenario | C&I Curtailment | C&I Curtailment-Turnkey-Manual HVAC Control | Large General | Retail Trade | MW of Load | 1 | 2029 | 0.038836
ENS | Alternate Scenario | C&I Curtailment | C&I Curtailment-Turnkey-Manual HVAC Control | Large General | Services | MW of Load | 1 | 2029 | 0.062191
ENS | Alternate Scenario | C&I Curtailment | C&I Curtailment-Turnkey-Auto-DR HVAC Control | Large General | Miscellaneous | MW of Load | 1 | 2029 | 0.058075
ENS | Alternate Scenario | C&I Curtailment | C&I Curtailment-Turnkey-Auto-DR HVAC Control | Large General | Retail Trade | MW of Load | 1 | 2029 | 0.0024414
ENS | Alternate Scenario | C&I Curtailment | C&I Curtailment-Turnkey-Auto-DR HVAC Control | Large General | Services | MW of Load | 1 | 2029 | 0.0039096
ENS | Alternate Scenario | C&I Curtailment | C&I Curtailment-Turnkey-Standard Lighting Control | Large General | Miscellaneous | MW of Load | 1 | 2029 | 0.39824
ENS | Alternate Scenario | C&I Curtailment | C&I Curtailment-Turnkey-Standard Lighting Control | Large General | Retail Trade | MW of Load | 1 | 2029 | 0.015433
ENS | Alternate Scenario | C&I Curtailment | C&I Curtailment-Turnkey-Standard Lighting Control | Large General | Services | MW of Load | 1 | 2029 | 0.024714
ENS | Alternate Scenario | C&I Curtailment | C&I Curtailment-Turnkey-Water Heating Control | Large General | Miscellaneous | MW of Load | 1 | 2029 | 0.019792
ENS | Alternate Scenario | C&I Curtailment | C&I Curtailment-Turnkey-Water Heating Control | Large General | Retail Trade | MW of Load | 1 | 2029 | 0.0024571
ENS | Alternate Scenario | C&I Curtailment | C&I Curtailment-Turnkey-Water Heating Control | Large General | Services | MW of Load | 1 | 2029 | 0.0039348
ENS | Alternate Scenario | C&I Curtailment | C&I Curtailment-Turnkey-Other | Large General | Miscellaneous | MW of Load | 1 | 2029 | 0.42442
ENS | Alternate Scenario | C&I Curtailment | C&I Curtailment-Turnkey-Other | Large General | Retail Trade | MW of Load | 1 | 2029 | 0.02538
ENS | Alternate Scenario | C&I Curtailment | C&I Curtailment-Turnkey-Other | Large General | Services | MW of Load | 1 | 2029 | 0.040644
ENS | Alternate Scenario | C&I Curtailment | C&I Curtailment-Turnkey-Manual HVAC Control | Small Industrial | Miscellaneous | MW of Load | 1 | 2029 | 0.19651
ENS | Alternate Scenario | C&I Curtailment | C&I Curtailment-Turnkey-Manual HVAC Control | Small Industrial | Offices | MW of Load | 1 | 2029 | 0.0025035
ENS | Alternate Scenario | C&I Curtailment | C&I Curtailment-Turnkey-Manual HVAC Control | Small Industrial | Retail Trade | MW of Load | 1 | 2029 | 0.008345
ENS | Alternate Scenario | C&I Curtailment | C&I Curtailment-Turnkey-Manual HVAC Control | Small Industrial | Services | MW of Load | 1 | 2029 | 0.0026364
ENS | Alternate Scenario | C&I Curtailment | C&I Curtailment-Turnkey-Auto-DR HVAC Control | Small Industrial | Miscellaneous | MW of Load | 1 | 2029 | 0.012354
ENS | Alternate Scenario | C&I Curtailment | C&I Curtailment-Turnkey-Auto-DR HVAC Control | Small Industrial | Offices | MW of Load | 1 | 2029 | 0.00015738
ENS | Alternate Scenario | C&I Curtailment | C&I Curtailment-Turnkey-Auto-DR HVAC Control | Small Industrial | Retail Trade | MW of Load | 1 | 2029 | 0.0005246
ENS | Alternate Scenario | C&I Curtailment | C&I Curtailment-Turnkey-Auto-DR HVAC Control | Small Industrial | Services | MW of Load | 1 | 2029 | 0.00016573
ENS | Alternate Scenario | C&I Curtailment | C&I Curtailment-Turnkey-Standard Lighting Control | Small Industrial | Miscellaneous | MW of Load | 1 | 2029 | 0.060915
ENS | Alternate Scenario | C&I Curtailment | C&I Curtailment-Turnkey-Standard Lighting Control | Small Industrial | Offices | MW of Load | 1 | 2029 | 0.00033056
ENS | Alternate Scenario | C&I Curtailment | C&I Curtailment-Turnkey-Standard Lighting Control | Small Industrial | Retail Trade | MW of Load | 1 | 2029 | 0.0035949
ENS | Alternate Scenario | C&I Curtailment | C&I Curtailment-Turnkey-Standard Lighting Control | Small Industrial | Services | MW of Load | 1 | 2029 | 0.0011357
ENS | Alternate Scenario | C&I Curtailment | C&I Curtailment-Turnkey-Water Heating Control | Small Industrial | Miscellaneous | MW of Load | 1 | 2029 | 0.005006
ENS | Alternate Scenario | C&I Curtailment | C&I Curtailment-Turnkey-Water Heating Control | Small Industrial | Offices | MW of Load | 1 | 2029 | 2.5529e-05
ENS | Alternate Scenario | C&I Curtailment | C&I Curtailment-Turnkey-Water Heating Control | Small Industrial | Retail Trade | MW of Load | 1 | 2029 | 0.00048479
ENS | Alternate Scenario | C&I Curtailment | C&I Curtailment-Turnkey-Water Heating Control | Small Industrial | Services | MW of Load | 1 | 2029 | 0.00015316
ENS | Alternate Scenario | C&I Curtailment | C&I Curtailment-Turnkey-Other | Small Industrial | Miscellaneous | MW of Load | 1 | 2029 | 0.077104
ENS | Alternate Scenario | C&I Curtailment | C&I Curtailment-Turnkey-Other | Small Industrial | Offices | MW of Load | 1 | 2029 | 0.00048215
ENS | Alternate Scenario | C&I Curtailment | C&I Curtailment-Turnkey-Other | Small Industrial | Retail Trade | MW of Load | 1 | 2029 | 0.0053353
ENS | Alternate Scenario | C&I Curtailment | C&I Curtailment-Turnkey-Other | Small Industrial | Services | MW of Load | 1 | 2029 | 0.0016856
ENS | Alternate Scenario | C&I Curtailment | C&I Curtailment-Turnkey-Industrial | Small Industrial | Manufacturing | MW of Load | 1 | 2029 | 0.018429
ENS | Alternate Scenario | C&I Curtailment | C&I Curtailment-Turnkey-Manual HVAC Control | Medium Industrial | Miscellaneous | MW of Load | 1 | 2029 | 3.1253
ENS | Alternate Scenario | C&I Curtailment | C&I Curtailment-Turnkey-Manual HVAC Control | Medium Industrial | Offices | MW of Load | 1 | 2029 | 0.05012
ENS | Alternate Scenario | C&I Curtailment | C&I Curtailment-Turnkey-Manual HVAC Control | Medium Industrial | Retail Trade | MW of Load | 1 | 2029 | 0.69433
ENS | Alternate Scenario | C&I Curtailment | C&I Curtailment-Turnkey-Manual HVAC Control | Medium Industrial | Services | MW of Load | 1 | 2029 | 0.031972
ENS | Alternate Scenario | C&I Curtailment | C&I Curtailment-Turnkey-Auto-DR HVAC Control | Medium Industrial | Miscellaneous | MW of Load | 1 | 2029 | 0.19647
ENS | Alternate Scenario | C&I Curtailment | C&I Curtailment-Turnkey-Auto-DR HVAC Control | Medium Industrial | Offices | MW of Load | 1 | 2029 | 0.0031508
ENS | Alternate Scenario | C&I Curtailment | C&I Curtailment-Turnkey-Auto-DR HVAC Control | Medium Industrial | Retail Trade | MW of Load | 1 | 2029 | 0.043648
ENS | Alternate Scenario | C&I Curtailment | C&I Curtailment-Turnkey-Auto-DR HVAC Control | Medium Industrial | Services | MW of Load | 1 | 2029 | 0.0020099
ENS | Alternate Scenario | C&I Curtailment | C&I Curtailment-Turnkey-Standard Lighting Control | Medium Industrial | Miscellaneous | MW of Load | 1 | 2029 | 0.96879
ENS | Alternate Scenario | C&I Curtailment | C&I Curtailment-Turnkey-Standard Lighting Control | Medium Industrial | Offices | MW of Load | 1 | 2029 | 0.0066178
ENS | Alternate Scenario | C&I Curtailment | C&I Curtailment-Turnkey-Standard Lighting Control | Medium Industrial | Retail Trade | MW of Load | 1 | 2029 | 0.29911
ENS | Alternate Scenario | C&I Curtailment | C&I Curtailment-Turnkey-Standard Lighting Control | Medium Industrial | Services | MW of Load | 1 | 2029 | 0.013773
ENS | Alternate Scenario | C&I Curtailment | C&I Curtailment-Turnkey-Water Heating Control | Medium Industrial | Miscellaneous | MW of Load | 1 | 2029 | 0.079615
ENS | Alternate Scenario | C&I Curtailment | C&I Curtailment-Turnkey-Water Heating Control | Medium Industrial | Offices | MW of Load | 1 | 2029 | 0.00051109
ENS | Alternate Scenario | C&I Curtailment | C&I Curtailment-Turnkey-Water Heating Control | Medium Industrial | Retail Trade | MW of Load | 1 | 2029 | 0.040336
ENS | Alternate Scenario | C&I Curtailment | C&I Curtailment-Turnkey-Water Heating Control | Medium Industrial | Services | MW of Load | 1 | 2029 | 0.0018574
ENS | Alternate Scenario | C&I Curtailment | C&I Curtailment-Turnkey-Other | Medium Industrial | Miscellaneous | MW of Load | 1 | 2029 | 1.2263
ENS | Alternate Scenario | C&I Curtailment | C&I Curtailment-Turnkey-Other | Medium Industrial | Offices | MW of Load | 1 | 2029 | 0.0096525
ENS | Alternate Scenario | C&I Curtailment | C&I Curtailment-Turnkey-Other | Medium Industrial | Retail Trade | MW of Load | 1 | 2029 | 0.44391
ENS | Alternate Scenario | C&I Curtailment | C&I Curtailment-Turnkey-Other | Medium Industrial | Services | MW of Load | 1 | 2029 | 0.020441
ENS | Alternate Scenario | C&I Curtailment | C&I Curtailment-Turnkey-Manual HVAC Control | Large Industrial | Miscellaneous | MW of Load | 1 | 2029 | 0.066444
ENS | Alternate Scenario | C&I Curtailment | C&I Curtailment-Turnkey-Auto-DR HVAC Control | Large Industrial | Miscellaneous | MW of Load | 1 | 2029 | 0.0041769
ENS | Alternate Scenario | C&I Curtailment | C&I Curtailment-Turnkey-Standard Lighting Control | Large Industrial | Miscellaneous | MW of Load | 1 | 2029 | 0.028642
ENS | Alternate Scenario | C&I Curtailment | C&I Curtailment-Turnkey-Water Heating Control | Large Industrial | Miscellaneous | MW of Load | 1 | 2029 | 0.0014235
ENS | Alternate Scenario | C&I Curtailment | C&I Curtailment-Turnkey-Other | Large Industrial | Miscellaneous | MW of Load | 1 | 2029 | 0.030526
ENS | Alternate Scenario | C&I Curtailment | C&I Curtailment-Turnkey-Industrial | Large Industrial | Manufacturing | MW of Load | 1 | 2029 | 0.0059883
ENS | Alternate Scenario | C&I Loadshift to BUGs | C&I Loadshift to BUGs | Large General | Miscellaneous | MW of Load | 1 | 2029 | 2.5851
ENS | Alternate Scenario | C&I Loadshift to BUGs | C&I Loadshift to BUGs | Small Industrial | Miscellaneous | MW of Load | 1 | 2029 | 0.9014
ENS | Alternate Scenario | C&I Loadshift to BUGs | C&I Loadshift to BUGs | Medium Industrial | Manufacturing | MW of Load | 1 | 2029 | 0.5234
ENS | Alternate Scenario | C&I Loadshift to BUGs | C&I Loadshift to BUGs | Medium Industrial | Miscellaneous | MW of Load | 1 | 2029 | 2.2716
ENS | Alternate Scenario | Dynamic Pricing | Dynamic Pricing with enabling tech. | Small General | Manufacturing | MW of Load | 1 | 2029 | 0.0063542
ENS | Alternate Scenario | Dynamic Pricing | Dynamic Pricing with enabling tech. | Residential Charitable | Residential LI | MW of Load | 1 | 2029 | 0.96032
ENS | Alternate Scenario | Dynamic Pricing | Dynamic Pricing with enabling tech. | Residential Charitable | Residential Market Rate | MW of Load | 1 | 2029 | 5.4848
ENS | Alternate Scenario | Dynamic Pricing | Dynamic Pricing w/o enabling tech. | Residential Charitable | Residential LI | MW of Load | 1 | 2029 | 1.0987
ENS | Alternate Scenario | Dynamic Pricing | Dynamic Pricing w/o enabling tech. | Residential Charitable | Residential Market Rate | MW of Load | 1 | 2029 | 6.2749
ENS | Alternate Scenario | Behavioral DR | Behavioral DR | Residential Charitable | Residential LI | MW of Load | 1 | 2029 | 0.29745
ENS | Alternate Scenario | Behavioral DR | Behavioral DR | Residential Charitable | Residential Market Rate | MW of Load | 1 | 2029 | 1.6989
ENS | Alternate Scenario | Time-of-Use Rates (TOU) | Time-of-Use Rates (TOU) | Residential Charitable | Residential LI | MW of Load | 0 | 2029 | 0.35473
ENS | Alternate Scenario | Time-of-Use Rates (TOU) | Time-of-Use Rates (TOU) | Residential Charitable | Residential Market Rate | MW of Load | 0 | 2029 | 2.026
ENS | Alternate Scenario | C&I Curtailment | C&I Curtailment-Turnkey-Manual HVAC Control | General | Miscellaneous | MW of Load | 1 | 2030 | 1.5065
ENS | Alternate Scenario | C&I Curtailment | C&I Curtailment-Turnkey-Manual HVAC Control | General | Offices | MW of Load | 1 | 2030 | 0.10353
ENS | Alternate Scenario | C&I Curtailment | C&I Curtailment-Turnkey-Manual HVAC Control | General | Retail Trade | MW of Load | 1 | 2030 | 0.34601
ENS | Alternate Scenario | C&I Curtailment | C&I Curtailment-Turnkey-Manual HVAC Control | General | Services | MW of Load | 1 | 2030 | 0.22372
ENS | Alternate Scenario | C&I Curtailment | C&I Curtailment-Turnkey-Auto-DR HVAC Control | General | Miscellaneous | MW of Load | 1 | 2030 | 0.11951
ENS | Alternate Scenario | C&I Curtailment | C&I Curtailment-Turnkey-Auto-DR HVAC Control | General | Offices | MW of Load | 1 | 2030 | 0.0082127
ENS | Alternate Scenario | C&I Curtailment | C&I Curtailment-Turnkey-Auto-DR HVAC Control | General | Retail Trade | MW of Load | 1 | 2030 | 0.027448
ENS | Alternate Scenario | C&I Curtailment | C&I Curtailment-Turnkey-Auto-DR HVAC Control | General | Services | MW of Load | 1 | 2030 | 0.017747
ENS | Alternate Scenario | C&I Curtailment | C&I Curtailment-Turnkey-Standard Lighting Control | General | Miscellaneous | MW of Load | 1 | 2030 | 0.6271
ENS | Alternate Scenario | C&I Curtailment | C&I Curtailment-Turnkey-Standard Lighting Control | General | Offices | MW of Load | 1 | 2030 | 0.01231
ENS | Alternate Scenario | C&I Curtailment | C&I Curtailment-Turnkey-Standard Lighting Control | General | Retail Trade | MW of Load | 1 | 2030 | 0.13785
ENS | Alternate Scenario | C&I Curtailment | C&I Curtailment-Turnkey-Standard Lighting Control | General | Services | MW of Load | 1 | 2030 | 0.089246
ENS | Alternate Scenario | C&I Curtailment | C&I Curtailment-Turnkey-Water Heating Control | General | Miscellaneous | MW of Load | 1 | 2030 | 0.042046
ENS | Alternate Scenario | C&I Curtailment | C&I Curtailment-Turnkey-Water Heating Control | General | Offices | MW of Load | 1 | 2030 | 0.0011164
ENS | Alternate Scenario | C&I Curtailment | C&I Curtailment-Turnkey-Water Heating Control | General | Retail Trade | MW of Load | 1 | 2030 | 0.022673
ENS | Alternate Scenario | C&I Curtailment | C&I Curtailment-Turnkey-Water Heating Control | General | Services | MW of Load | 1 | 2030 | 0.01464
ENS | Alternate Scenario | C&I Curtailment | C&I Curtailment-Turnkey-Other | General | Miscellaneous | MW of Load | 1 | 2030 | 0.73435
ENS | Alternate Scenario | C&I Curtailment | C&I Curtailment-Turnkey-Other | General | Offices | MW of Load | 1 | 2030 | 0.019972
ENS | Alternate Scenario | C&I Curtailment | C&I Curtailment-Turnkey-Other | General | Retail Trade | MW of Load | 1 | 2030 | 0.23293
ENS | Alternate Scenario | C&I Curtailment | C&I Curtailment-Turnkey-Other | General | Services | MW of Load | 1 | 2030 | 0.15055
ENS | Alternate Scenario | C&I Curtailment | C&I Curtailment-Turnkey-Manual HVAC Control | Large General | Miscellaneous | MW of Load | 1 | 2030 | 1.0416
ENS | Alternate Scenario | C&I Curtailment | C&I Curtailment-Turnkey-Manual HVAC Control | Large General | Retail Trade | MW of Load | 1 | 2030 | 0.043427
ENS | Alternate Scenario | C&I Curtailment | C&I Curtailment-Turnkey-Manual HVAC Control | Large General | Services | MW of Load | 1 | 2030 | 0.069543
ENS | Alternate Scenario | C&I Curtailment | C&I Curtailment-Turnkey-Auto-DR HVAC Control | Large General | Miscellaneous | MW of Load | 1 | 2030 | 0.082625
ENS | Alternate Scenario | C&I Curtailment | C&I Curtailment-Turnkey-Auto-DR HVAC Control | Large General | Retail Trade | MW of Load | 1 | 2030 | 0.003445
ENS | Alternate Scenario | C&I Curtailment | C&I Curtailment-Turnkey-Auto-DR HVAC Control | Large General | Services | MW of Load | 1 | 2030 | 0.0055167
ENS | Alternate Scenario | C&I Curtailment | C&I Curtailment-Turnkey-Standard Lighting Control | Large General | Miscellaneous | MW of Load | 1 | 2030 | 0.45026
ENS | Alternate Scenario | C&I Curtailment | C&I Curtailment-Turnkey-Standard Lighting Control | Large General | Retail Trade | MW of Load | 1 | 2030 | 0.017188
ENS | Alternate Scenario | C&I Curtailment | C&I Curtailment-Turnkey-Standard Lighting Control | Large General | Services | MW of Load | 1 | 2030 | 0.027525
ENS | Alternate Scenario | C&I Curtailment | C&I Curtailment-Turnkey-Water Heating Control | Large General | Miscellaneous | MW of Load | 1 | 2030 | 0.022865
ENS | Alternate Scenario | C&I Curtailment | C&I Curtailment-Turnkey-Water Heating Control | Large General | Retail Trade | MW of Load | 1 | 2030 | 0.0028646
ENS | Alternate Scenario | C&I Curtailment | C&I Curtailment-Turnkey-Water Heating Control | Large General | Services | MW of Load | 1 | 2030 | 0.0045874
ENS | Alternate Scenario | C&I Curtailment | C&I Curtailment-Turnkey-Other | Large General | Miscellaneous | MW of Load | 1 | 2030 | 0.48872
ENS | Alternate Scenario | C&I Curtailment | C&I Curtailment-Turnkey-Other | Large General | Retail Trade | MW of Load | 1 | 2030 | 0.02929
ENS | Alternate Scenario | C&I Curtailment | C&I Curtailment-Turnkey-Other | Large General | Services | MW of Load | 1 | 2030 | 0.046904
ENS | Alternate Scenario | C&I Curtailment | C&I Curtailment-Turnkey-Manual HVAC Control | Small Industrial | Miscellaneous | MW of Load | 1 | 2030 | 0.22153
ENS | Alternate Scenario | C&I Curtailment | C&I Curtailment-Turnkey-Manual HVAC Control | Small Industrial | Offices | MW of Load | 1 | 2030 | 0.0028388
ENS | Alternate Scenario | C&I Curtailment | C&I Curtailment-Turnkey-Manual HVAC Control | Small Industrial | Retail Trade | MW of Load | 1 | 2030 | 0.0093567
ENS | Alternate Scenario | C&I Curtailment | C&I Curtailment-Turnkey-Manual HVAC Control | Small Industrial | Services | MW of Load | 1 | 2030 | 0.002956
ENS | Alternate Scenario | C&I Curtailment | C&I Curtailment-Turnkey-Auto-DR HVAC Control | Small Industrial | Miscellaneous | MW of Load | 1 | 2030 | 0.017573
ENS | Alternate Scenario | C&I Curtailment | C&I Curtailment-Turnkey-Auto-DR HVAC Control | Small Industrial | Offices | MW of Load | 1 | 2030 | 0.0002252
ENS | Alternate Scenario | C&I Curtailment | C&I Curtailment-Turnkey-Auto-DR HVAC Control | Small Industrial | Retail Trade | MW of Load | 1 | 2030 | 0.00074225
ENS | Alternate Scenario | C&I Curtailment | C&I Curtailment-Turnkey-Auto-DR HVAC Control | Small Industrial | Services | MW of Load | 1 | 2030 | 0.00023449
ENS | Alternate Scenario | C&I Curtailment | C&I Curtailment-Turnkey-Standard Lighting Control | Small Industrial | Miscellaneous | MW of Load | 1 | 2030 | 0.068543
ENS | Alternate Scenario | C&I Curtailment | C&I Curtailment-Turnkey-Standard Lighting Control | Small Industrial | Offices | MW of Load | 1 | 2030 | 0.00037008
ENS | Alternate Scenario | C&I Curtailment | C&I Curtailment-Turnkey-Standard Lighting Control | Small Industrial | Retail Trade | MW of Load | 1 | 2030 | 0.0040493
ENS | Alternate Scenario | C&I Curtailment | C&I Curtailment-Turnkey-Standard Lighting Control | Small Industrial | Services | MW of Load | 1 | 2030 | 0.0012793
ENS | Alternate Scenario | C&I Curtailment | C&I Curtailment-Turnkey-Water Heating Control | Small Industrial | Miscellaneous | MW of Load | 1 | 2030 | 0.005787
ENS | Alternate Scenario | C&I Curtailment | C&I Curtailment-Turnkey-Water Heating Control | Small Industrial | Offices | MW of Load | 1 | 2030 | 2.9333e-05
ENS | Alternate Scenario | C&I Curtailment | C&I Curtailment-Turnkey-Water Heating Control | Small Industrial | Retail Trade | MW of Load | 1 | 2030 | 0.00055896
ENS | Alternate Scenario | C&I Curtailment | C&I Curtailment-Turnkey-Water Heating Control | Small Industrial | Services | MW of Load | 1 | 2030 | 0.00017659
ENS | Alternate Scenario | C&I Curtailment | C&I Curtailment-Turnkey-Other | Small Industrial | Miscellaneous | MW of Load | 1 | 2030 | 0.088746
ENS | Alternate Scenario | C&I Curtailment | C&I Curtailment-Turnkey-Other | Small Industrial | Offices | MW of Load | 1 | 2030 | 0.00055378
ENS | Alternate Scenario | C&I Curtailment | C&I Curtailment-Turnkey-Other | Small Industrial | Retail Trade | MW of Load | 1 | 2030 | 0.0061399
ENS | Alternate Scenario | C&I Curtailment | C&I Curtailment-Turnkey-Other | Small Industrial | Services | MW of Load | 1 | 2030 | 0.0019397
ENS | Alternate Scenario | C&I Curtailment | C&I Curtailment-Turnkey-Industrial | Small Industrial | Manufacturing | MW of Load | 1 | 2030 | 0.021095
ENS | Alternate Scenario | C&I Curtailment | C&I Curtailment-Turnkey-Manual HVAC Control | Medium Industrial | Miscellaneous | MW of Load | 1 | 2030 | 3.5247
ENS | Alternate Scenario | C&I Curtailment | C&I Curtailment-Turnkey-Manual HVAC Control | Medium Industrial | Offices | MW of Load | 1 | 2030 | 0.056858
ENS | Alternate Scenario | C&I Curtailment | C&I Curtailment-Turnkey-Manual HVAC Control | Medium Industrial | Retail Trade | MW of Load | 1 | 2030 | 0.77886
ENS | Alternate Scenario | C&I Curtailment | C&I Curtailment-Turnkey-Manual HVAC Control | Medium Industrial | Services | MW of Load | 1 | 2030 | 0.035864
ENS | Alternate Scenario | C&I Curtailment | C&I Curtailment-Turnkey-Auto-DR HVAC Control | Medium Industrial | Miscellaneous | MW of Load | 1 | 2030 | 0.27961
ENS | Alternate Scenario | C&I Curtailment | C&I Curtailment-Turnkey-Auto-DR HVAC Control | Medium Industrial | Offices | MW of Load | 1 | 2030 | 0.0045104
ENS | Alternate Scenario | C&I Curtailment | C&I Curtailment-Turnkey-Auto-DR HVAC Control | Medium Industrial | Retail Trade | MW of Load | 1 | 2030 | 0.061785
ENS | Alternate Scenario | C&I Curtailment | C&I Curtailment-Turnkey-Auto-DR HVAC Control | Medium Industrial | Services | MW of Load | 1 | 2030 | 0.002845
ENS | Alternate Scenario | C&I Curtailment | C&I Curtailment-Turnkey-Standard Lighting Control | Medium Industrial | Miscellaneous | MW of Load | 1 | 2030 | 1.0906
ENS | Alternate Scenario | C&I Curtailment | C&I Curtailment-Turnkey-Standard Lighting Control | Medium Industrial | Offices | MW of Load | 1 | 2030 | 0.0074122
ENS | Alternate Scenario | C&I Curtailment | C&I Curtailment-Turnkey-Standard Lighting Control | Medium Industrial | Retail Trade | MW of Load | 1 | 2030 | 0.33707
ENS | Alternate Scenario | C&I Curtailment | C&I Curtailment-Turnkey-Standard Lighting Control | Medium Industrial | Services | MW of Load | 1 | 2030 | 0.015521
ENS | Alternate Scenario | C&I Curtailment | C&I Curtailment-Turnkey-Water Heating Control | Medium Industrial | Miscellaneous | MW of Load | 1 | 2030 | 0.092077
ENS | Alternate Scenario | C&I Curtailment | C&I Curtailment-Turnkey-Water Heating Control | Medium Industrial | Offices | MW of Load | 1 | 2030 | 0.0005875
ENS | Alternate Scenario | C&I Curtailment | C&I Curtailment-Turnkey-Water Heating Control | Medium Industrial | Retail Trade | MW of Load | 1 | 2030 | 0.046528
ENS | Alternate Scenario | C&I Curtailment | C&I Curtailment-Turnkey-Water Heating Control | Medium Industrial | Services | MW of Load | 1 | 2030 | 0.0021425
ENS | Alternate Scenario | C&I Curtailment | C&I Curtailment-Turnkey-Other | Medium Industrial | Miscellaneous | MW of Load | 1 | 2030 | 1.412
ENS | Alternate Scenario | C&I Curtailment | C&I Curtailment-Turnkey-Other | Medium Industrial | Offices | MW of Load | 1 | 2030 | 0.011092
ENS | Alternate Scenario | C&I Curtailment | C&I Curtailment-Turnkey-Other | Medium Industrial | Retail Trade | MW of Load | 1 | 2030 | 0.51109
ENS | Alternate Scenario | C&I Curtailment | C&I Curtailment-Turnkey-Other | Medium Industrial | Services | MW of Load | 1 | 2030 | 0.023534
ENS | Alternate Scenario | C&I Curtailment | C&I Curtailment-Turnkey-Manual HVAC Control | Large Industrial | Miscellaneous | MW of Load | 1 | 2030 | 0.074868
ENS | Alternate Scenario | C&I Curtailment | C&I Curtailment-Turnkey-Auto-DR HVAC Control | Large Industrial | Miscellaneous | MW of Load | 1 | 2030 | 0.0059391
ENS | Alternate Scenario | C&I Curtailment | C&I Curtailment-Turnkey-Standard Lighting Control | Large Industrial | Miscellaneous | MW of Load | 1 | 2030 | 0.032365
ENS | Alternate Scenario | C&I Curtailment | C&I Curtailment-Turnkey-Water Heating Control | Large Industrial | Miscellaneous | MW of Load | 1 | 2030 | 0.0016436
ENS | Alternate Scenario | C&I Curtailment | C&I Curtailment-Turnkey-Other | Large Industrial | Miscellaneous | MW of Load | 1 | 2030 | 0.035129
ENS | Alternate Scenario | C&I Curtailment | C&I Curtailment-Turnkey-Industrial | Large Industrial | Manufacturing | MW of Load | 1 | 2030 | 0.0068561
ENS | Alternate Scenario | C&I Loadshift to BUGs | C&I Loadshift to BUGs | Large General | Miscellaneous | MW of Load | 1 | 2030 | 2.5905
ENS | Alternate Scenario | C&I Loadshift to BUGs | C&I Loadshift to BUGs | Small Industrial | Miscellaneous | MW of Load | 1 | 2030 | 0.91264
ENS | Alternate Scenario | C&I Loadshift to BUGs | C&I Loadshift to BUGs | Medium Industrial | Manufacturing | MW of Load | 1 | 2030 | 0.52833
ENS | Alternate Scenario | C&I Loadshift to BUGs | C&I Loadshift to BUGs | Medium Industrial | Miscellaneous | MW of Load | 1 | 2030 | 2.293
ENS | Alternate Scenario | Dynamic Pricing | Dynamic Pricing with enabling tech. | Small General | Manufacturing | MW of Load | 1 | 2030 | 0.0069541
ENS | Alternate Scenario | Dynamic Pricing | Dynamic Pricing with enabling tech. | Residential Charitable | Residential LI | MW of Load | 1 | 2030 | 1.8392
ENS | Alternate Scenario | Dynamic Pricing | Dynamic Pricing with enabling tech. | Residential Charitable | Residential Market Rate | MW of Load | 1 | 2030 | 10.5046
ENS | Alternate Scenario | Dynamic Pricing | Dynamic Pricing w/o enabling tech. | Residential Charitable | Residential LI | MW of Load | 1 | 2030 | 0.64917
ENS | Alternate Scenario | Dynamic Pricing | Dynamic Pricing w/o enabling tech. | Residential Charitable | Residential Market Rate | MW of Load | 1 | 2030 | 3.7077
ENS | Alternate Scenario | Behavioral DR | Behavioral DR | Residential Charitable | Residential LI | MW of Load | 1 | 2030 | 0.35328
ENS | Alternate Scenario | Behavioral DR | Behavioral DR | Residential Charitable | Residential Market Rate | MW of Load | 1 | 2030 | 2.0177
ENS | Alternate Scenario | Time-of-Use Rates (TOU) | Time-of-Use Rates (TOU) | Residential Charitable | Residential LI | MW of Load | 0 | 2030 | 0.35205
ENS | Alternate Scenario | Time-of-Use Rates (TOU) | Time-of-Use Rates (TOU) | Residential Charitable | Residential Market Rate | MW of Load | 0 | 2030 | 2.0107
ENS | Alternate Scenario | C&I Curtailment | C&I Curtailment-Turnkey-Manual HVAC Control | General | Miscellaneous | MW of Load | 1 | 2031 | 1.6785
ENS | Alternate Scenario | C&I Curtailment | C&I Curtailment-Turnkey-Manual HVAC Control | General | Offices | MW of Load | 1 | 2031 | 0.11535
ENS | Alternate Scenario | C&I Curtailment | C&I Curtailment-Turnkey-Manual HVAC Control | General | Retail Trade | MW of Load | 1 | 2031 | 0.38551
ENS | Alternate Scenario | C&I Curtailment | C&I Curtailment-Turnkey-Manual HVAC Control | General | Services | MW of Load | 1 | 2031 | 0.24925
ENS | Alternate Scenario | C&I Curtailment | C&I Curtailment-Turnkey-Auto-DR HVAC Control | General | Miscellaneous | MW of Load | 1 | 2031 | 0.16644
ENS | Alternate Scenario | C&I Curtailment | C&I Curtailment-Turnkey-Auto-DR HVAC Control | General | Offices | MW of Load | 1 | 2031 | 0.011438
ENS | Alternate Scenario | C&I Curtailment | C&I Curtailment-Turnkey-Auto-DR HVAC Control | General | Retail Trade | MW of Load | 1 | 2031 | 0.038227
ENS | Alternate Scenario | C&I Curtailment | C&I Curtailment-Turnkey-Auto-DR HVAC Control | General | Services | MW of Load | 1 | 2031 | 0.024716
ENS | Alternate Scenario | C&I Curtailment | C&I Curtailment-Turnkey-Standard Lighting Control | General | Miscellaneous | MW of Load | 1 | 2031 | 0.69868
ENS | Alternate Scenario | C&I Curtailment | C&I Curtailment-Turnkey-Standard Lighting Control | General | Offices | MW of Load | 1 | 2031 | 0.013716
ENS | Alternate Scenario | C&I Curtailment | C&I Curtailment-Turnkey-Standard Lighting Control | General | Retail Trade | MW of Load | 1 | 2031 | 0.15359
ENS | Alternate Scenario | C&I Curtailment | C&I Curtailment-Turnkey-Standard Lighting Control | General | Services | MW of Load | 1 | 2031 | 0.099433
ENS | Alternate Scenario | C&I Curtailment | C&I Curtailment-Turnkey-Water Heating Control | General | Miscellaneous | MW of Load | 1 | 2031 | 0.046846
ENS | Alternate Scenario | C&I Curtailment | C&I Curtailment-Turnkey-Water Heating Control | General | Offices | MW of Load | 1 | 2031 | 0.0012439
ENS | Alternate Scenario | C&I Curtailment | C&I Curtailment-Turnkey-Water Heating Control | General | Retail Trade | MW of Load | 1 | 2031 | 0.025261
ENS | Alternate Scenario | C&I Curtailment | C&I Curtailment-Turnkey-Water Heating Control | General | Services | MW of Load | 1 | 2031 | 0.016311
ENS | Alternate Scenario | C&I Curtailment | C&I Curtailment-Turnkey-Other | General | Miscellaneous | MW of Load | 1 | 2031 | 0.81817
ENS | Alternate Scenario | C&I Curtailment | C&I Curtailment-Turnkey-Other | General | Offices | MW of Load | 1 | 2031 | 0.022252
ENS | Alternate Scenario | C&I Curtailment | C&I Curtailment-Turnkey-Other | General | Retail Trade | MW of Load | 1 | 2031 | 0.25952
ENS | Alternate Scenario | C&I Curtailment | C&I Curtailment-Turnkey-Other | General | Services | MW of Load | 1 | 2031 | 0.16773
ENS | Alternate Scenario | C&I Curtailment | C&I Curtailment-Turnkey-Manual HVAC Control | Large General | Miscellaneous | MW of Load | 1 | 2031 | 1.1604
ENS | Alternate Scenario | C&I Curtailment | C&I Curtailment-Turnkey-Manual HVAC Control | Large General | Retail Trade | MW of Load | 1 | 2031 | 0.048381
ENS | Alternate Scenario | C&I Curtailment | C&I Curtailment-Turnkey-Manual HVAC Control | Large General | Services | MW of Load | 1 | 2031 | 0.077476
ENS | Alternate Scenario | C&I Curtailment | C&I Curtailment-Turnkey-Auto-DR HVAC Control | Large General | Miscellaneous | MW of Load | 1 | 2031 | 0.11506
ENS | Alternate Scenario | C&I Curtailment | C&I Curtailment-Turnkey-Auto-DR HVAC Control | Large General | Retail Trade | MW of Load | 1 | 2031 | 0.0047975
ENS | Alternate Scenario | C&I Curtailment | C&I Curtailment-Turnkey-Auto-DR HVAC Control | Large General | Services | MW of Load | 1 | 2031 | 0.0076826
ENS | Alternate Scenario | C&I Curtailment | C&I Curtailment-Turnkey-Standard Lighting Control | Large General | Miscellaneous | MW of Load | 1 | 2031 | 0.50162
ENS | Alternate Scenario | C&I Curtailment | C&I Curtailment-Turnkey-Standard Lighting Control | Large General | Retail Trade | MW of Load | 1 | 2031 | 0.019149
ENS | Alternate Scenario | C&I Curtailment | C&I Curtailment-Turnkey-Standard Lighting Control | Large General | Services | MW of Load | 1 | 2031 | 0.030665
ENS | Alternate Scenario | C&I Curtailment | C&I Curtailment-Turnkey-Water Heating Control | Large General | Miscellaneous | MW of Load | 1 | 2031 | 0.025474
ENS | Alternate Scenario | C&I Curtailment | C&I Curtailment-Turnkey-Water Heating Control | Large General | Retail Trade | MW of Load | 1 | 2031 | 0.0031914
ENS | Alternate Scenario | C&I Curtailment | C&I Curtailment-Turnkey-Water Heating Control | Large General | Services | MW of Load | 1 | 2031 | 0.0051107
ENS | Alternate Scenario | C&I Curtailment | C&I Curtailment-Turnkey-Other | Large General | Miscellaneous | MW of Load | 1 | 2031 | 0.54447
ENS | Alternate Scenario | C&I Curtailment | C&I Curtailment-Turnkey-Other | Large General | Retail Trade | MW of Load | 1 | 2031 | 0.032631
ENS | Alternate Scenario | C&I Curtailment | C&I Curtailment-Turnkey-Other | Large General | Services | MW of Load | 1 | 2031 | 0.052255
ENS | Alternate Scenario | C&I Curtailment | C&I Curtailment-Turnkey-Manual HVAC Control | Small Industrial | Miscellaneous | MW of Load | 1 | 2031 | 0.24667
ENS | Alternate Scenario | C&I Curtailment | C&I Curtailment-Turnkey-Manual HVAC Control | Small Industrial | Offices | MW of Load | 1 | 2031 | 0.003161
ENS | Alternate Scenario | C&I Curtailment | C&I Curtailment-Turnkey-Manual HVAC Control | Small Industrial | Retail Trade | MW of Load | 1 | 2031 | 0.010419
ENS | Alternate Scenario | C&I Curtailment | C&I Curtailment-Turnkey-Manual HVAC Control | Small Industrial | Services | MW of Load | 1 | 2031 | 0.0032915
ENS | Alternate Scenario | C&I Curtailment | C&I Curtailment-Turnkey-Auto-DR HVAC Control | Small Industrial | Miscellaneous | MW of Load | 1 | 2031 | 0.02446
ENS | Alternate Scenario | C&I Curtailment | C&I Curtailment-Turnkey-Auto-DR HVAC Control | Small Industrial | Offices | MW of Load | 1 | 2031 | 0.00031345
ENS | Alternate Scenario | C&I Curtailment | C&I Curtailment-Turnkey-Auto-DR HVAC Control | Small Industrial | Retail Trade | MW of Load | 1 | 2031 | 0.0010331
ENS | Alternate Scenario | C&I Curtailment | C&I Curtailment-Turnkey-Auto-DR HVAC Control | Small Industrial | Services | MW of Load | 1 | 2031 | 0.00032639
ENS | Alternate Scenario | C&I Curtailment | C&I Curtailment-Turnkey-Standard Lighting Control | Small Industrial | Miscellaneous | MW of Load | 1 | 2031 | 0.076323
ENS | Alternate Scenario | C&I Curtailment | C&I Curtailment-Turnkey-Standard Lighting Control | Small Industrial | Offices | MW of Load | 1 | 2031 | 0.00041208
ENS | Alternate Scenario | C&I Curtailment | C&I Curtailment-Turnkey-Standard Lighting Control | Small Industrial | Retail Trade | MW of Load | 1 | 2031 | 0.0045089
ENS | Alternate Scenario | C&I Curtailment | C&I Curtailment-Turnkey-Standard Lighting Control | Small Industrial | Services | MW of Load | 1 | 2031 | 0.0014245
ENS | Alternate Scenario | C&I Curtailment | C&I Curtailment-Turnkey-Water Heating Control | Small Industrial | Miscellaneous | MW of Load | 1 | 2031 | 0.0064438
ENS | Alternate Scenario | C&I Curtailment | C&I Curtailment-Turnkey-Water Heating Control | Small Industrial | Offices | MW of Load | 1 | 2031 | 3.2662e-05
ENS | Alternate Scenario | C&I Curtailment | C&I Curtailment-Turnkey-Water Heating Control | Small Industrial | Retail Trade | MW of Load | 1 | 2031 | 0.0006224
ENS | Alternate Scenario | C&I Curtailment | C&I Curtailment-Turnkey-Water Heating Control | Small Industrial | Services | MW of Load | 1 | 2031 | 0.00019663
ENS | Alternate Scenario | C&I Curtailment | C&I Curtailment-Turnkey-Other | Small Industrial | Miscellaneous | MW of Load | 1 | 2031 | 0.098819
ENS | Alternate Scenario | C&I Curtailment | C&I Curtailment-Turnkey-Other | Small Industrial | Offices | MW of Load | 1 | 2031 | 0.00061663
ENS | Alternate Scenario | C&I Curtailment | C&I Curtailment-Turnkey-Other | Small Industrial | Retail Trade | MW of Load | 1 | 2031 | 0.0068368
ENS | Alternate Scenario | C&I Curtailment | C&I Curtailment-Turnkey-Other | Small Industrial | Services | MW of Load | 1 | 2031 | 0.0021599
ENS | Alternate Scenario | C&I Curtailment | C&I Curtailment-Turnkey-Industrial | Small Industrial | Manufacturing | MW of Load | 1 | 2031 | 0.02349
ENS | Alternate Scenario | C&I Curtailment | C&I Curtailment-Turnkey-Manual HVAC Control | Medium Industrial | Miscellaneous | MW of Load | 1 | 2031 | 3.924
ENS | Alternate Scenario | C&I Curtailment | C&I Curtailment-Turnkey-Manual HVAC Control | Medium Industrial | Offices | MW of Load | 1 | 2031 | 0.063299
ENS | Alternate Scenario | C&I Curtailment | C&I Curtailment-Turnkey-Manual HVAC Control | Medium Industrial | Retail Trade | MW of Load | 1 | 2031 | 0.8671
ENS | Alternate Scenario | C&I Curtailment | C&I Curtailment-Turnkey-Manual HVAC Control | Medium Industrial | Services | MW of Load | 1 | 2031 | 0.039927
ENS | Alternate Scenario | C&I Curtailment | C&I Curtailment-Turnkey-Auto-DR HVAC Control | Medium Industrial | Miscellaneous | MW of Load | 1 | 2031 | 0.38911
ENS | Alternate Scenario | C&I Curtailment | C&I Curtailment-Turnkey-Auto-DR HVAC Control | Medium Industrial | Offices | MW of Load | 1 | 2031 | 0.0062768
ENS | Alternate Scenario | C&I Curtailment | C&I Curtailment-Turnkey-Auto-DR HVAC Control | Medium Industrial | Retail Trade | MW of Load | 1 | 2031 | 0.085982
ENS | Alternate Scenario | C&I Curtailment | C&I Curtailment-Turnkey-Auto-DR HVAC Control | Medium Industrial | Services | MW of Load | 1 | 2031 | 0.0039592
ENS | Alternate Scenario | C&I Curtailment | C&I Curtailment-Turnkey-Standard Lighting Control | Medium Industrial | Miscellaneous | MW of Load | 1 | 2031 | 1.2142
ENS | Alternate Scenario | C&I Curtailment | C&I Curtailment-Turnkey-Standard Lighting Control | Medium Industrial | Offices | MW of Load | 1 | 2031 | 0.008252
ENS | Alternate Scenario | C&I Curtailment | C&I Curtailment-Turnkey-Standard Lighting Control | Medium Industrial | Retail Trade | MW of Load | 1 | 2031 | 0.37526
ENS | Alternate Scenario | C&I Curtailment | C&I Curtailment-Turnkey-Standard Lighting Control | Medium Industrial | Services | MW of Load | 1 | 2031 | 0.017279
ENS | Alternate Scenario | C&I Curtailment | C&I Curtailment-Turnkey-Water Heating Control | Medium Industrial | Miscellaneous | MW of Load | 1 | 2031 | 0.10251
ENS | Alternate Scenario | C&I Curtailment | C&I Curtailment-Turnkey-Water Heating Control | Medium Industrial | Offices | MW of Load | 1 | 2031 | 0.00065406
ENS | Alternate Scenario | C&I Curtailment | C&I Curtailment-Turnkey-Water Heating Control | Medium Industrial | Retail Trade | MW of Load | 1 | 2031 | 0.051799
ENS | Alternate Scenario | C&I Curtailment | C&I Curtailment-Turnkey-Water Heating Control | Medium Industrial | Services | MW of Load | 1 | 2031 | 0.0023852
ENS | Alternate Scenario | C&I Curtailment | C&I Curtailment-Turnkey-Other | Medium Industrial | Miscellaneous | MW of Load | 1 | 2031 | 1.572
ENS | Alternate Scenario | C&I Curtailment | C&I Curtailment-Turnkey-Other | Medium Industrial | Offices | MW of Load | 1 | 2031 | 0.012348
ENS | Alternate Scenario | C&I Curtailment | C&I Curtailment-Turnkey-Other | Medium Industrial | Retail Trade | MW of Load | 1 | 2031 | 0.56899
ENS | Alternate Scenario | C&I Curtailment | C&I Curtailment-Turnkey-Other | Medium Industrial | Services | MW of Load | 1 | 2031 | 0.0262
ENS | Alternate Scenario | C&I Curtailment | C&I Curtailment-Turnkey-Manual HVAC Control | Large Industrial | Miscellaneous | MW of Load | 1 | 2031 | 0.083436
ENS | Alternate Scenario | C&I Curtailment | C&I Curtailment-Turnkey-Auto-DR HVAC Control | Large Industrial | Miscellaneous | MW of Load | 1 | 2031 | 0.0082735
ENS | Alternate Scenario | C&I Curtailment | C&I Curtailment-Turnkey-Standard Lighting Control | Large Industrial | Miscellaneous | MW of Load | 1 | 2031 | 0.036069
ENS | Alternate Scenario | C&I Curtailment | C&I Curtailment-Turnkey-Water Heating Control | Large Industrial | Miscellaneous | MW of Load | 1 | 2031 | 0.0018317
ENS | Alternate Scenario | C&I Curtailment | C&I Curtailment-Turnkey-Other | Large Industrial | Miscellaneous | MW of Load | 1 | 2031 | 0.039149
ENS | Alternate Scenario | C&I Curtailment | C&I Curtailment-Turnkey-Industrial | Large Industrial | Manufacturing | MW of Load | 1 | 2031 | 0.0076407
ENS | Alternate Scenario | C&I Loadshift to BUGs | C&I Loadshift to BUGs | Large General | Miscellaneous | MW of Load | 1 | 2031 | 2.5926
ENS | Alternate Scenario | C&I Loadshift to BUGs | C&I Loadshift to BUGs | Small Industrial | Miscellaneous | MW of Load | 1 | 2031 | 0.92275
ENS | Alternate Scenario | C&I Loadshift to BUGs | C&I Loadshift to BUGs | Medium Industrial | Manufacturing | MW of Load | 1 | 2031 | 0.53237
ENS | Alternate Scenario | C&I Loadshift to BUGs | C&I Loadshift to BUGs | Medium Industrial | Miscellaneous | MW of Load | 1 | 2031 | 2.3105
ENS | Alternate Scenario | Dynamic Pricing | Dynamic Pricing with enabling tech. | Small General | Manufacturing | MW of Load | 1 | 2031 | 0.0071302
ENS | Alternate Scenario | Dynamic Pricing | Dynamic Pricing with enabling tech. | Residential Charitable | Residential LI | MW of Load | 1 | 2031 | 3.0751
ENS | Alternate Scenario | Dynamic Pricing | Dynamic Pricing with enabling tech. | Residential Charitable | Residential Market Rate | MW of Load | 1 | 2031 | 17.5632
ENS | Alternate Scenario | Behavioral DR | Behavioral DR | Residential Charitable | Residential LI | MW of Load | 1 | 2031 | 0.36686
ENS | Alternate Scenario | Behavioral DR | Behavioral DR | Residential Charitable | Residential Market Rate | MW of Load | 1 | 2031 | 2.0953
ENS | Alternate Scenario | Time-of-Use Rates (TOU) | Time-of-Use Rates (TOU) | Residential Charitable | Residential LI | MW of Load | 0 | 2031 | 0.321
ENS | Alternate Scenario | Time-of-Use Rates (TOU) | Time-of-Use Rates (TOU) | Residential Charitable | Residential Market Rate | MW of Load | 0 | 2031 | 1.8334
ENS | Alternate Scenario | C&I Curtailment | C&I Curtailment-Turnkey-Manual HVAC Control | General | Miscellaneous | MW of Load | 1 | 2032 | 1.6903
ENS | Alternate Scenario | C&I Curtailment | C&I Curtailment-Turnkey-Manual HVAC Control | General | Offices | MW of Load | 1 | 2032 | 0.11616
ENS | Alternate Scenario | C&I Curtailment | C&I Curtailment-Turnkey-Manual HVAC Control | General | Retail Trade | MW of Load | 1 | 2032 | 0.38823
ENS | Alternate Scenario | C&I Curtailment | C&I Curtailment-Turnkey-Manual HVAC Control | General | Services | MW of Load | 1 | 2032 | 0.25102
ENS | Alternate Scenario | C&I Curtailment | C&I Curtailment-Turnkey-Auto-DR HVAC Control | General | Miscellaneous | MW of Load | 1 | 2032 | 0.20952
ENS | Alternate Scenario | C&I Curtailment | C&I Curtailment-Turnkey-Auto-DR HVAC Control | General | Offices | MW of Load | 1 | 2032 | 0.014398
ENS | Alternate Scenario | C&I Curtailment | C&I Curtailment-Turnkey-Auto-DR HVAC Control | General | Retail Trade | MW of Load | 1 | 2032 | 0.048121
ENS | Alternate Scenario | C&I Curtailment | C&I Curtailment-Turnkey-Auto-DR HVAC Control | General | Services | MW of Load | 1 | 2032 | 0.031114
ENS | Alternate Scenario | C&I Curtailment | C&I Curtailment-Turnkey-Standard Lighting Control | General | Miscellaneous | MW of Load | 1 | 2032 | 0.70362
ENS | Alternate Scenario | C&I Curtailment | C&I Curtailment-Turnkey-Standard Lighting Control | General | Offices | MW of Load | 1 | 2032 | 0.013813
ENS | Alternate Scenario | C&I Curtailment | C&I Curtailment-Turnkey-Standard Lighting Control | General | Retail Trade | MW of Load | 1 | 2032 | 0.15467
ENS | Alternate Scenario | C&I Curtailment | C&I Curtailment-Turnkey-Standard Lighting Control | General | Services | MW of Load | 1 | 2032 | 0.10014
ENS | Alternate Scenario | C&I Curtailment | C&I Curtailment-Turnkey-Water Heating Control | General | Miscellaneous | MW of Load | 1 | 2032 | 0.047177
ENS | Alternate Scenario | C&I Curtailment | C&I Curtailment-Turnkey-Water Heating Control | General | Offices | MW of Load | 1 | 2032 | 0.0012527
ENS | Alternate Scenario | C&I Curtailment | C&I Curtailment-Turnkey-Water Heating Control | General | Retail Trade | MW of Load | 1 | 2032 | 0.02544
ENS | Alternate Scenario | C&I Curtailment | C&I Curtailment-Turnkey-Water Heating Control | General | Services | MW of Load | 1 | 2032 | 0.016426
ENS | Alternate Scenario | C&I Curtailment | C&I Curtailment-Turnkey-Other | General | Miscellaneous | MW of Load | 1 | 2032 | 0.82395
ENS | Alternate Scenario | C&I Curtailment | C&I Curtailment-Turnkey-Other | General | Offices | MW of Load | 1 | 2032 | 0.022409
ENS | Alternate Scenario | C&I Curtailment | C&I Curtailment-Turnkey-Other | General | Retail Trade | MW of Load | 1 | 2032 | 0.26135
ENS | Alternate Scenario | C&I Curtailment | C&I Curtailment-Turnkey-Other | General | Services | MW of Load | 1 | 2032 | 0.16891
ENS | Alternate Scenario | C&I Curtailment | C&I Curtailment-Turnkey-Manual HVAC Control | Large General | Miscellaneous | MW of Load | 1 | 2032 | 1.156
ENS | Alternate Scenario | C&I Curtailment | C&I Curtailment-Turnkey-Manual HVAC Control | Large General | Retail Trade | MW of Load | 1 | 2032 | 0.048198
ENS | Alternate Scenario | C&I Curtailment | C&I Curtailment-Turnkey-Manual HVAC Control | Large General | Services | MW of Load | 1 | 2032 | 0.077183
ENS | Alternate Scenario | C&I Curtailment | C&I Curtailment-Turnkey-Auto-DR HVAC Control | Large General | Miscellaneous | MW of Load | 1 | 2032 | 0.14329
ENS | Alternate Scenario | C&I Curtailment | C&I Curtailment-Turnkey-Auto-DR HVAC Control | Large General | Retail Trade | MW of Load | 1 | 2032 | 0.0059741
ENS | Alternate Scenario | C&I Curtailment | C&I Curtailment-Turnkey-Auto-DR HVAC Control | Large General | Services | MW of Load | 1 | 2032 | 0.0095669
ENS | Alternate Scenario | C&I Curtailment | C&I Curtailment-Turnkey-Standard Lighting Control | Large General | Miscellaneous | MW of Load | 1 | 2032 | 0.49972
ENS | Alternate Scenario | C&I Curtailment | C&I Curtailment-Turnkey-Standard Lighting Control | Large General | Retail Trade | MW of Load | 1 | 2032 | 0.019076
ENS | Alternate Scenario | C&I Curtailment | C&I Curtailment-Turnkey-Standard Lighting Control | Large General | Services | MW of Load | 1 | 2032 | 0.030549
ENS | Alternate Scenario | C&I Curtailment | C&I Curtailment-Turnkey-Water Heating Control | Large General | Miscellaneous | MW of Load | 1 | 2032 | 0.025377
ENS | Alternate Scenario | C&I Curtailment | C&I Curtailment-Turnkey-Water Heating Control | Large General | Retail Trade | MW of Load | 1 | 2032 | 0.0031794
ENS | Alternate Scenario | C&I Curtailment | C&I Curtailment-Turnkey-Water Heating Control | Large General | Services | MW of Load | 1 | 2032 | 0.0050914
ENS | Alternate Scenario | C&I Curtailment | C&I Curtailment-Turnkey-Other | Large General | Miscellaneous | MW of Load | 1 | 2032 | 0.54241
ENS | Alternate Scenario | C&I Curtailment | C&I Curtailment-Turnkey-Other | Large General | Retail Trade | MW of Load | 1 | 2032 | 0.032508
ENS | Alternate Scenario | C&I Curtailment | C&I Curtailment-Turnkey-Other | Large General | Services | MW of Load | 1 | 2032 | 0.052057
ENS | Alternate Scenario | C&I Curtailment | C&I Curtailment-Turnkey-Manual HVAC Control | Small Industrial | Miscellaneous | MW of Load | 1 | 2032 | 0.24823
ENS | Alternate Scenario | C&I Curtailment | C&I Curtailment-Turnkey-Manual HVAC Control | Small Industrial | Offices | MW of Load | 1 | 2032 | 0.003181
ENS | Alternate Scenario | C&I Curtailment | C&I Curtailment-Turnkey-Manual HVAC Control | Small Industrial | Retail Trade | MW of Load | 1 | 2032 | 0.010485
ENS | Alternate Scenario | C&I Curtailment | C&I Curtailment-Turnkey-Manual HVAC Control | Small Industrial | Services | MW of Load | 1 | 2032 | 0.0033124
ENS | Alternate Scenario | C&I Curtailment | C&I Curtailment-Turnkey-Auto-DR HVAC Control | Small Industrial | Miscellaneous | MW of Load | 1 | 2032 | 0.030768
ENS | Alternate Scenario | C&I Curtailment | C&I Curtailment-Turnkey-Auto-DR HVAC Control | Small Industrial | Offices | MW of Load | 1 | 2032 | 0.00039429
ENS | Alternate Scenario | C&I Curtailment | C&I Curtailment-Turnkey-Auto-DR HVAC Control | Small Industrial | Retail Trade | MW of Load | 1 | 2032 | 0.0012996
ENS | Alternate Scenario | C&I Curtailment | C&I Curtailment-Turnkey-Auto-DR HVAC Control | Small Industrial | Services | MW of Load | 1 | 2032 | 0.00041057
ENS | Alternate Scenario | C&I Curtailment | C&I Curtailment-Turnkey-Standard Lighting Control | Small Industrial | Miscellaneous | MW of Load | 1 | 2032 | 0.076806
ENS | Alternate Scenario | C&I Curtailment | C&I Curtailment-Turnkey-Standard Lighting Control | Small Industrial | Offices | MW of Load | 1 | 2032 | 0.00041469
ENS | Alternate Scenario | C&I Curtailment | C&I Curtailment-Turnkey-Standard Lighting Control | Small Industrial | Retail Trade | MW of Load | 1 | 2032 | 0.0045375
ENS | Alternate Scenario | C&I Curtailment | C&I Curtailment-Turnkey-Standard Lighting Control | Small Industrial | Services | MW of Load | 1 | 2032 | 0.0014335
ENS | Alternate Scenario | C&I Curtailment | C&I Curtailment-Turnkey-Water Heating Control | Small Industrial | Miscellaneous | MW of Load | 1 | 2032 | 0.0064846
ENS | Alternate Scenario | C&I Curtailment | C&I Curtailment-Turnkey-Water Heating Control | Small Industrial | Offices | MW of Load | 1 | 2032 | 3.2869e-05
ENS | Alternate Scenario | C&I Curtailment | C&I Curtailment-Turnkey-Water Heating Control | Small Industrial | Retail Trade | MW of Load | 1 | 2032 | 0.00062634
ENS | Alternate Scenario | C&I Curtailment | C&I Curtailment-Turnkey-Water Heating Control | Small Industrial | Services | MW of Load | 1 | 2032 | 0.00019788
ENS | Alternate Scenario | C&I Curtailment | C&I Curtailment-Turnkey-Other | Small Industrial | Miscellaneous | MW of Load | 1 | 2032 | 0.099445
ENS | Alternate Scenario | C&I Curtailment | C&I Curtailment-Turnkey-Other | Small Industrial | Offices | MW of Load | 1 | 2032 | 0.00062054
ENS | Alternate Scenario | C&I Curtailment | C&I Curtailment-Turnkey-Other | Small Industrial | Retail Trade | MW of Load | 1 | 2032 | 0.00688
ENS | Alternate Scenario | C&I Curtailment | C&I Curtailment-Turnkey-Other | Small Industrial | Services | MW of Load | 1 | 2032 | 0.0021736
ENS | Alternate Scenario | C&I Curtailment | C&I Curtailment-Turnkey-Industrial | Small Industrial | Manufacturing | MW of Load | 1 | 2032 | 0.023638
ENS | Alternate Scenario | C&I Curtailment | C&I Curtailment-Turnkey-Manual HVAC Control | Medium Industrial | Miscellaneous | MW of Load | 1 | 2032 | 3.9363
ENS | Alternate Scenario | C&I Curtailment | C&I Curtailment-Turnkey-Manual HVAC Control | Medium Industrial | Offices | MW of Load | 1 | 2032 | 0.063497
ENS | Alternate Scenario | C&I Curtailment | C&I Curtailment-Turnkey-Manual HVAC Control | Medium Industrial | Retail Trade | MW of Load | 1 | 2032 | 0.86981
ENS | Alternate Scenario | C&I Curtailment | C&I Curtailment-Turnkey-Manual HVAC Control | Medium Industrial | Services | MW of Load | 1 | 2032 | 0.040052
ENS | Alternate Scenario | C&I Curtailment | C&I Curtailment-Turnkey-Auto-DR HVAC Control | Medium Industrial | Miscellaneous | MW of Load | 1 | 2032 | 0.48791
ENS | Alternate Scenario | C&I Curtailment | C&I Curtailment-Turnkey-Auto-DR HVAC Control | Medium Industrial | Offices | MW of Load | 1 | 2032 | 0.0078705
ENS | Alternate Scenario | C&I Curtailment | C&I Curtailment-Turnkey-Auto-DR HVAC Control | Medium Industrial | Retail Trade | MW of Load | 1 | 2032 | 0.10781
ENS | Alternate Scenario | C&I Curtailment | C&I Curtailment-Turnkey-Auto-DR HVAC Control | Medium Industrial | Services | MW of Load | 1 | 2032 | 0.0049645
ENS | Alternate Scenario | C&I Curtailment | C&I Curtailment-Turnkey-Standard Lighting Control | Medium Industrial | Miscellaneous | MW of Load | 1 | 2032 | 1.218
ENS | Alternate Scenario | C&I Curtailment | C&I Curtailment-Turnkey-Standard Lighting Control | Medium Industrial | Offices | MW of Load | 1 | 2032 | 0.0082778
ENS | Alternate Scenario | C&I Curtailment | C&I Curtailment-Turnkey-Standard Lighting Control | Medium Industrial | Retail Trade | MW of Load | 1 | 2032 | 0.37643
ENS | Alternate Scenario | C&I Curtailment | C&I Curtailment-Turnkey-Standard Lighting Control | Medium Industrial | Services | MW of Load | 1 | 2032 | 0.017333
ENS | Alternate Scenario | C&I Curtailment | C&I Curtailment-Turnkey-Water Heating Control | Medium Industrial | Miscellaneous | MW of Load | 1 | 2032 | 0.10283
ENS | Alternate Scenario | C&I Curtailment | C&I Curtailment-Turnkey-Water Heating Control | Medium Industrial | Offices | MW of Load | 1 | 2032 | 0.00065611
ENS | Alternate Scenario | C&I Curtailment | C&I Curtailment-Turnkey-Water Heating Control | Medium Industrial | Retail Trade | MW of Load | 1 | 2032 | 0.051961
ENS | Alternate Scenario | C&I Curtailment | C&I Curtailment-Turnkey-Water Heating Control | Medium Industrial | Services | MW of Load | 1 | 2032 | 0.0023927
ENS | Alternate Scenario | C&I Curtailment | C&I Curtailment-Turnkey-Other | Medium Industrial | Miscellaneous | MW of Load | 1 | 2032 | 1.5769
ENS | Alternate Scenario | C&I Curtailment | C&I Curtailment-Turnkey-Other | Medium Industrial | Offices | MW of Load | 1 | 2032 | 0.012387
ENS | Alternate Scenario | C&I Curtailment | C&I Curtailment-Turnkey-Other | Medium Industrial | Retail Trade | MW of Load | 1 | 2032 | 0.57077
ENS | Alternate Scenario | C&I Curtailment | C&I Curtailment-Turnkey-Other | Medium Industrial | Services | MW of Load | 1 | 2032 | 0.026282
ENS | Alternate Scenario | C&I Curtailment | C&I Curtailment-Turnkey-Manual HVAC Control | Large Industrial | Miscellaneous | MW of Load | 1 | 2032 | 0.083066
ENS | Alternate Scenario | C&I Curtailment | C&I Curtailment-Turnkey-Auto-DR HVAC Control | Large Industrial | Miscellaneous | MW of Load | 1 | 2032 | 0.010296
ENS | Alternate Scenario | C&I Curtailment | C&I Curtailment-Turnkey-Standard Lighting Control | Large Industrial | Miscellaneous | MW of Load | 1 | 2032 | 0.035909
ENS | Alternate Scenario | C&I Curtailment | C&I Curtailment-Turnkey-Water Heating Control | Large Industrial | Miscellaneous | MW of Load | 1 | 2032 | 0.0018235
ENS | Alternate Scenario | C&I Curtailment | C&I Curtailment-Turnkey-Other | Large Industrial | Miscellaneous | MW of Load | 1 | 2032 | 0.038976
ENS | Alternate Scenario | C&I Curtailment | C&I Curtailment-Turnkey-Industrial | Large Industrial | Manufacturing | MW of Load | 1 | 2032 | 0.0076068
ENS | Alternate Scenario | C&I Loadshift to BUGs | C&I Loadshift to BUGs | Large General | Miscellaneous | MW of Load | 1 | 2032 | 2.5828
ENS | Alternate Scenario | C&I Loadshift to BUGs | C&I Loadshift to BUGs | Small Industrial | Miscellaneous | MW of Load | 1 | 2032 | 0.92859
ENS | Alternate Scenario | C&I Loadshift to BUGs | C&I Loadshift to BUGs | Medium Industrial | Manufacturing | MW of Load | 1 | 2032 | 0.53403
ENS | Alternate Scenario | C&I Loadshift to BUGs | C&I Loadshift to BUGs | Medium Industrial | Miscellaneous | MW of Load | 1 | 2032 | 2.3177
ENS | Alternate Scenario | Dynamic Pricing | Dynamic Pricing with enabling tech. | Small General | Manufacturing | MW of Load | 1 | 2032 | 0.0073237
ENS | Alternate Scenario | Dynamic Pricing | Dynamic Pricing with enabling tech. | Residential Charitable | Residential LI | MW of Load | 1 | 2032 | 3.0826
ENS | Alternate Scenario | Dynamic Pricing | Dynamic Pricing with enabling tech. | Residential Charitable | Residential Market Rate | MW of Load | 1 | 2032 | 17.606
ENS | Alternate Scenario | Behavioral DR | Behavioral DR | Residential Charitable | Residential LI | MW of Load | 1 | 2032 | 0.36775
ENS | Alternate Scenario | Behavioral DR | Behavioral DR | Residential Charitable | Residential Market Rate | MW of Load | 1 | 2032 | 2.1004
ENS | Alternate Scenario | Time-of-Use Rates (TOU) | Time-of-Use Rates (TOU) | Residential Charitable | Residential LI | MW of Load | 0 | 2032 | 0.32178
ENS | Alternate Scenario | Time-of-Use Rates (TOU) | Time-of-Use Rates (TOU) | Residential Charitable | Residential Market Rate | MW of Load | 0 | 2032 | 1.8378
ENS | Alternate Scenario | C&I Curtailment | C&I Curtailment-Turnkey-Manual HVAC Control | General | Miscellaneous | MW of Load | 1 | 2033 | 1.6903
ENS | Alternate Scenario | C&I Curtailment | C&I Curtailment-Turnkey-Manual HVAC Control | General | Offices | MW of Load | 1 | 2033 | 0.11616
ENS | Alternate Scenario | C&I Curtailment | C&I Curtailment-Turnkey-Manual HVAC Control | General | Retail Trade | MW of Load | 1 | 2033 | 0.38823
ENS | Alternate Scenario | C&I Curtailment | C&I Curtailment-Turnkey-Manual HVAC Control | General | Services | MW of Load | 1 | 2033 | 0.25102
ENS | Alternate Scenario | C&I Curtailment | C&I Curtailment-Turnkey-Auto-DR HVAC Control | General | Miscellaneous | MW of Load | 1 | 2033 | 0.26189
ENS | Alternate Scenario | C&I Curtailment | C&I Curtailment-Turnkey-Auto-DR HVAC Control | General | Offices | MW of Load | 1 | 2033 | 0.017998
ENS | Alternate Scenario | C&I Curtailment | C&I Curtailment-Turnkey-Auto-DR HVAC Control | General | Retail Trade | MW of Load | 1 | 2033 | 0.060152
ENS | Alternate Scenario | C&I Curtailment | C&I Curtailment-Turnkey-Auto-DR HVAC Control | General | Services | MW of Load | 1 | 2033 | 0.038892
ENS | Alternate Scenario | C&I Curtailment | C&I Curtailment-Turnkey-Standard Lighting Control | General | Miscellaneous | MW of Load | 1 | 2033 | 0.70362
ENS | Alternate Scenario | C&I Curtailment | C&I Curtailment-Turnkey-Standard Lighting Control | General | Offices | MW of Load | 1 | 2033 | 0.013813
ENS | Alternate Scenario | C&I Curtailment | C&I Curtailment-Turnkey-Standard Lighting Control | General | Retail Trade | MW of Load | 1 | 2033 | 0.15467
ENS | Alternate Scenario | C&I Curtailment | C&I Curtailment-Turnkey-Standard Lighting Control | General | Services | MW of Load | 1 | 2033 | 0.10014
ENS | Alternate Scenario | C&I Curtailment | C&I Curtailment-Turnkey-Water Heating Control | General | Miscellaneous | MW of Load | 1 | 2033 | 0.047177
ENS | Alternate Scenario | C&I Curtailment | C&I Curtailment-Turnkey-Water Heating Control | General | Offices | MW of Load | 1 | 2033 | 0.0012527
ENS | Alternate Scenario | C&I Curtailment | C&I Curtailment-Turnkey-Water Heating Control | General | Retail Trade | MW of Load | 1 | 2033 | 0.02544
ENS | Alternate Scenario | C&I Curtailment | C&I Curtailment-Turnkey-Water Heating Control | General | Services | MW of Load | 1 | 2033 | 0.016426
ENS | Alternate Scenario | C&I Curtailment | C&I Curtailment-Turnkey-Other | General | Miscellaneous | MW of Load | 1 | 2033 | 0.82395
ENS | Alternate Scenario | C&I Curtailment | C&I Curtailment-Turnkey-Other | General | Offices | MW of Load | 1 | 2033 | 0.022409
ENS | Alternate Scenario | C&I Curtailment | C&I Curtailment-Turnkey-Other | General | Retail Trade | MW of Load | 1 | 2033 | 0.26135
ENS | Alternate Scenario | C&I Curtailment | C&I Curtailment-Turnkey-Other | General | Services | MW of Load | 1 | 2033 | 0.16891
ENS | Alternate Scenario | C&I Curtailment | C&I Curtailment-Turnkey-Manual HVAC Control | Large General | Miscellaneous | MW of Load | 1 | 2033 | 1.156
ENS | Alternate Scenario | C&I Curtailment | C&I Curtailment-Turnkey-Manual HVAC Control | Large General | Retail Trade | MW of Load | 1 | 2033 | 0.048198
ENS | Alternate Scenario | C&I Curtailment | C&I Curtailment-Turnkey-Manual HVAC Control | Large General | Services | MW of Load | 1 | 2033 | 0.077183
ENS | Alternate Scenario | C&I Curtailment | C&I Curtailment-Turnkey-Auto-DR HVAC Control | Large General | Miscellaneous | MW of Load | 1 | 2033 | 0.17911
ENS | Alternate Scenario | C&I Curtailment | C&I Curtailment-Turnkey-Auto-DR HVAC Control | Large General | Retail Trade | MW of Load | 1 | 2033 | 0.0074676
ENS | Alternate Scenario | C&I Curtailment | C&I Curtailment-Turnkey-Auto-DR HVAC Control | Large General | Services | MW of Load | 1 | 2033 | 0.011959
ENS | Alternate Scenario | C&I Curtailment | C&I Curtailment-Turnkey-Standard Lighting Control | Large General | Miscellaneous | MW of Load | 1 | 2033 | 0.49972
ENS | Alternate Scenario | C&I Curtailment | C&I Curtailment-Turnkey-Standard Lighting Control | Large General | Retail Trade | MW of Load | 1 | 2033 | 0.019076
ENS | Alternate Scenario | C&I Curtailment | C&I Curtailment-Turnkey-Standard Lighting Control | Large General | Services | MW of Load | 1 | 2033 | 0.030549
ENS | Alternate Scenario | C&I Curtailment | C&I Curtailment-Turnkey-Water Heating Control | Large General | Miscellaneous | MW of Load | 1 | 2033 | 0.025377
ENS | Alternate Scenario | C&I Curtailment | C&I Curtailment-Turnkey-Water Heating Control | Large General | Retail Trade | MW of Load | 1 | 2033 | 0.0031794
ENS | Alternate Scenario | C&I Curtailment | C&I Curtailment-Turnkey-Water Heating Control | Large General | Services | MW of Load | 1 | 2033 | 0.0050914
ENS | Alternate Scenario | C&I Curtailment | C&I Curtailment-Turnkey-Other | Large General | Miscellaneous | MW of Load | 1 | 2033 | 0.54241
ENS | Alternate Scenario | C&I Curtailment | C&I Curtailment-Turnkey-Other | Large General | Retail Trade | MW of Load | 1 | 2033 | 0.032508
ENS | Alternate Scenario | C&I Curtailment | C&I Curtailment-Turnkey-Other | Large General | Services | MW of Load | 1 | 2033 | 0.052057
ENS | Alternate Scenario | C&I Curtailment | C&I Curtailment-Turnkey-Manual HVAC Control | Small Industrial | Miscellaneous | MW of Load | 1 | 2033 | 0.24823
ENS | Alternate Scenario | C&I Curtailment | C&I Curtailment-Turnkey-Manual HVAC Control | Small Industrial | Offices | MW of Load | 1 | 2033 | 0.003181
ENS | Alternate Scenario | C&I Curtailment | C&I Curtailment-Turnkey-Manual HVAC Control | Small Industrial | Retail Trade | MW of Load | 1 | 2033 | 0.010485
ENS | Alternate Scenario | C&I Curtailment | C&I Curtailment-Turnkey-Manual HVAC Control | Small Industrial | Services | MW of Load | 1 | 2033 | 0.0033124
ENS | Alternate Scenario | C&I Curtailment | C&I Curtailment-Turnkey-Auto-DR HVAC Control | Small Industrial | Miscellaneous | MW of Load | 1 | 2033 | 0.03846
ENS | Alternate Scenario | C&I Curtailment | C&I Curtailment-Turnkey-Auto-DR HVAC Control | Small Industrial | Offices | MW of Load | 1 | 2033 | 0.00049286
ENS | Alternate Scenario | C&I Curtailment | C&I Curtailment-Turnkey-Auto-DR HVAC Control | Small Industrial | Retail Trade | MW of Load | 1 | 2033 | 0.0016245
ENS | Alternate Scenario | C&I Curtailment | C&I Curtailment-Turnkey-Auto-DR HVAC Control | Small Industrial | Services | MW of Load | 1 | 2033 | 0.00051321
ENS | Alternate Scenario | C&I Curtailment | C&I Curtailment-Turnkey-Standard Lighting Control | Small Industrial | Miscellaneous | MW of Load | 1 | 2033 | 0.076806
ENS | Alternate Scenario | C&I Curtailment | C&I Curtailment-Turnkey-Standard Lighting Control | Small Industrial | Offices | MW of Load | 1 | 2033 | 0.00041469
ENS | Alternate Scenario | C&I Curtailment | C&I Curtailment-Turnkey-Standard Lighting Control | Small Industrial | Retail Trade | MW of Load | 1 | 2033 | 0.0045375
ENS | Alternate Scenario | C&I Curtailment | C&I Curtailment-Turnkey-Standard Lighting Control | Small Industrial | Services | MW of Load | 1 | 2033 | 0.0014335
ENS | Alternate Scenario | C&I Curtailment | C&I Curtailment-Turnkey-Water Heating Control | Small Industrial | Miscellaneous | MW of Load | 1 | 2033 | 0.0064846
ENS | Alternate Scenario | C&I Curtailment | C&I Curtailment-Turnkey-Water Heating Control | Small Industrial | Offices | MW of Load | 1 | 2033 | 3.2869e-05
ENS | Alternate Scenario | C&I Curtailment | C&I Curtailment-Turnkey-Water Heating Control | Small Industrial | Retail Trade | MW of Load | 1 | 2033 | 0.00062634
ENS | Alternate Scenario | C&I Curtailment | C&I Curtailment-Turnkey-Water Heating Control | Small Industrial | Services | MW of Load | 1 | 2033 | 0.00019788
ENS | Alternate Scenario | C&I Curtailment | C&I Curtailment-Turnkey-Other | Small Industrial | Miscellaneous | MW of Load | 1 | 2033 | 0.099445
ENS | Alternate Scenario | C&I Curtailment | C&I Curtailment-Turnkey-Other | Small Industrial | Offices | MW of Load | 1 | 2033 | 0.00062054
ENS | Alternate Scenario | C&I Curtailment | C&I Curtailment-Turnkey-Other | Small Industrial | Retail Trade | MW of Load | 1 | 2033 | 0.00688
ENS | Alternate Scenario | C&I Curtailment | C&I Curtailment-Turnkey-Other | Small Industrial | Services | MW of Load | 1 | 2033 | 0.0021736
ENS | Alternate Scenario | C&I Curtailment | C&I Curtailment-Turnkey-Industrial | Small Industrial | Manufacturing | MW of Load | 1 | 2033 | 0.023638
ENS | Alternate Scenario | C&I Curtailment | C&I Curtailment-Turnkey-Manual HVAC Control | Medium Industrial | Miscellaneous | MW of Load | 1 | 2033 | 3.9363
ENS | Alternate Scenario | C&I Curtailment | C&I Curtailment-Turnkey-Manual HVAC Control | Medium Industrial | Offices | MW of Load | 1 | 2033 | 0.063497
ENS | Alternate Scenario | C&I Curtailment | C&I Curtailment-Turnkey-Manual HVAC Control | Medium Industrial | Retail Trade | MW of Load | 1 | 2033 | 0.86981
ENS | Alternate Scenario | C&I Curtailment | C&I Curtailment-Turnkey-Manual HVAC Control | Medium Industrial | Services | MW of Load | 1 | 2033 | 0.040052
ENS | Alternate Scenario | C&I Curtailment | C&I Curtailment-Turnkey-Auto-DR HVAC Control | Medium Industrial | Miscellaneous | MW of Load | 1 | 2033 | 0.60988
ENS | Alternate Scenario | C&I Curtailment | C&I Curtailment-Turnkey-Auto-DR HVAC Control | Medium Industrial | Offices | MW of Load | 1 | 2033 | 0.0098381
ENS | Alternate Scenario | C&I Curtailment | C&I Curtailment-Turnkey-Auto-DR HVAC Control | Medium Industrial | Retail Trade | MW of Load | 1 | 2033 | 0.13477
ENS | Alternate Scenario | C&I Curtailment | C&I Curtailment-Turnkey-Auto-DR HVAC Control | Medium Industrial | Services | MW of Load | 1 | 2033 | 0.0062056
ENS | Alternate Scenario | C&I Curtailment | C&I Curtailment-Turnkey-Standard Lighting Control | Medium Industrial | Miscellaneous | MW of Load | 1 | 2033 | 1.218
ENS | Alternate Scenario | C&I Curtailment | C&I Curtailment-Turnkey-Standard Lighting Control | Medium Industrial | Offices | MW of Load | 1 | 2033 | 0.0082778
ENS | Alternate Scenario | C&I Curtailment | C&I Curtailment-Turnkey-Standard Lighting Control | Medium Industrial | Retail Trade | MW of Load | 1 | 2033 | 0.37643
ENS | Alternate Scenario | C&I Curtailment | C&I Curtailment-Turnkey-Standard Lighting Control | Medium Industrial | Services | MW of Load | 1 | 2033 | 0.017333
ENS | Alternate Scenario | C&I Curtailment | C&I Curtailment-Turnkey-Water Heating Control | Medium Industrial | Miscellaneous | MW of Load | 1 | 2033 | 0.10283
ENS | Alternate Scenario | C&I Curtailment | C&I Curtailment-Turnkey-Water Heating Control | Medium Industrial | Offices | MW of Load | 1 | 2033 | 0.00065611
ENS | Alternate Scenario | C&I Curtailment | C&I Curtailment-Turnkey-Water Heating Control | Medium Industrial | Retail Trade | MW of Load | 1 | 2033 | 0.051961
ENS | Alternate Scenario | C&I Curtailment | C&I Curtailment-Turnkey-Water Heating Control | Medium Industrial | Services | MW of Load | 1 | 2033 | 0.0023927
ENS | Alternate Scenario | C&I Curtailment | C&I Curtailment-Turnkey-Other | Medium Industrial | Miscellaneous | MW of Load | 1 | 2033 | 1.5769
ENS | Alternate Scenario | C&I Curtailment | C&I Curtailment-Turnkey-Other | Medium Industrial | Offices | MW of Load | 1 | 2033 | 0.012387
ENS | Alternate Scenario | C&I Curtailment | C&I Curtailment-Turnkey-Other | Medium Industrial | Retail Trade | MW of Load | 1 | 2033 | 0.57077
ENS | Alternate Scenario | C&I Curtailment | C&I Curtailment-Turnkey-Other | Medium Industrial | Services | MW of Load | 1 | 2033 | 0.026282
ENS | Alternate Scenario | C&I Curtailment | C&I Curtailment-Turnkey-Manual HVAC Control | Large Industrial | Miscellaneous | MW of Load | 1 | 2033 | 0.083066
ENS | Alternate Scenario | C&I Curtailment | C&I Curtailment-Turnkey-Auto-DR HVAC Control | Large Industrial | Miscellaneous | MW of Load | 1 | 2033 | 0.01287
ENS | Alternate Scenario | C&I Curtailment | C&I Curtailment-Turnkey-Standard Lighting Control | Large Industrial | Miscellaneous | MW of Load | 1 | 2033 | 0.035909
ENS | Alternate Scenario | C&I Curtailment | C&I Curtailment-Turnkey-Water Heating Control | Large Industrial | Miscellaneous | MW of Load | 1 | 2033 | 0.0018235
ENS | Alternate Scenario | C&I Curtailment | C&I Curtailment-Turnkey-Other | Large Industrial | Miscellaneous | MW of Load | 1 | 2033 | 0.038976
ENS | Alternate Scenario | C&I Curtailment | C&I Curtailment-Turnkey-Industrial | Large Industrial | Manufacturing | MW of Load | 1 | 2033 | 0.0076068
ENS | Alternate Scenario | C&I Loadshift to BUGs | C&I Loadshift to BUGs | Large General | Miscellaneous | MW of Load | 1 | 2033 | 2.5828
ENS | Alternate Scenario | C&I Loadshift to BUGs | C&I Loadshift to BUGs | Small Industrial | Miscellaneous | MW of Load | 1 | 2033 | 0.92859
ENS | Alternate Scenario | C&I Loadshift to BUGs | C&I Loadshift to BUGs | Medium Industrial | Manufacturing | MW of Load | 1 | 2033 | 0.53403
ENS | Alternate Scenario | C&I Loadshift to BUGs | C&I Loadshift to BUGs | Medium Industrial | Miscellaneous | MW of Load | 1 | 2033 | 2.3177
ENS | Alternate Scenario | Dynamic Pricing | Dynamic Pricing with enabling tech. | Small General | Manufacturing | MW of Load | 1 | 2033 | 0.0073237
ENS | Alternate Scenario | Dynamic Pricing | Dynamic Pricing with enabling tech. | Residential Charitable | Residential LI | MW of Load | 1 | 2033 | 3.0826
ENS | Alternate Scenario | Dynamic Pricing | Dynamic Pricing with enabling tech. | Residential Charitable | Residential Market Rate | MW of Load | 1 | 2033 | 17.606
ENS | Alternate Scenario | Behavioral DR | Behavioral DR | Residential Charitable | Residential LI | MW of Load | 1 | 2033 | 0.36775
ENS | Alternate Scenario | Behavioral DR | Behavioral DR | Residential Charitable | Residential Market Rate | MW of Load | 1 | 2033 | 2.1004
ENS | Alternate Scenario | Time-of-Use Rates (TOU) | Time-of-Use Rates (TOU) | Residential Charitable | Residential LI | MW of Load | 0 | 2033 | 0.32178
ENS | Alternate Scenario | Time-of-Use Rates (TOU) | Time-of-Use Rates (TOU) | Residential Charitable | Residential Market Rate | MW of Load | 0 | 2033 | 1.8378
ENS | Preferred Plan | DLC-Thermostat | DLC-Thermostat-BYOT-Central Heat Pump | Residential Charitable | Residential LI | MW of Load | 0 | 2025 | 0.014061
ENS | Preferred Plan | DLC-Thermostat | DLC-Thermostat-BYOT-Central Heat Pump | Residential Charitable | Residential Market Rate | MW of Load | 0 | 2025 | 0.086043
ENS | Preferred Plan | DLC-Thermostat | DLC-Thermostat-DI-Baseboard Heating | Residential Charitable | Residential LI | MW of Load | 0 | 2025 | 0.072648
ENS | Preferred Plan | DLC-Thermostat | DLC-Thermostat-DI-Baseboard Heating | Residential Charitable | Residential Market Rate | MW of Load | 0 | 2025 | 0.69153
ENS | Preferred Plan | DLC-Thermostat | DLC-Thermostat-BYOT-Baseboard Heating | Residential Charitable | Residential LI | MW of Load | 0 | 2025 | 0.0050254
ENS | Preferred Plan | DLC-Thermostat | DLC-Thermostat-BYOT-Baseboard Heating | Residential Charitable | Residential Market Rate | MW of Load | 0 | 2025 | 0.047837
ENS | Preferred Plan | DLC-Thermostat | DLC-Thermostat-DI-MSHP | Residential Charitable | Residential LI | MW of Load | 0 | 2025 | 0.028649
ENS | Preferred Plan | DLC-Thermostat | DLC-Thermostat-DI-MSHP | Residential Charitable | Residential Market Rate | MW of Load | 0 | 2025 | 0.27271
ENS | Preferred Plan | DLC-Thermostat | DLC-Thermostat-BYOT-MSHP | Residential Charitable | Residential LI | MW of Load | 0 | 2025 | 0.0050617
ENS | Preferred Plan | DLC-Thermostat | DLC-Thermostat-BYOT-MSHP | Residential Charitable | Residential Market Rate | MW of Load | 0 | 2025 | 0.048182
ENS | Preferred Plan | DLC-Water Heating | DLC-Switch-Water Heating | Residential Charitable | Residential LI | MW of Load | 0 | 2025 | 0.018425
ENS | Preferred Plan | DLC-Water Heating | DLC-Switch-Water Heating | Residential Charitable | Residential Market Rate | MW of Load | 0 | 2025 | 0.21047
ENS | Preferred Plan | C&I Curtailment | C&I Curtailment-Turnkey-Manual HVAC Control | General | Miscellaneous | MW of Load | 1 | 2025 | 0.66359
ENS | Preferred Plan | C&I Curtailment | C&I Curtailment-Turnkey-Manual HVAC Control | General | Offices | MW of Load | 1 | 2025 | 0.043565
ENS | Preferred Plan | C&I Curtailment | C&I Curtailment-Turnkey-Manual HVAC Control | General | Retail Trade | MW of Load | 1 | 2025 | 0.15643
ENS | Preferred Plan | C&I Curtailment | C&I Curtailment-Turnkey-Manual HVAC Control | General | Services | MW of Load | 1 | 2025 | 0.10113
ENS | Preferred Plan | C&I Curtailment | C&I Curtailment-Turnkey-Auto-DR HVAC Control | General | Miscellaneous | MW of Load | 1 | 2025 | 0.016715
ENS | Preferred Plan | C&I Curtailment | C&I Curtailment-Turnkey-Auto-DR HVAC Control | General | Offices | MW of Load | 1 | 2025 | 0.0010973
ENS | Preferred Plan | C&I Curtailment | C&I Curtailment-Turnkey-Auto-DR HVAC Control | General | Retail Trade | MW of Load | 1 | 2025 | 0.0039403
ENS | Preferred Plan | C&I Curtailment | C&I Curtailment-Turnkey-Auto-DR HVAC Control | General | Services | MW of Load | 1 | 2025 | 0.0025472
ENS | Preferred Plan | C&I Curtailment | C&I Curtailment-Turnkey-Standard Lighting Control | General | Miscellaneous | MW of Load | 1 | 2025 | 0.28135
ENS | Preferred Plan | C&I Curtailment | C&I Curtailment-Turnkey-Standard Lighting Control | General | Offices | MW of Load | 1 | 2025 | 0.005988
ENS | Preferred Plan | C&I Curtailment | C&I Curtailment-Turnkey-Standard Lighting Control | General | Retail Trade | MW of Load | 1 | 2025 | 0.065483
ENS | Preferred Plan | C&I Curtailment | C&I Curtailment-Turnkey-Standard Lighting Control | General | Services | MW of Load | 1 | 2025 | 0.042359
ENS | Preferred Plan | C&I Curtailment | C&I Curtailment-Turnkey-Water Heating Control | General | Miscellaneous | MW of Load | 1 | 2025 | 0.016233
ENS | Preferred Plan | C&I Curtailment | C&I Curtailment-Turnkey-Water Heating Control | General | Offices | MW of Load | 1 | 2025 | 0.00043779
ENS | Preferred Plan | C&I Curtailment | C&I Curtailment-Turnkey-Water Heating Control | General | Retail Trade | MW of Load | 1 | 2025 | 0.0085793
ENS | Preferred Plan | C&I Curtailment | C&I Curtailment-Turnkey-Water Heating Control | General | Services | MW of Load | 1 | 2025 | 0.0055432
ENS | Preferred Plan | C&I Curtailment | C&I Curtailment-Turnkey-Other | General | Miscellaneous | MW of Load | 1 | 2025 | 0.29276
ENS | Preferred Plan | C&I Curtailment | C&I Curtailment-Turnkey-Other | General | Offices | MW of Load | 1 | 2025 | 0.0080698
ENS | Preferred Plan | C&I Curtailment | C&I Curtailment-Turnkey-Other | General | Retail Trade | MW of Load | 1 | 2025 | 0.092314
ENS | Preferred Plan | C&I Curtailment | C&I Curtailment-Turnkey-Other | General | Services | MW of Load | 1 | 2025 | 0.059671
ENS | Preferred Plan | C&I Curtailment | C&I Curtailment-Turnkey-Manual HVAC Control | Large General | Miscellaneous | MW of Load | 1 | 2025 | 0.45736
ENS | Preferred Plan | C&I Curtailment | C&I Curtailment-Turnkey-Manual HVAC Control | Large General | Retail Trade | MW of Load | 1 | 2025 | 0.019766
ENS | Preferred Plan | C&I Curtailment | C&I Curtailment-Turnkey-Manual HVAC Control | Large General | Services | MW of Load | 1 | 2025 | 0.031653
ENS | Preferred Plan | C&I Curtailment | C&I Curtailment-Turnkey-Auto-DR HVAC Control | Large General | Miscellaneous | MW of Load | 1 | 2025 | 0.01152
ENS | Preferred Plan | C&I Curtailment | C&I Curtailment-Turnkey-Auto-DR HVAC Control | Large General | Retail Trade | MW of Load | 1 | 2025 | 0.00049788
ENS | Preferred Plan | C&I Curtailment | C&I Curtailment-Turnkey-Auto-DR HVAC Control | Large General | Services | MW of Load | 1 | 2025 | 0.00079729
ENS | Preferred Plan | C&I Curtailment | C&I Curtailment-Turnkey-Standard Lighting Control | Large General | Miscellaneous | MW of Load | 1 | 2025 | 0.20147
ENS | Preferred Plan | C&I Curtailment | C&I Curtailment-Turnkey-Standard Lighting Control | Large General | Retail Trade | MW of Load | 1 | 2025 | 0.0082475
ENS | Preferred Plan | C&I Curtailment | C&I Curtailment-Turnkey-Standard Lighting Control | Large General | Services | MW of Load | 1 | 2025 | 0.013207
ENS | Preferred Plan | C&I Curtailment | C&I Curtailment-Turnkey-Water Heating Control | Large General | Miscellaneous | MW of Load | 1 | 2025 | 0.0090898
ENS | Preferred Plan | C&I Curtailment | C&I Curtailment-Turnkey-Water Heating Control | Large General | Retail Trade | MW of Load | 1 | 2025 | 0.0010869
ENS | Preferred Plan | C&I Curtailment | C&I Curtailment-Turnkey-Water Heating Control | Large General | Services | MW of Load | 1 | 2025 | 0.0017405
ENS | Preferred Plan | C&I Curtailment | C&I Curtailment-Turnkey-Other | Large General | Miscellaneous | MW of Load | 1 | 2025 | 0.19661
ENS | Preferred Plan | C&I Curtailment | C&I Curtailment-Turnkey-Other | Large General | Retail Trade | MW of Load | 1 | 2025 | 0.011669
ENS | Preferred Plan | C&I Curtailment | C&I Curtailment-Turnkey-Other | Large General | Services | MW of Load | 1 | 2025 | 0.018686
ENS | Preferred Plan | C&I Curtailment | C&I Curtailment-Turnkey-Manual HVAC Control | Small Industrial | Miscellaneous | MW of Load | 1 | 2025 | 0.097366
ENS | Preferred Plan | C&I Curtailment | C&I Curtailment-Turnkey-Manual HVAC Control | Small Industrial | Offices | MW of Load | 1 | 2025 | 0.0012142
ENS | Preferred Plan | C&I Curtailment | C&I Curtailment-Turnkey-Manual HVAC Control | Small Industrial | Retail Trade | MW of Load | 1 | 2025 | 0.0042224
ENS | Preferred Plan | C&I Curtailment | C&I Curtailment-Turnkey-Manual HVAC Control | Small Industrial | Services | MW of Load | 1 | 2025 | 0.001334
ENS | Preferred Plan | C&I Curtailment | C&I Curtailment-Turnkey-Auto-DR HVAC Control | Small Industrial | Miscellaneous | MW of Load | 1 | 2025 | 0.0024525
ENS | Preferred Plan | C&I Curtailment | C&I Curtailment-Turnkey-Auto-DR HVAC Control | Small Industrial | Offices | MW of Load | 1 | 2025 | 3.0583e-05
ENS | Preferred Plan | C&I Curtailment | C&I Curtailment-Turnkey-Auto-DR HVAC Control | Small Industrial | Retail Trade | MW of Load | 1 | 2025 | 0.00010635
ENS | Preferred Plan | C&I Curtailment | C&I Curtailment-Turnkey-Auto-DR HVAC Control | Small Industrial | Services | MW of Load | 1 | 2025 | 3.36e-05
ENS | Preferred Plan | C&I Curtailment | C&I Curtailment-Turnkey-Standard Lighting Control | Small Industrial | Miscellaneous | MW of Load | 1 | 2025 | 0.031397
ENS | Preferred Plan | C&I Curtailment | C&I Curtailment-Turnkey-Standard Lighting Control | Small Industrial | Offices | MW of Load | 1 | 2025 | 0.00017383
ENS | Preferred Plan | C&I Curtailment | C&I Curtailment-Turnkey-Standard Lighting Control | Small Industrial | Retail Trade | MW of Load | 1 | 2025 | 0.0018409
ENS | Preferred Plan | C&I Curtailment | C&I Curtailment-Turnkey-Standard Lighting Control | Small Industrial | Services | MW of Load | 1 | 2025 | 0.0005816
ENS | Preferred Plan | C&I Curtailment | C&I Curtailment-Turnkey-Water Heating Control | Small Industrial | Miscellaneous | MW of Load | 1 | 2025 | 0.0022871
ENS | Preferred Plan | C&I Curtailment | C&I Curtailment-Turnkey-Water Heating Control | Small Industrial | Offices | MW of Load | 1 | 2025 | 1.1981e-05
ENS | Preferred Plan | C&I Curtailment | C&I Curtailment-Turnkey-Water Heating Control | Small Industrial | Retail Trade | MW of Load | 1 | 2025 | 0.00022378
ENS | Preferred Plan | C&I Curtailment | C&I Curtailment-Turnkey-Water Heating Control | Small Industrial | Services | MW of Load | 1 | 2025 | 7.0697e-05
ENS | Preferred Plan | C&I Curtailment | C&I Curtailment-Turnkey-Other | Small Industrial | Miscellaneous | MW of Load | 1 | 2025 | 0.035804
ENS | Preferred Plan | C&I Curtailment | C&I Curtailment-Turnkey-Other | Small Industrial | Offices | MW of Load | 1 | 2025 | 0.00022587
ENS | Preferred Plan | C&I Curtailment | C&I Curtailment-Turnkey-Other | Small Industrial | Retail Trade | MW of Load | 1 | 2025 | 0.0024795
ENS | Preferred Plan | C&I Curtailment | C&I Curtailment-Turnkey-Other | Small Industrial | Services | MW of Load | 1 | 2025 | 0.00078333
ENS | Preferred Plan | C&I Curtailment | C&I Curtailment-Turnkey-Industrial | Small Industrial | Manufacturing | MW of Load | 1 | 2025 | 0.0087609
ENS | Preferred Plan | C&I Curtailment | C&I Curtailment-Turnkey-Manual HVAC Control | Medium Industrial | Miscellaneous | MW of Load | 1 | 2025 | 1.5456
ENS | Preferred Plan | C&I Curtailment | C&I Curtailment-Turnkey-Manual HVAC Control | Medium Industrial | Offices | MW of Load | 1 | 2025 | 0.024261
ENS | Preferred Plan | C&I Curtailment | C&I Curtailment-Turnkey-Manual HVAC Control | Medium Industrial | Retail Trade | MW of Load | 1 | 2025 | 0.35065
ENS | Preferred Plan | C&I Curtailment | C&I Curtailment-Turnkey-Manual HVAC Control | Medium Industrial | Services | MW of Load | 1 | 2025 | 0.016146
ENS | Preferred Plan | C&I Curtailment | C&I Curtailment-Turnkey-Auto-DR HVAC Control | Medium Industrial | Miscellaneous | MW of Load | 1 | 2025 | 0.03893
ENS | Preferred Plan | C&I Curtailment | C&I Curtailment-Turnkey-Auto-DR HVAC Control | Medium Industrial | Offices | MW of Load | 1 | 2025 | 0.0006111
ENS | Preferred Plan | C&I Curtailment | C&I Curtailment-Turnkey-Auto-DR HVAC Control | Medium Industrial | Retail Trade | MW of Load | 1 | 2025 | 0.0088321
ENS | Preferred Plan | C&I Curtailment | C&I Curtailment-Turnkey-Auto-DR HVAC Control | Medium Industrial | Services | MW of Load | 1 | 2025 | 0.00040669
ENS | Preferred Plan | C&I Curtailment | C&I Curtailment-Turnkey-Standard Lighting Control | Medium Industrial | Miscellaneous | MW of Load | 1 | 2025 | 0.49839
ENS | Preferred Plan | C&I Curtailment | C&I Curtailment-Turnkey-Standard Lighting Control | Medium Industrial | Offices | MW of Load | 1 | 2025 | 0.0034734
ENS | Preferred Plan | C&I Curtailment | C&I Curtailment-Turnkey-Standard Lighting Control | Medium Industrial | Retail Trade | MW of Load | 1 | 2025 | 0.15288
ENS | Preferred Plan | C&I Curtailment | C&I Curtailment-Turnkey-Standard Lighting Control | Medium Industrial | Services | MW of Load | 1 | 2025 | 0.0070397
ENS | Preferred Plan | C&I Curtailment | C&I Curtailment-Turnkey-Water Heating Control | Medium Industrial | Miscellaneous | MW of Load | 1 | 2025 | 0.036304
ENS | Preferred Plan | C&I Curtailment | C&I Curtailment-Turnkey-Water Heating Control | Medium Industrial | Offices | MW of Load | 1 | 2025 | 0.00023941
ENS | Preferred Plan | C&I Curtailment | C&I Curtailment-Turnkey-Water Heating Control | Medium Industrial | Retail Trade | MW of Load | 1 | 2025 | 0.018584
ENS | Preferred Plan | C&I Curtailment | C&I Curtailment-Turnkey-Water Heating Control | Medium Industrial | Services | MW of Load | 1 | 2025 | 0.00085572
ENS | Preferred Plan | C&I Curtailment | C&I Curtailment-Turnkey-Other | Medium Industrial | Miscellaneous | MW of Load | 1 | 2025 | 0.56833
ENS | Preferred Plan | C&I Curtailment | C&I Curtailment-Turnkey-Other | Medium Industrial | Offices | MW of Load | 1 | 2025 | 0.0045133
ENS | Preferred Plan | C&I Curtailment | C&I Curtailment-Turnkey-Other | Medium Industrial | Retail Trade | MW of Load | 1 | 2025 | 0.20591
ENS | Preferred Plan | C&I Curtailment | C&I Curtailment-Turnkey-Other | Medium Industrial | Services | MW of Load | 1 | 2025 | 0.0094814
ENS | Preferred Plan | C&I Curtailment | C&I Curtailment-Turnkey-Manual HVAC Control | Large Industrial | Miscellaneous | MW of Load | 1 | 2025 | 0.032972
ENS | Preferred Plan | C&I Curtailment | C&I Curtailment-Turnkey-Auto-DR HVAC Control | Large Industrial | Miscellaneous | MW of Load | 1 | 2025 | 0.00083049
ENS | Preferred Plan | C&I Curtailment | C&I Curtailment-Turnkey-Standard Lighting Control | Large Industrial | Miscellaneous | MW of Load | 1 | 2025 | 0.014524
ENS | Preferred Plan | C&I Curtailment | C&I Curtailment-Turnkey-Water Heating Control | Large Industrial | Miscellaneous | MW of Load | 1 | 2025 | 0.0006553
ENS | Preferred Plan | C&I Curtailment | C&I Curtailment-Turnkey-Other | Large Industrial | Miscellaneous | MW of Load | 1 | 2025 | 0.014174
ENS | Preferred Plan | C&I Curtailment | C&I Curtailment-Turnkey-Industrial | Large Industrial | Manufacturing | MW of Load | 1 | 2025 | 0.0028443
ENS | Preferred Plan | Dynamic Pricing | Dynamic Pricing with enabling tech. | Small General | Manufacturing | MW of Load | 1 | 2025 | 0.001166
ENS | Preferred Plan | Dynamic Pricing | Dynamic Pricing with enabling tech. | Residential Charitable | Residential LI | MW of Load | 1 | 2025 | 0.018211
ENS | Preferred Plan | Dynamic Pricing | Dynamic Pricing with enabling tech. | Residential Charitable | Residential Market Rate | MW of Load | 1 | 2025 | 0.1037
ENS | Preferred Plan | Dynamic Pricing | Dynamic Pricing w/o enabling tech. | Residential Charitable | Residential LI | MW of Load | 1 | 2025 | 0.88923
ENS | Preferred Plan | Dynamic Pricing | Dynamic Pricing w/o enabling tech. | Residential Charitable | Residential Market Rate | MW of Load | 1 | 2025 | 5.0635
ENS | Preferred Plan | BTM Battery Control | BTM Battery Control-BYOB | Residential Charitable | Residential Market Rate | MW of Load | 0 | 2025 | 0.0195
ENS | Preferred Plan | EV Charging Control | EV Charging Control | EV Res LDV | EV | MW of Load | 0 | 2025 | 0.0095544
ENS | Preferred Plan | EV Charging Control | EV Charging Control | EV Com LDV | EV | MW of Load | 0 | 2025 | 0.0032303
ENS | Preferred Plan | Time-of-Use Rates (TOU) | Time-of-Use Rates (TOU) | Residential Charitable | Residential LI | MW of Load | 0 | 2025 | 0.27569
ENS | Preferred Plan | Time-of-Use Rates (TOU) | Time-of-Use Rates (TOU) | Residential Charitable | Residential Market Rate | MW of Load | 0 | 2025 | 1.572
ENS | Preferred Plan | DLC-Thermostat | DLC-Thermostat-BYOT-Central Heat Pump | Residential Charitable | Residential LI | MW of Load | 0 | 2026 | 0.026905
ENS | Preferred Plan | DLC-Thermostat | DLC-Thermostat-BYOT-Central Heat Pump | Residential Charitable | Residential Market Rate | MW of Load | 0 | 2026 | 0.16464
ENS | Preferred Plan | DLC-Thermostat | DLC-Thermostat-DI-Baseboard Heating | Residential Charitable | Residential LI | MW of Load | 0 | 2026 | 0.13775
ENS | Preferred Plan | DLC-Thermostat | DLC-Thermostat-DI-Baseboard Heating | Residential Charitable | Residential Market Rate | MW of Load | 0 | 2026 | 1.3113
ENS | Preferred Plan | DLC-Thermostat | DLC-Thermostat-BYOT-Baseboard Heating | Residential Charitable | Residential LI | MW of Load | 0 | 2026 | 0.016104
ENS | Preferred Plan | DLC-Thermostat | DLC-Thermostat-BYOT-Baseboard Heating | Residential Charitable | Residential Market Rate | MW of Load | 0 | 2026 | 0.1533
ENS | Preferred Plan | DLC-Thermostat | DLC-Thermostat-DI-MSHP | Residential Charitable | Residential LI | MW of Load | 0 | 2026 | 0.079789
ENS | Preferred Plan | DLC-Thermostat | DLC-Thermostat-DI-MSHP | Residential Charitable | Residential Market Rate | MW of Load | 0 | 2026 | 0.75952
ENS | Preferred Plan | DLC-Thermostat | DLC-Thermostat-BYOT-MSHP | Residential Charitable | Residential LI | MW of Load | 0 | 2026 | 0.0072144
ENS | Preferred Plan | DLC-Thermostat | DLC-Thermostat-BYOT-MSHP | Residential Charitable | Residential Market Rate | MW of Load | 0 | 2026 | 0.068674
ENS | Preferred Plan | DLC-Water Heating | DLC-Switch-Water Heating | Residential Charitable | Residential LI | MW of Load | 0 | 2026 | 0.063779
ENS | Preferred Plan | DLC-Water Heating | DLC-Switch-Water Heating | Residential Charitable | Residential Market Rate | MW of Load | 0 | 2026 | 0.72854
ENS | Preferred Plan | C&I Curtailment | C&I Curtailment-Turnkey-Manual HVAC Control | General | Miscellaneous | MW of Load | 1 | 2026 | 0.53852
ENS | Preferred Plan | C&I Curtailment | C&I Curtailment-Turnkey-Manual HVAC Control | General | Offices | MW of Load | 1 | 2026 | 0.035622
ENS | Preferred Plan | C&I Curtailment | C&I Curtailment-Turnkey-Manual HVAC Control | General | Retail Trade | MW of Load | 1 | 2026 | 0.12643
ENS | Preferred Plan | C&I Curtailment | C&I Curtailment-Turnkey-Manual HVAC Control | General | Services | MW of Load | 1 | 2026 | 0.081736
ENS | Preferred Plan | C&I Curtailment | C&I Curtailment-Turnkey-Auto-DR HVAC Control | General | Miscellaneous | MW of Load | 1 | 2026 | 0.01702
ENS | Preferred Plan | C&I Curtailment | C&I Curtailment-Turnkey-Auto-DR HVAC Control | General | Offices | MW of Load | 1 | 2026 | 0.0011258
ENS | Preferred Plan | C&I Curtailment | C&I Curtailment-Turnkey-Auto-DR HVAC Control | General | Retail Trade | MW of Load | 1 | 2026 | 0.0039959
ENS | Preferred Plan | C&I Curtailment | C&I Curtailment-Turnkey-Auto-DR HVAC Control | General | Services | MW of Load | 1 | 2026 | 0.0025832
ENS | Preferred Plan | C&I Curtailment | C&I Curtailment-Turnkey-Standard Lighting Control | General | Miscellaneous | MW of Load | 1 | 2026 | 0.2262
ENS | Preferred Plan | C&I Curtailment | C&I Curtailment-Turnkey-Standard Lighting Control | General | Offices | MW of Load | 1 | 2026 | 0.004741
ENS | Preferred Plan | C&I Curtailment | C&I Curtailment-Turnkey-Standard Lighting Control | General | Retail Trade | MW of Load | 1 | 2026 | 0.052078
ENS | Preferred Plan | C&I Curtailment | C&I Curtailment-Turnkey-Standard Lighting Control | General | Services | MW of Load | 1 | 2026 | 0.033693
ENS | Preferred Plan | C&I Curtailment | C&I Curtailment-Turnkey-Water Heating Control | General | Miscellaneous | MW of Load | 1 | 2026 | 0.013447
ENS | Preferred Plan | C&I Curtailment | C&I Curtailment-Turnkey-Water Heating Control | General | Offices | MW of Load | 1 | 2026 | 0.00036161
ENS | Preferred Plan | C&I Curtailment | C&I Curtailment-Turnkey-Water Heating Control | General | Retail Trade | MW of Load | 1 | 2026 | 0.0071372
ENS | Preferred Plan | C&I Curtailment | C&I Curtailment-Turnkey-Water Heating Control | General | Services | MW of Load | 1 | 2026 | 0.0046108
ENS | Preferred Plan | C&I Curtailment | C&I Curtailment-Turnkey-Other | General | Miscellaneous | MW of Load | 1 | 2026 | 0.24123
ENS | Preferred Plan | C&I Curtailment | C&I Curtailment-Turnkey-Other | General | Offices | MW of Load | 1 | 2026 | 0.006634
ENS | Preferred Plan | C&I Curtailment | C&I Curtailment-Turnkey-Other | General | Retail Trade | MW of Load | 1 | 2026 | 0.076151
ENS | Preferred Plan | C&I Curtailment | C&I Curtailment-Turnkey-Other | General | Services | MW of Load | 1 | 2026 | 0.049223
ENS | Preferred Plan | C&I Curtailment | C&I Curtailment-Turnkey-Manual HVAC Control | Large General | Miscellaneous | MW of Load | 1 | 2026 | 0.37144
ENS | Preferred Plan | C&I Curtailment | C&I Curtailment-Turnkey-Manual HVAC Control | Large General | Retail Trade | MW of Load | 1 | 2026 | 0.015955
ENS | Preferred Plan | C&I Curtailment | C&I Curtailment-Turnkey-Manual HVAC Control | Large General | Services | MW of Load | 1 | 2026 | 0.025551
ENS | Preferred Plan | C&I Curtailment | C&I Curtailment-Turnkey-Auto-DR HVAC Control | Large General | Miscellaneous | MW of Load | 1 | 2026 | 0.011739
ENS | Preferred Plan | C&I Curtailment | C&I Curtailment-Turnkey-Auto-DR HVAC Control | Large General | Retail Trade | MW of Load | 1 | 2026 | 0.00050426
ENS | Preferred Plan | C&I Curtailment | C&I Curtailment-Turnkey-Auto-DR HVAC Control | Large General | Services | MW of Load | 1 | 2026 | 0.00080752
ENS | Preferred Plan | C&I Curtailment | C&I Curtailment-Turnkey-Standard Lighting Control | Large General | Miscellaneous | MW of Load | 1 | 2026 | 0.16203
ENS | Preferred Plan | C&I Curtailment | C&I Curtailment-Turnkey-Standard Lighting Control | Large General | Retail Trade | MW of Load | 1 | 2026 | 0.0065459
ENS | Preferred Plan | C&I Curtailment | C&I Curtailment-Turnkey-Standard Lighting Control | Large General | Services | MW of Load | 1 | 2026 | 0.010483
ENS | Preferred Plan | C&I Curtailment | C&I Curtailment-Turnkey-Water Heating Control | Large General | Miscellaneous | MW of Load | 1 | 2026 | 0.0074818
ENS | Preferred Plan | C&I Curtailment | C&I Curtailment-Turnkey-Water Heating Control | Large General | Retail Trade | MW of Load | 1 | 2026 | 0.0009037
ENS | Preferred Plan | C&I Curtailment | C&I Curtailment-Turnkey-Water Heating Control | Large General | Services | MW of Load | 1 | 2026 | 0.0014472
ENS | Preferred Plan | C&I Curtailment | C&I Curtailment-Turnkey-Other | Large General | Miscellaneous | MW of Load | 1 | 2026 | 0.16172
ENS | Preferred Plan | C&I Curtailment | C&I Curtailment-Turnkey-Other | Large General | Retail Trade | MW of Load | 1 | 2026 | 0.0096163
ENS | Preferred Plan | C&I Curtailment | C&I Curtailment-Turnkey-Other | Large General | Services | MW of Load | 1 | 2026 | 0.015399
ENS | Preferred Plan | C&I Curtailment | C&I Curtailment-Turnkey-Manual HVAC Control | Small Industrial | Miscellaneous | MW of Load | 1 | 2026 | 0.079037
ENS | Preferred Plan | C&I Curtailment | C&I Curtailment-Turnkey-Manual HVAC Control | Small Industrial | Offices | MW of Load | 1 | 2026 | 0.00098993
ENS | Preferred Plan | C&I Curtailment | C&I Curtailment-Turnkey-Manual HVAC Control | Small Industrial | Retail Trade | MW of Load | 1 | 2026 | 0.0034124
ENS | Preferred Plan | C&I Curtailment | C&I Curtailment-Turnkey-Manual HVAC Control | Small Industrial | Services | MW of Load | 1 | 2026 | 0.0010781
ENS | Preferred Plan | C&I Curtailment | C&I Curtailment-Turnkey-Auto-DR HVAC Control | Small Industrial | Miscellaneous | MW of Load | 1 | 2026 | 0.0024979
ENS | Preferred Plan | C&I Curtailment | C&I Curtailment-Turnkey-Auto-DR HVAC Control | Small Industrial | Offices | MW of Load | 1 | 2026 | 3.1286e-05
ENS | Preferred Plan | C&I Curtailment | C&I Curtailment-Turnkey-Auto-DR HVAC Control | Small Industrial | Retail Trade | MW of Load | 1 | 2026 | 0.00010785
ENS | Preferred Plan | C&I Curtailment | C&I Curtailment-Turnkey-Auto-DR HVAC Control | Small Industrial | Services | MW of Load | 1 | 2026 | 3.4072e-05
ENS | Preferred Plan | C&I Curtailment | C&I Curtailment-Turnkey-Standard Lighting Control | Small Industrial | Miscellaneous | MW of Load | 1 | 2026 | 0.025155
ENS | Preferred Plan | C&I Curtailment | C&I Curtailment-Turnkey-Standard Lighting Control | Small Industrial | Offices | MW of Load | 1 | 2026 | 0.00013865
ENS | Preferred Plan | C&I Curtailment | C&I Curtailment-Turnkey-Standard Lighting Control | Small Industrial | Retail Trade | MW of Load | 1 | 2026 | 0.0014776
ENS | Preferred Plan | C&I Curtailment | C&I Curtailment-Turnkey-Standard Lighting Control | Small Industrial | Services | MW of Load | 1 | 2026 | 0.0004668
ENS | Preferred Plan | C&I Curtailment | C&I Curtailment-Turnkey-Water Heating Control | Small Industrial | Miscellaneous | MW of Load | 1 | 2026 | 0.0018871
ENS | Preferred Plan | C&I Curtailment | C&I Curtailment-Turnkey-Water Heating Control | Small Industrial | Offices | MW of Load | 1 | 2026 | 9.8226e-06
ENS | Preferred Plan | C&I Curtailment | C&I Curtailment-Turnkey-Water Heating Control | Small Industrial | Retail Trade | MW of Load | 1 | 2026 | 0.00018421
ENS | Preferred Plan | C&I Curtailment | C&I Curtailment-Turnkey-Water Heating Control | Small Industrial | Services | MW of Load | 1 | 2026 | 5.8196e-05
ENS | Preferred Plan | C&I Curtailment | C&I Curtailment-Turnkey-Other | Small Industrial | Miscellaneous | MW of Load | 1 | 2026 | 0.029426
ENS | Preferred Plan | C&I Curtailment | C&I Curtailment-Turnkey-Other | Small Industrial | Offices | MW of Load | 1 | 2026 | 0.00018524
ENS | Preferred Plan | C&I Curtailment | C&I Curtailment-Turnkey-Other | Small Industrial | Retail Trade | MW of Load | 1 | 2026 | 0.0020374
ENS | Preferred Plan | C&I Curtailment | C&I Curtailment-Turnkey-Other | Small Industrial | Services | MW of Load | 1 | 2026 | 0.00064366
ENS | Preferred Plan | C&I Curtailment | C&I Curtailment-Turnkey-Industrial | Small Industrial | Manufacturing | MW of Load | 1 | 2026 | 0.007162
ENS | Preferred Plan | C&I Curtailment | C&I Curtailment-Turnkey-Manual HVAC Control | Medium Industrial | Miscellaneous | MW of Load | 1 | 2026 | 1.2551
ENS | Preferred Plan | C&I Curtailment | C&I Curtailment-Turnkey-Manual HVAC Control | Medium Industrial | Offices | MW of Load | 1 | 2026 | 0.019789
ENS | Preferred Plan | C&I Curtailment | C&I Curtailment-Turnkey-Manual HVAC Control | Medium Industrial | Retail Trade | MW of Load | 1 | 2026 | 0.2835
ENS | Preferred Plan | C&I Curtailment | C&I Curtailment-Turnkey-Manual HVAC Control | Medium Industrial | Services | MW of Load | 1 | 2026 | 0.013055
ENS | Preferred Plan | C&I Curtailment | C&I Curtailment-Turnkey-Auto-DR HVAC Control | Medium Industrial | Miscellaneous | MW of Load | 1 | 2026 | 0.039668
ENS | Preferred Plan | C&I Curtailment | C&I Curtailment-Turnkey-Auto-DR HVAC Control | Medium Industrial | Offices | MW of Load | 1 | 2026 | 0.00062542
ENS | Preferred Plan | C&I Curtailment | C&I Curtailment-Turnkey-Auto-DR HVAC Control | Medium Industrial | Retail Trade | MW of Load | 1 | 2026 | 0.0089601
ENS | Preferred Plan | C&I Curtailment | C&I Curtailment-Turnkey-Auto-DR HVAC Control | Medium Industrial | Services | MW of Load | 1 | 2026 | 0.00041258
ENS | Preferred Plan | C&I Curtailment | C&I Curtailment-Turnkey-Standard Lighting Control | Medium Industrial | Miscellaneous | MW of Load | 1 | 2026 | 0.39947
ENS | Preferred Plan | C&I Curtailment | C&I Curtailment-Turnkey-Standard Lighting Control | Medium Industrial | Offices | MW of Load | 1 | 2026 | 0.0027715
ENS | Preferred Plan | C&I Curtailment | C&I Curtailment-Turnkey-Standard Lighting Control | Medium Industrial | Retail Trade | MW of Load | 1 | 2026 | 0.12276
ENS | Preferred Plan | C&I Curtailment | C&I Curtailment-Turnkey-Standard Lighting Control | Medium Industrial | Services | MW of Load | 1 | 2026 | 0.0056526
ENS | Preferred Plan | C&I Curtailment | C&I Curtailment-Turnkey-Water Heating Control | Medium Industrial | Miscellaneous | MW of Load | 1 | 2026 | 0.029968
ENS | Preferred Plan | C&I Curtailment | C&I Curtailment-Turnkey-Water Heating Control | Medium Industrial | Offices | MW of Load | 1 | 2026 | 0.00019635
ENS | Preferred Plan | C&I Curtailment | C&I Curtailment-Turnkey-Water Heating Control | Medium Industrial | Retail Trade | MW of Load | 1 | 2026 | 0.015304
ENS | Preferred Plan | C&I Curtailment | C&I Curtailment-Turnkey-Water Heating Control | Medium Industrial | Services | MW of Load | 1 | 2026 | 0.00070469
ENS | Preferred Plan | C&I Curtailment | C&I Curtailment-Turnkey-Other | Medium Industrial | Miscellaneous | MW of Load | 1 | 2026 | 0.4673
ENS | Preferred Plan | C&I Curtailment | C&I Curtailment-Turnkey-Other | Medium Industrial | Offices | MW of Load | 1 | 2026 | 0.003703
ENS | Preferred Plan | C&I Curtailment | C&I Curtailment-Turnkey-Other | Medium Industrial | Retail Trade | MW of Load | 1 | 2026 | 0.16926
ENS | Preferred Plan | C&I Curtailment | C&I Curtailment-Turnkey-Other | Medium Industrial | Services | MW of Load | 1 | 2026 | 0.0077941
ENS | Preferred Plan | C&I Curtailment | C&I Curtailment-Turnkey-Manual HVAC Control | Large Industrial | Miscellaneous | MW of Load | 1 | 2026 | 0.026763
ENS | Preferred Plan | C&I Curtailment | C&I Curtailment-Turnkey-Auto-DR HVAC Control | Large Industrial | Miscellaneous | MW of Load | 1 | 2026 | 0.00084583
ENS | Preferred Plan | C&I Curtailment | C&I Curtailment-Turnkey-Standard Lighting Control | Large Industrial | Miscellaneous | MW of Load | 1 | 2026 | 0.011674
ENS | Preferred Plan | C&I Curtailment | C&I Curtailment-Turnkey-Water Heating Control | Large Industrial | Miscellaneous | MW of Load | 1 | 2026 | 0.00053908
ENS | Preferred Plan | C&I Curtailment | C&I Curtailment-Turnkey-Other | Large Industrial | Miscellaneous | MW of Load | 1 | 2026 | 0.011652
ENS | Preferred Plan | C&I Curtailment | C&I Curtailment-Turnkey-Industrial | Large Industrial | Manufacturing | MW of Load | 1 | 2026 | 0.0023258
ENS | Preferred Plan | C&I Loadshift to BUGs | C&I Loadshift to BUGs | Large General | Miscellaneous | MW of Load | 1 | 2026 | 2.5
ENS | Preferred Plan | C&I Loadshift to BUGs | C&I Loadshift to BUGs | Small Industrial | Miscellaneous | MW of Load | 1 | 2026 | 0.85
ENS | Preferred Plan | C&I Loadshift to BUGs | C&I Loadshift to BUGs | Medium Industrial | Manufacturing | MW of Load | 1 | 2026 | 0.5
ENS | Preferred Plan | C&I Loadshift to BUGs | C&I Loadshift to BUGs | Medium Industrial | Miscellaneous | MW of Load | 1 | 2026 | 2.17
ENS | Preferred Plan | Dynamic Pricing | Dynamic Pricing with enabling tech. | Small General | Manufacturing | MW of Load | 1 | 2026 | 0.0027801
ENS | Preferred Plan | Dynamic Pricing | Dynamic Pricing with enabling tech. | Residential Charitable | Residential LI | MW of Load | 1 | 2026 | 0.076687
ENS | Preferred Plan | Dynamic Pricing | Dynamic Pricing with enabling tech. | Residential Charitable | Residential Market Rate | MW of Load | 1 | 2026 | 0.43508
ENS | Preferred Plan | Dynamic Pricing | Dynamic Pricing w/o enabling tech. | Residential Charitable | Residential LI | MW of Load | 1 | 2026 | 1.3652
ENS | Preferred Plan | Dynamic Pricing | Dynamic Pricing w/o enabling tech. | Residential Charitable | Residential Market Rate | MW of Load | 1 | 2026 | 7.7454
ENS | Preferred Plan | BTM Battery Control | BTM Battery Control-BYOB | Residential Charitable | Residential Market Rate | MW of Load | 0 | 2026 | 0.108
ENS | Preferred Plan | EV Charging Control | EV Charging Control | EV Res LDV | EV | MW of Load | 0 | 2026 | 0.016904
ENS | Preferred Plan | EV Charging Control | EV Charging Control | EV Com LDV | EV | MW of Load | 0 | 2026 | 0.005918
ENS | Preferred Plan | Behavioral DR | Behavioral DR | Residential Charitable | Residential LI | MW of Load | 1 | 2026 | 0.040823
ENS | Preferred Plan | Behavioral DR | Behavioral DR | Residential Charitable | Residential Market Rate | MW of Load | 1 | 2026 | 0.23249
ENS | Preferred Plan | Time-of-Use Rates (TOU) | Time-of-Use Rates (TOU) | Residential Charitable | Residential LI | MW of Load | 0 | 2026 | 0.35508
ENS | Preferred Plan | Time-of-Use Rates (TOU) | Time-of-Use Rates (TOU) | Residential Charitable | Residential Market Rate | MW of Load | 0 | 2026 | 2.0222
ENS | Preferred Plan | DLC-Thermostat | DLC-Thermostat-BYOT-Central Heat Pump | Residential Charitable | Residential LI | MW of Load | 0 | 2027 | 0.026427
ENS | Preferred Plan | DLC-Thermostat | DLC-Thermostat-BYOT-Central Heat Pump | Residential Charitable | Residential Market Rate | MW of Load | 0 | 2027 | 0.16172
ENS | Preferred Plan | DLC-Thermostat | DLC-Thermostat-DI-Baseboard Heating | Residential Charitable | Residential LI | MW of Load | 0 | 2027 | 0.13498
ENS | Preferred Plan | DLC-Thermostat | DLC-Thermostat-DI-Baseboard Heating | Residential Charitable | Residential Market Rate | MW of Load | 0 | 2027 | 1.2849
ENS | Preferred Plan | DLC-Thermostat | DLC-Thermostat-BYOT-Baseboard Heating | Residential Charitable | Residential LI | MW of Load | 0 | 2027 | 0.015777
ENS | Preferred Plan | DLC-Thermostat | DLC-Thermostat-BYOT-Baseboard Heating | Residential Charitable | Residential Market Rate | MW of Load | 0 | 2027 | 0.15019
ENS | Preferred Plan | DLC-Thermostat | DLC-Thermostat-DI-MSHP | Residential Charitable | Residential LI | MW of Load | 0 | 2027 | 0.078214
ENS | Preferred Plan | DLC-Thermostat | DLC-Thermostat-DI-MSHP | Residential Charitable | Residential Market Rate | MW of Load | 0 | 2027 | 0.74452
ENS | Preferred Plan | DLC-Thermostat | DLC-Thermostat-BYOT-MSHP | Residential Charitable | Residential LI | MW of Load | 0 | 2027 | 0.0070689
ENS | Preferred Plan | DLC-Thermostat | DLC-Thermostat-BYOT-MSHP | Residential Charitable | Residential Market Rate | MW of Load | 0 | 2027 | 0.067289
ENS | Preferred Plan | DLC-Water Heating | DLC-Switch-Water Heating | Residential Charitable | Residential LI | MW of Load | 0 | 2027 | 0.076877
ENS | Preferred Plan | DLC-Water Heating | DLC-Switch-Water Heating | Residential Charitable | Residential Market Rate | MW of Load | 0 | 2027 | 0.87816
ENS | Preferred Plan | C&I Curtailment | C&I Curtailment-Turnkey-Manual HVAC Control | General | Miscellaneous | MW of Load | 1 | 2027 | 0.96966
ENS | Preferred Plan | C&I Curtailment | C&I Curtailment-Turnkey-Manual HVAC Control | General | Offices | MW of Load | 1 | 2027 | 0.064675
ENS | Preferred Plan | C&I Curtailment | C&I Curtailment-Turnkey-Manual HVAC Control | General | Retail Trade | MW of Load | 1 | 2027 | 0.22669
ENS | Preferred Plan | C&I Curtailment | C&I Curtailment-Turnkey-Manual HVAC Control | General | Services | MW of Load | 1 | 2027 | 0.14655
ENS | Preferred Plan | C&I Curtailment | C&I Curtailment-Turnkey-Auto-DR HVAC Control | General | Miscellaneous | MW of Load | 1 | 2027 | 0.03849
ENS | Preferred Plan | C&I Curtailment | C&I Curtailment-Turnkey-Auto-DR HVAC Control | General | Offices | MW of Load | 1 | 2027 | 0.0025672
ENS | Preferred Plan | C&I Curtailment | C&I Curtailment-Turnkey-Auto-DR HVAC Control | General | Retail Trade | MW of Load | 1 | 2027 | 0.0089984
ENS | Preferred Plan | C&I Curtailment | C&I Curtailment-Turnkey-Auto-DR HVAC Control | General | Services | MW of Load | 1 | 2027 | 0.0058173
ENS | Preferred Plan | C&I Curtailment | C&I Curtailment-Turnkey-Standard Lighting Control | General | Miscellaneous | MW of Load | 1 | 2027 | 0.40438
ENS | Preferred Plan | C&I Curtailment | C&I Curtailment-Turnkey-Standard Lighting Control | General | Offices | MW of Load | 1 | 2027 | 0.0083437
ENS | Preferred Plan | C&I Curtailment | C&I Curtailment-Turnkey-Standard Lighting Control | General | Retail Trade | MW of Load | 1 | 2027 | 0.092158
ENS | Preferred Plan | C&I Curtailment | C&I Curtailment-Turnkey-Standard Lighting Control | General | Services | MW of Load | 1 | 2027 | 0.059633
ENS | Preferred Plan | C&I Curtailment | C&I Curtailment-Turnkey-Water Heating Control | General | Miscellaneous | MW of Load | 1 | 2027 | 0.024783
ENS | Preferred Plan | C&I Curtailment | C&I Curtailment-Turnkey-Water Heating Control | General | Offices | MW of Load | 1 | 2027 | 0.00066425
ENS | Preferred Plan | C&I Curtailment | C&I Curtailment-Turnkey-Water Heating Control | General | Retail Trade | MW of Load | 1 | 2027 | 0.0132
ENS | Preferred Plan | C&I Curtailment | C&I Curtailment-Turnkey-Water Heating Control | General | Services | MW of Load | 1 | 2027 | 0.0085268
ENS | Preferred Plan | C&I Curtailment | C&I Curtailment-Turnkey-Other | General | Miscellaneous | MW of Load | 1 | 2027 | 0.44204
ENS | Preferred Plan | C&I Curtailment | C&I Curtailment-Turnkey-Other | General | Offices | MW of Load | 1 | 2027 | 0.012126
ENS | Preferred Plan | C&I Curtailment | C&I Curtailment-Turnkey-Other | General | Retail Trade | MW of Load | 1 | 2027 | 0.13966
ENS | Preferred Plan | C&I Curtailment | C&I Curtailment-Turnkey-Other | General | Services | MW of Load | 1 | 2027 | 0.090274
ENS | Preferred Plan | C&I Curtailment | C&I Curtailment-Turnkey-Manual HVAC Control | Large General | Miscellaneous | MW of Load | 1 | 2027 | 0.66927
ENS | Preferred Plan | C&I Curtailment | C&I Curtailment-Turnkey-Manual HVAC Control | Large General | Retail Trade | MW of Load | 1 | 2027 | 0.028575
ENS | Preferred Plan | C&I Curtailment | C&I Curtailment-Turnkey-Manual HVAC Control | Large General | Services | MW of Load | 1 | 2027 | 0.045759
ENS | Preferred Plan | C&I Curtailment | C&I Curtailment-Turnkey-Auto-DR HVAC Control | Large General | Miscellaneous | MW of Load | 1 | 2027 | 0.026566
ENS | Preferred Plan | C&I Curtailment | C&I Curtailment-Turnkey-Auto-DR HVAC Control | Large General | Retail Trade | MW of Load | 1 | 2027 | 0.0011342
ENS | Preferred Plan | C&I Curtailment | C&I Curtailment-Turnkey-Auto-DR HVAC Control | Large General | Services | MW of Load | 1 | 2027 | 0.0018164
ENS | Preferred Plan | C&I Curtailment | C&I Curtailment-Turnkey-Standard Lighting Control | Large General | Miscellaneous | MW of Load | 1 | 2027 | 0.28981
ENS | Preferred Plan | C&I Curtailment | C&I Curtailment-Turnkey-Standard Lighting Control | Large General | Retail Trade | MW of Load | 1 | 2027 | 0.011563
ENS | Preferred Plan | C&I Curtailment | C&I Curtailment-Turnkey-Standard Lighting Control | Large General | Services | MW of Load | 1 | 2027 | 0.018518
ENS | Preferred Plan | C&I Curtailment | C&I Curtailment-Turnkey-Water Heating Control | Large General | Miscellaneous | MW of Load | 1 | 2027 | 0.013712
ENS | Preferred Plan | C&I Curtailment | C&I Curtailment-Turnkey-Water Heating Control | Large General | Retail Trade | MW of Load | 1 | 2027 | 0.0016706
ENS | Preferred Plan | C&I Curtailment | C&I Curtailment-Turnkey-Water Heating Control | Large General | Services | MW of Load | 1 | 2027 | 0.0026753
ENS | Preferred Plan | C&I Curtailment | C&I Curtailment-Turnkey-Other | Large General | Miscellaneous | MW of Load | 1 | 2027 | 0.29585
ENS | Preferred Plan | C&I Curtailment | C&I Curtailment-Turnkey-Other | Large General | Retail Trade | MW of Load | 1 | 2027 | 0.01762
ENS | Preferred Plan | C&I Curtailment | C&I Curtailment-Turnkey-Other | Large General | Services | MW of Load | 1 | 2027 | 0.028217
ENS | Preferred Plan | C&I Curtailment | C&I Curtailment-Turnkey-Manual HVAC Control | Small Industrial | Miscellaneous | MW of Load | 1 | 2027 | 0.14239
ENS | Preferred Plan | C&I Curtailment | C&I Curtailment-Turnkey-Manual HVAC Control | Small Industrial | Offices | MW of Load | 1 | 2027 | 0.0017924
ENS | Preferred Plan | C&I Curtailment | C&I Curtailment-Turnkey-Manual HVAC Control | Small Industrial | Retail Trade | MW of Load | 1 | 2027 | 0.0061161
ENS | Preferred Plan | C&I Curtailment | C&I Curtailment-Turnkey-Manual HVAC Control | Small Industrial | Services | MW of Load | 1 | 2027 | 0.0019322
ENS | Preferred Plan | C&I Curtailment | C&I Curtailment-Turnkey-Auto-DR HVAC Control | Small Industrial | Miscellaneous | MW of Load | 1 | 2027 | 0.0056518
ENS | Preferred Plan | C&I Curtailment | C&I Curtailment-Turnkey-Auto-DR HVAC Control | Small Industrial | Offices | MW of Load | 1 | 2027 | 7.1148e-05
ENS | Preferred Plan | C&I Curtailment | C&I Curtailment-Turnkey-Auto-DR HVAC Control | Small Industrial | Retail Trade | MW of Load | 1 | 2027 | 0.00024277
ENS | Preferred Plan | C&I Curtailment | C&I Curtailment-Turnkey-Auto-DR HVAC Control | Small Industrial | Services | MW of Load | 1 | 2027 | 7.6698e-05
ENS | Preferred Plan | C&I Curtailment | C&I Curtailment-Turnkey-Standard Lighting Control | Small Industrial | Miscellaneous | MW of Load | 1 | 2027 | 0.044773
ENS | Preferred Plan | C&I Curtailment | C&I Curtailment-Turnkey-Standard Lighting Control | Small Industrial | Offices | MW of Load | 1 | 2027 | 0.00024554
ENS | Preferred Plan | C&I Curtailment | C&I Curtailment-Turnkey-Standard Lighting Control | Small Industrial | Retail Trade | MW of Load | 1 | 2027 | 0.0026344
ENS | Preferred Plan | C&I Curtailment | C&I Curtailment-Turnkey-Standard Lighting Control | Small Industrial | Services | MW of Load | 1 | 2027 | 0.00083228
ENS | Preferred Plan | C&I Curtailment | C&I Curtailment-Turnkey-Water Heating Control | Small Industrial | Miscellaneous | MW of Load | 1 | 2027 | 0.0034645
ENS | Preferred Plan | C&I Curtailment | C&I Curtailment-Turnkey-Water Heating Control | Small Industrial | Offices | MW of Load | 1 | 2027 | 1.7909e-05
ENS | Preferred Plan | C&I Curtailment | C&I Curtailment-Turnkey-Water Heating Control | Small Industrial | Retail Trade | MW of Load | 1 | 2027 | 0.00033733
ENS | Preferred Plan | C&I Curtailment | C&I Curtailment-Turnkey-Water Heating Control | Small Industrial | Services | MW of Load | 1 | 2027 | 0.00010657
ENS | Preferred Plan | C&I Curtailment | C&I Curtailment-Turnkey-Other | Small Industrial | Miscellaneous | MW of Load | 1 | 2027 | 0.05381
ENS | Preferred Plan | C&I Curtailment | C&I Curtailment-Turnkey-Other | Small Industrial | Offices | MW of Load | 1 | 2027 | 0.000338
ENS | Preferred Plan | C&I Curtailment | C&I Curtailment-Turnkey-Other | Small Industrial | Retail Trade | MW of Load | 1 | 2027 | 0.003725
ENS | Preferred Plan | C&I Curtailment | C&I Curtailment-Turnkey-Other | Small Industrial | Services | MW of Load | 1 | 2027 | 0.0011768
ENS | Preferred Plan | C&I Curtailment | C&I Curtailment-Turnkey-Industrial | Small Industrial | Manufacturing | MW of Load | 1 | 2027 | 0.01302
ENS | Preferred Plan | C&I Curtailment | C&I Curtailment-Turnkey-Manual HVAC Control | Medium Industrial | Miscellaneous | MW of Load | 1 | 2027 | 2.2622
ENS | Preferred Plan | C&I Curtailment | C&I Curtailment-Turnkey-Manual HVAC Control | Medium Industrial | Offices | MW of Load | 1 | 2027 | 0.035847
ENS | Preferred Plan | C&I Curtailment | C&I Curtailment-Turnkey-Manual HVAC Control | Medium Industrial | Retail Trade | MW of Load | 1 | 2027 | 0.50837
ENS | Preferred Plan | C&I Curtailment | C&I Curtailment-Turnkey-Manual HVAC Control | Medium Industrial | Services | MW of Load | 1 | 2027 | 0.023409
ENS | Preferred Plan | C&I Curtailment | C&I Curtailment-Turnkey-Auto-DR HVAC Control | Medium Industrial | Miscellaneous | MW of Load | 1 | 2027 | 0.089796
ENS | Preferred Plan | C&I Curtailment | C&I Curtailment-Turnkey-Auto-DR HVAC Control | Medium Industrial | Offices | MW of Load | 1 | 2027 | 0.0014229
ENS | Preferred Plan | C&I Curtailment | C&I Curtailment-Turnkey-Auto-DR HVAC Control | Medium Industrial | Retail Trade | MW of Load | 1 | 2027 | 0.020179
ENS | Preferred Plan | C&I Curtailment | C&I Curtailment-Turnkey-Auto-DR HVAC Control | Medium Industrial | Services | MW of Load | 1 | 2027 | 0.00092918
ENS | Preferred Plan | C&I Curtailment | C&I Curtailment-Turnkey-Standard Lighting Control | Medium Industrial | Miscellaneous | MW of Load | 1 | 2027 | 0.71135
ENS | Preferred Plan | C&I Curtailment | C&I Curtailment-Turnkey-Standard Lighting Control | Medium Industrial | Offices | MW of Load | 1 | 2027 | 0.0049106
ENS | Preferred Plan | C&I Curtailment | C&I Curtailment-Turnkey-Standard Lighting Control | Medium Industrial | Retail Trade | MW of Load | 1 | 2027 | 0.21897
ENS | Preferred Plan | C&I Curtailment | C&I Curtailment-Turnkey-Standard Lighting Control | Medium Industrial | Services | MW of Load | 1 | 2027 | 0.010083
ENS | Preferred Plan | C&I Curtailment | C&I Curtailment-Turnkey-Water Heating Control | Medium Industrial | Miscellaneous | MW of Load | 1 | 2027 | 0.055044
ENS | Preferred Plan | C&I Curtailment | C&I Curtailment-Turnkey-Water Heating Control | Medium Industrial | Offices | MW of Load | 1 | 2027 | 0.00035818
ENS | Preferred Plan | C&I Curtailment | C&I Curtailment-Turnkey-Water Heating Control | Medium Industrial | Retail Trade | MW of Load | 1 | 2027 | 0.028038
ENS | Preferred Plan | C&I Curtailment | C&I Curtailment-Turnkey-Water Heating Control | Medium Industrial | Services | MW of Load | 1 | 2027 | 0.0012911
ENS | Preferred Plan | C&I Curtailment | C&I Curtailment-Turnkey-Other | Medium Industrial | Miscellaneous | MW of Load | 1 | 2027 | 0.85493
ENS | Preferred Plan | C&I Curtailment | C&I Curtailment-Turnkey-Other | Medium Industrial | Offices | MW of Load | 1 | 2027 | 0.0067599
ENS | Preferred Plan | C&I Curtailment | C&I Curtailment-Turnkey-Other | Medium Industrial | Retail Trade | MW of Load | 1 | 2027 | 0.30962
ENS | Preferred Plan | C&I Curtailment | C&I Curtailment-Turnkey-Other | Medium Industrial | Services | MW of Load | 1 | 2027 | 0.014257
ENS | Preferred Plan | C&I Curtailment | C&I Curtailment-Turnkey-Manual HVAC Control | Large Industrial | Miscellaneous | MW of Load | 1 | 2027 | 0.048196
ENS | Preferred Plan | C&I Curtailment | C&I Curtailment-Turnkey-Auto-DR HVAC Control | Large Industrial | Miscellaneous | MW of Load | 1 | 2027 | 0.0019131
ENS | Preferred Plan | C&I Curtailment | C&I Curtailment-Turnkey-Standard Lighting Control | Large Industrial | Miscellaneous | MW of Load | 1 | 2027 | 0.02087
ENS | Preferred Plan | C&I Curtailment | C&I Curtailment-Turnkey-Water Heating Control | Large Industrial | Miscellaneous | MW of Load | 1 | 2027 | 0.00098741
ENS | Preferred Plan | C&I Curtailment | C&I Curtailment-Turnkey-Other | Large Industrial | Miscellaneous | MW of Load | 1 | 2027 | 0.021305
ENS | Preferred Plan | C&I Curtailment | C&I Curtailment-Turnkey-Industrial | Large Industrial | Manufacturing | MW of Load | 1 | 2027 | 0.0042288
ENS | Preferred Plan | C&I Loadshift to BUGs | C&I Loadshift to BUGs | Large General | Miscellaneous | MW of Load | 1 | 2027 | 2.594
ENS | Preferred Plan | C&I Loadshift to BUGs | C&I Loadshift to BUGs | Small Industrial | Miscellaneous | MW of Load | 1 | 2027 | 0.88618
ENS | Preferred Plan | C&I Loadshift to BUGs | C&I Loadshift to BUGs | Medium Industrial | Manufacturing | MW of Load | 1 | 2027 | 0.51921
ENS | Preferred Plan | C&I Loadshift to BUGs | C&I Loadshift to BUGs | Medium Industrial | Miscellaneous | MW of Load | 1 | 2027 | 2.2534
ENS | Preferred Plan | Dynamic Pricing | Dynamic Pricing with enabling tech. | Small General | Manufacturing | MW of Load | 1 | 2027 | 0.0048006
ENS | Preferred Plan | Dynamic Pricing | Dynamic Pricing with enabling tech. | Residential Charitable | Residential LI | MW of Load | 1 | 2027 | 0.23325
ENS | Preferred Plan | Dynamic Pricing | Dynamic Pricing with enabling tech. | Residential Charitable | Residential Market Rate | MW of Load | 1 | 2027 | 1.3236
ENS | Preferred Plan | Dynamic Pricing | Dynamic Pricing w/o enabling tech. | Residential Charitable | Residential LI | MW of Load | 1 | 2027 | 1.6347
ENS | Preferred Plan | Dynamic Pricing | Dynamic Pricing w/o enabling tech. | Residential Charitable | Residential Market Rate | MW of Load | 1 | 2027 | 9.2764
ENS | Preferred Plan | Behavioral DR | Behavioral DR | Residential Charitable | Residential LI | MW of Load | 1 | 2027 | 0.092535
ENS | Preferred Plan | Behavioral DR | Behavioral DR | Residential Charitable | Residential Market Rate | MW of Load | 1 | 2027 | 0.52721
ENS | Preferred Plan | Time-of-Use Rates (TOU) | Time-of-Use Rates (TOU) | Residential Charitable | Residential LI | MW of Load | 0 | 2027 | 0.39128
ENS | Preferred Plan | Time-of-Use Rates (TOU) | Time-of-Use Rates (TOU) | Residential Charitable | Residential Market Rate | MW of Load | 0 | 2027 | 2.2292
ENS | Preferred Plan | DLC-Thermostat | DLC-Thermostat-BYOT-Central Heat Pump | Residential Charitable | Residential LI | MW of Load | 0 | 2028 | 0.026029
ENS | Preferred Plan | DLC-Thermostat | DLC-Thermostat-BYOT-Central Heat Pump | Residential Charitable | Residential Market Rate | MW of Load | 0 | 2028 | 0.15928
ENS | Preferred Plan | DLC-Thermostat | DLC-Thermostat-DI-Baseboard Heating | Residential Charitable | Residential LI | MW of Load | 0 | 2028 | 0.13228
ENS | Preferred Plan | DLC-Thermostat | DLC-Thermostat-DI-Baseboard Heating | Residential Charitable | Residential Market Rate | MW of Load | 0 | 2028 | 1.2592
ENS | Preferred Plan | DLC-Thermostat | DLC-Thermostat-BYOT-Baseboard Heating | Residential Charitable | Residential LI | MW of Load | 0 | 2028 | 0.015467
ENS | Preferred Plan | DLC-Thermostat | DLC-Thermostat-BYOT-Baseboard Heating | Residential Charitable | Residential Market Rate | MW of Load | 0 | 2028 | 0.14723
ENS | Preferred Plan | DLC-Thermostat | DLC-Thermostat-DI-MSHP | Residential Charitable | Residential LI | MW of Load | 0 | 2028 | 0.076651
ENS | Preferred Plan | DLC-Thermostat | DLC-Thermostat-DI-MSHP | Residential Charitable | Residential Market Rate | MW of Load | 0 | 2028 | 0.72964
ENS | Preferred Plan | DLC-Thermostat | DLC-Thermostat-BYOT-MSHP | Residential Charitable | Residential LI | MW of Load | 0 | 2028 | 0.0069235
ENS | Preferred Plan | DLC-Thermostat | DLC-Thermostat-BYOT-MSHP | Residential Charitable | Residential Market Rate | MW of Load | 0 | 2028 | 0.065905
ENS | Preferred Plan | DLC-Water Heating | DLC-Switch-Water Heating | Residential Charitable | Residential LI | MW of Load | 0 | 2028 | 0.075334
ENS | Preferred Plan | DLC-Water Heating | DLC-Switch-Water Heating | Residential Charitable | Residential Market Rate | MW of Load | 0 | 2028 | 0.86053
ENS | Preferred Plan | C&I Curtailment | C&I Curtailment-Turnkey-Manual HVAC Control | General | Miscellaneous | MW of Load | 1 | 2028 | 1.1563
ENS | Preferred Plan | C&I Curtailment | C&I Curtailment-Turnkey-Manual HVAC Control | General | Offices | MW of Load | 1 | 2028 | 0.077932
ENS | Preferred Plan | C&I Curtailment | C&I Curtailment-Turnkey-Manual HVAC Control | General | Retail Trade | MW of Load | 1 | 2028 | 0.26878
ENS | Preferred Plan | C&I Curtailment | C&I Curtailment-Turnkey-Manual HVAC Control | General | Services | MW of Load | 1 | 2028 | 0.17377
ENS | Preferred Plan | C&I Curtailment | C&I Curtailment-Turnkey-Auto-DR HVAC Control | General | Miscellaneous | MW of Load | 1 | 2028 | 0.057716
ENS | Preferred Plan | C&I Curtailment | C&I Curtailment-Turnkey-Auto-DR HVAC Control | General | Offices | MW of Load | 1 | 2028 | 0.0038899
ENS | Preferred Plan | C&I Curtailment | C&I Curtailment-Turnkey-Auto-DR HVAC Control | General | Retail Trade | MW of Load | 1 | 2028 | 0.013416
ENS | Preferred Plan | C&I Curtailment | C&I Curtailment-Turnkey-Auto-DR HVAC Control | General | Services | MW of Load | 1 | 2028 | 0.0086735
ENS | Preferred Plan | C&I Curtailment | C&I Curtailment-Turnkey-Standard Lighting Control | General | Miscellaneous | MW of Load | 1 | 2028 | 0.47961
ENS | Preferred Plan | C&I Curtailment | C&I Curtailment-Turnkey-Standard Lighting Control | General | Offices | MW of Load | 1 | 2028 | 0.0097127
ENS | Preferred Plan | C&I Curtailment | C&I Curtailment-Turnkey-Standard Lighting Control | General | Retail Trade | MW of Load | 1 | 2028 | 0.10796
ENS | Preferred Plan | C&I Curtailment | C&I Curtailment-Turnkey-Standard Lighting Control | General | Services | MW of Load | 1 | 2028 | 0.069872
ENS | Preferred Plan | C&I Curtailment | C&I Curtailment-Turnkey-Water Heating Control | General | Miscellaneous | MW of Load | 1 | 2028 | 0.030406
ENS | Preferred Plan | C&I Curtailment | C&I Curtailment-Turnkey-Water Heating Control | General | Offices | MW of Load | 1 | 2028 | 0.00081208
ENS | Preferred Plan | C&I Curtailment | C&I Curtailment-Turnkey-Water Heating Control | General | Retail Trade | MW of Load | 1 | 2028 | 0.01627
ENS | Preferred Plan | C&I Curtailment | C&I Curtailment-Turnkey-Water Heating Control | General | Services | MW of Load | 1 | 2028 | 0.010508
ENS | Preferred Plan | C&I Curtailment | C&I Curtailment-Turnkey-Other | General | Miscellaneous | MW of Load | 1 | 2028 | 0.5387
ENS | Preferred Plan | C&I Curtailment | C&I Curtailment-Turnkey-Other | General | Offices | MW of Load | 1 | 2028 | 0.014734
ENS | Preferred Plan | C&I Curtailment | C&I Curtailment-Turnkey-Other | General | Retail Trade | MW of Load | 1 | 2028 | 0.17041
ENS | Preferred Plan | C&I Curtailment | C&I Curtailment-Turnkey-Other | General | Services | MW of Load | 1 | 2028 | 0.11014
ENS | Preferred Plan | C&I Curtailment | C&I Curtailment-Turnkey-Manual HVAC Control | Large General | Miscellaneous | MW of Load | 1 | 2028 | 0.79856
ENS | Preferred Plan | C&I Curtailment | C&I Curtailment-Turnkey-Manual HVAC Control | Large General | Retail Trade | MW of Load | 1 | 2028 | 0.033834
ENS | Preferred Plan | C&I Curtailment | C&I Curtailment-Turnkey-Manual HVAC Control | Large General | Services | MW of Load | 1 | 2028 | 0.054181
ENS | Preferred Plan | C&I Curtailment | C&I Curtailment-Turnkey-Auto-DR HVAC Control | Large General | Miscellaneous | MW of Load | 1 | 2028 | 0.03986
ENS | Preferred Plan | C&I Curtailment | C&I Curtailment-Turnkey-Auto-DR HVAC Control | Large General | Retail Trade | MW of Load | 1 | 2028 | 0.0016888
ENS | Preferred Plan | C&I Curtailment | C&I Curtailment-Turnkey-Auto-DR HVAC Control | Large General | Services | MW of Load | 1 | 2028 | 0.0027044
ENS | Preferred Plan | C&I Curtailment | C&I Curtailment-Turnkey-Standard Lighting Control | Large General | Miscellaneous | MW of Load | 1 | 2028 | 0.34393
ENS | Preferred Plan | C&I Curtailment | C&I Curtailment-Turnkey-Standard Lighting Control | Large General | Retail Trade | MW of Load | 1 | 2028 | 0.013518
ENS | Preferred Plan | C&I Curtailment | C&I Curtailment-Turnkey-Standard Lighting Control | Large General | Services | MW of Load | 1 | 2028 | 0.021648
ENS | Preferred Plan | C&I Curtailment | C&I Curtailment-Turnkey-Water Heating Control | Large General | Miscellaneous | MW of Load | 1 | 2028 | 0.016726
ENS | Preferred Plan | C&I Curtailment | C&I Curtailment-Turnkey-Water Heating Control | Large General | Retail Trade | MW of Load | 1 | 2028 | 0.0020583
ENS | Preferred Plan | C&I Curtailment | C&I Curtailment-Turnkey-Water Heating Control | Large General | Services | MW of Load | 1 | 2028 | 0.0032961
ENS | Preferred Plan | C&I Curtailment | C&I Curtailment-Turnkey-Other | Large General | Miscellaneous | MW of Load | 1 | 2028 | 0.3599
ENS | Preferred Plan | C&I Curtailment | C&I Curtailment-Turnkey-Other | Large General | Retail Trade | MW of Load | 1 | 2028 | 0.021476
ENS | Preferred Plan | C&I Curtailment | C&I Curtailment-Turnkey-Other | Large General | Services | MW of Load | 1 | 2028 | 0.034392
ENS | Preferred Plan | C&I Curtailment | C&I Curtailment-Turnkey-Manual HVAC Control | Small Industrial | Miscellaneous | MW of Load | 1 | 2028 | 0.16988
ENS | Preferred Plan | C&I Curtailment | C&I Curtailment-Turnkey-Manual HVAC Control | Small Industrial | Offices | MW of Load | 1 | 2028 | 0.0021518
ENS | Preferred Plan | C&I Curtailment | C&I Curtailment-Turnkey-Manual HVAC Control | Small Industrial | Retail Trade | MW of Load | 1 | 2028 | 0.0072529
ENS | Preferred Plan | C&I Curtailment | C&I Curtailment-Turnkey-Manual HVAC Control | Small Industrial | Services | MW of Load | 1 | 2028 | 0.0022914
ENS | Preferred Plan | C&I Curtailment | C&I Curtailment-Turnkey-Auto-DR HVAC Control | Small Industrial | Miscellaneous | MW of Load | 1 | 2028 | 0.0084794
ENS | Preferred Plan | C&I Curtailment | C&I Curtailment-Turnkey-Auto-DR HVAC Control | Small Industrial | Offices | MW of Load | 1 | 2028 | 0.00010741
ENS | Preferred Plan | C&I Curtailment | C&I Curtailment-Turnkey-Auto-DR HVAC Control | Small Industrial | Retail Trade | MW of Load | 1 | 2028 | 0.00036202
ENS | Preferred Plan | C&I Curtailment | C&I Curtailment-Turnkey-Auto-DR HVAC Control | Small Industrial | Services | MW of Load | 1 | 2028 | 0.00011437
ENS | Preferred Plan | C&I Curtailment | C&I Curtailment-Turnkey-Standard Lighting Control | Small Industrial | Miscellaneous | MW of Load | 1 | 2028 | 0.052854
ENS | Preferred Plan | C&I Curtailment | C&I Curtailment-Turnkey-Standard Lighting Control | Small Industrial | Offices | MW of Load | 1 | 2028 | 0.00028824
ENS | Preferred Plan | C&I Curtailment | C&I Curtailment-Turnkey-Standard Lighting Control | Small Industrial | Retail Trade | MW of Load | 1 | 2028 | 0.003116
ENS | Preferred Plan | C&I Curtailment | C&I Curtailment-Turnkey-Standard Lighting Control | Small Industrial | Services | MW of Load | 1 | 2028 | 0.00098443
ENS | Preferred Plan | C&I Curtailment | C&I Curtailment-Turnkey-Water Heating Control | Small Industrial | Miscellaneous | MW of Load | 1 | 2028 | 0.0042283
ENS | Preferred Plan | C&I Curtailment | C&I Curtailment-Turnkey-Water Heating Control | Small Industrial | Offices | MW of Load | 1 | 2028 | 2.1691e-05
ENS | Preferred Plan | C&I Curtailment | C&I Curtailment-Turnkey-Water Heating Control | Small Industrial | Retail Trade | MW of Load | 1 | 2028 | 0.00041052
ENS | Preferred Plan | C&I Curtailment | C&I Curtailment-Turnkey-Water Heating Control | Small Industrial | Services | MW of Load | 1 | 2028 | 0.00012969
ENS | Preferred Plan | C&I Curtailment | C&I Curtailment-Turnkey-Other | Small Industrial | Miscellaneous | MW of Load | 1 | 2028 | 0.065412
ENS | Preferred Plan | C&I Curtailment | C&I Curtailment-Turnkey-Other | Small Industrial | Offices | MW of Load | 1 | 2028 | 0.00040989
ENS | Preferred Plan | C&I Curtailment | C&I Curtailment-Turnkey-Other | Small Industrial | Retail Trade | MW of Load | 1 | 2028 | 0.0045269
ENS | Preferred Plan | C&I Curtailment | C&I Curtailment-Turnkey-Other | Small Industrial | Services | MW of Load | 1 | 2028 | 0.0014301
ENS | Preferred Plan | C&I Curtailment | C&I Curtailment-Turnkey-Industrial | Small Industrial | Manufacturing | MW of Load | 1 | 2028 | 0.015721
ENS | Preferred Plan | C&I Curtailment | C&I Curtailment-Turnkey-Manual HVAC Control | Medium Industrial | Miscellaneous | MW of Load | 1 | 2028 | 2.7005
ENS | Preferred Plan | C&I Curtailment | C&I Curtailment-Turnkey-Manual HVAC Control | Medium Industrial | Offices | MW of Load | 1 | 2028 | 0.043058
ENS | Preferred Plan | C&I Curtailment | C&I Curtailment-Turnkey-Manual HVAC Control | Medium Industrial | Retail Trade | MW of Load | 1 | 2028 | 0.60318
ENS | Preferred Plan | C&I Curtailment | C&I Curtailment-Turnkey-Manual HVAC Control | Medium Industrial | Services | MW of Load | 1 | 2028 | 0.027775
ENS | Preferred Plan | C&I Curtailment | C&I Curtailment-Turnkey-Auto-DR HVAC Control | Medium Industrial | Miscellaneous | MW of Load | 1 | 2028 | 0.13479
ENS | Preferred Plan | C&I Curtailment | C&I Curtailment-Turnkey-Auto-DR HVAC Control | Medium Industrial | Offices | MW of Load | 1 | 2028 | 0.0021493
ENS | Preferred Plan | C&I Curtailment | C&I Curtailment-Turnkey-Auto-DR HVAC Control | Medium Industrial | Retail Trade | MW of Load | 1 | 2028 | 0.030108
ENS | Preferred Plan | C&I Curtailment | C&I Curtailment-Turnkey-Auto-DR HVAC Control | Medium Industrial | Services | MW of Load | 1 | 2028 | 0.0013864
ENS | Preferred Plan | C&I Curtailment | C&I Curtailment-Turnkey-Standard Lighting Control | Medium Industrial | Miscellaneous | MW of Load | 1 | 2028 | 0.8402
ENS | Preferred Plan | C&I Curtailment | C&I Curtailment-Turnkey-Standard Lighting Control | Medium Industrial | Offices | MW of Load | 1 | 2028 | 0.0057678
ENS | Preferred Plan | C&I Curtailment | C&I Curtailment-Turnkey-Standard Lighting Control | Medium Industrial | Retail Trade | MW of Load | 1 | 2028 | 0.25914
ENS | Preferred Plan | C&I Curtailment | C&I Curtailment-Turnkey-Standard Lighting Control | Medium Industrial | Services | MW of Load | 1 | 2028 | 0.011933
ENS | Preferred Plan | C&I Curtailment | C&I Curtailment-Turnkey-Water Heating Control | Medium Industrial | Miscellaneous | MW of Load | 1 | 2028 | 0.067216
ENS | Preferred Plan | C&I Curtailment | C&I Curtailment-Turnkey-Water Heating Control | Medium Industrial | Offices | MW of Load | 1 | 2028 | 0.00043406
ENS | Preferred Plan | C&I Curtailment | C&I Curtailment-Turnkey-Water Heating Control | Medium Industrial | Retail Trade | MW of Load | 1 | 2028 | 0.034141
ENS | Preferred Plan | C&I Curtailment | C&I Curtailment-Turnkey-Water Heating Control | Medium Industrial | Services | MW of Load | 1 | 2028 | 0.0015721
ENS | Preferred Plan | C&I Curtailment | C&I Curtailment-Turnkey-Other | Medium Industrial | Miscellaneous | MW of Load | 1 | 2028 | 1.0398
ENS | Preferred Plan | C&I Curtailment | C&I Curtailment-Turnkey-Other | Medium Industrial | Offices | MW of Load | 1 | 2028 | 0.0082022
ENS | Preferred Plan | C&I Curtailment | C&I Curtailment-Turnkey-Other | Medium Industrial | Retail Trade | MW of Load | 1 | 2028 | 0.37647
ENS | Preferred Plan | C&I Curtailment | C&I Curtailment-Turnkey-Other | Medium Industrial | Services | MW of Load | 1 | 2028 | 0.017335
ENS | Preferred Plan | C&I Curtailment | C&I Curtailment-Turnkey-Manual HVAC Control | Large Industrial | Miscellaneous | MW of Load | 1 | 2028 | 0.057469
ENS | Preferred Plan | C&I Curtailment | C&I Curtailment-Turnkey-Auto-DR HVAC Control | Large Industrial | Miscellaneous | MW of Load | 1 | 2028 | 0.0028685
ENS | Preferred Plan | C&I Curtailment | C&I Curtailment-Turnkey-Standard Lighting Control | Large Industrial | Miscellaneous | MW of Load | 1 | 2028 | 0.024751
ENS | Preferred Plan | C&I Curtailment | C&I Curtailment-Turnkey-Water Heating Control | Large Industrial | Miscellaneous | MW of Load | 1 | 2028 | 0.0012037
ENS | Preferred Plan | C&I Curtailment | C&I Curtailment-Turnkey-Other | Large Industrial | Miscellaneous | MW of Load | 1 | 2028 | 0.0259
ENS | Preferred Plan | C&I Curtailment | C&I Curtailment-Turnkey-Industrial | Large Industrial | Manufacturing | MW of Load | 1 | 2028 | 0.0051074
ENS | Preferred Plan | C&I Loadshift to BUGs | C&I Loadshift to BUGs | Large General | Miscellaneous | MW of Load | 1 | 2028 | 2.5899
ENS | Preferred Plan | C&I Loadshift to BUGs | C&I Loadshift to BUGs | Small Industrial | Miscellaneous | MW of Load | 1 | 2028 | 0.89286
ENS | Preferred Plan | C&I Loadshift to BUGs | C&I Loadshift to BUGs | Medium Industrial | Manufacturing | MW of Load | 1 | 2028 | 0.52104
ENS | Preferred Plan | C&I Loadshift to BUGs | C&I Loadshift to BUGs | Medium Industrial | Miscellaneous | MW of Load | 1 | 2028 | 2.2613
ENS | Preferred Plan | Dynamic Pricing | Dynamic Pricing with enabling tech. | Small General | Manufacturing | MW of Load | 1 | 2028 | 0.0060624
ENS | Preferred Plan | Dynamic Pricing | Dynamic Pricing with enabling tech. | Residential Charitable | Residential LI | MW of Load | 1 | 2028 | 0.51796
ENS | Preferred Plan | Dynamic Pricing | Dynamic Pricing with enabling tech. | Residential Charitable | Residential Market Rate | MW of Load | 1 | 2028 | 2.9398
ENS | Preferred Plan | Dynamic Pricing | Dynamic Pricing w/o enabling tech. | Residential Charitable | Residential LI | MW of Load | 1 | 2028 | 1.8263
ENS | Preferred Plan | Dynamic Pricing | Dynamic Pricing w/o enabling tech. | Residential Charitable | Residential Market Rate | MW of Load | 1 | 2028 | 10.3653
ENS | Preferred Plan | Behavioral DR | Behavioral DR | Residential Charitable | Residential LI | MW of Load | 1 | 2028 | 0.20279
ENS | Preferred Plan | Behavioral DR | Behavioral DR | Residential Charitable | Residential Market Rate | MW of Load | 1 | 2028 | 1.1555
ENS | Preferred Plan | Time-of-Use Rates (TOU) | Time-of-Use Rates (TOU) | Residential Charitable | Residential LI | MW of Load | 0 | 2028 | 0.39258
ENS | Preferred Plan | Time-of-Use Rates (TOU) | Time-of-Use Rates (TOU) | Residential Charitable | Residential Market Rate | MW of Load | 0 | 2028 | 2.237
ENS | Preferred Plan | DLC-Thermostat | DLC-Thermostat-BYOT-Central Heat Pump | Residential Charitable | Residential LI | MW of Load | 0 | 2029 | 0.025388
ENS | Preferred Plan | DLC-Thermostat | DLC-Thermostat-BYOT-Central Heat Pump | Residential Charitable | Residential Market Rate | MW of Load | 0 | 2029 | 0.15536
ENS | Preferred Plan | DLC-Thermostat | DLC-Thermostat-DI-Baseboard Heating | Residential Charitable | Residential LI | MW of Load | 0 | 2029 | 0.12963
ENS | Preferred Plan | DLC-Thermostat | DLC-Thermostat-DI-Baseboard Heating | Residential Charitable | Residential Market Rate | MW of Load | 0 | 2029 | 1.234
ENS | Preferred Plan | DLC-Thermostat | DLC-Thermostat-BYOT-Baseboard Heating | Residential Charitable | Residential LI | MW of Load | 0 | 2029 | 0.015159
ENS | Preferred Plan | DLC-Thermostat | DLC-Thermostat-BYOT-Baseboard Heating | Residential Charitable | Residential Market Rate | MW of Load | 0 | 2029 | 0.1443
ENS | Preferred Plan | DLC-Thermostat | DLC-Thermostat-DI-MSHP | Residential Charitable | Residential LI | MW of Load | 0 | 2029 | 0.075118
ENS | Preferred Plan | DLC-Thermostat | DLC-Thermostat-DI-MSHP | Residential Charitable | Residential Market Rate | MW of Load | 0 | 2029 | 0.71505
ENS | Preferred Plan | DLC-Thermostat | DLC-Thermostat-BYOT-MSHP | Residential Charitable | Residential LI | MW of Load | 0 | 2029 | 0.0068071
ENS | Preferred Plan | DLC-Thermostat | DLC-Thermostat-BYOT-MSHP | Residential Charitable | Residential Market Rate | MW of Load | 0 | 2029 | 0.064797
ENS | Preferred Plan | DLC-Water Heating | DLC-Switch-Water Heating | Residential Charitable | Residential LI | MW of Load | 0 | 2029 | 0.073831
ENS | Preferred Plan | DLC-Water Heating | DLC-Switch-Water Heating | Residential Charitable | Residential Market Rate | MW of Load | 0 | 2029 | 0.84336
ENS | Preferred Plan | C&I Curtailment | C&I Curtailment-Turnkey-Manual HVAC Control | General | Miscellaneous | MW of Load | 1 | 2029 | 1.337
ENS | Preferred Plan | C&I Curtailment | C&I Curtailment-Turnkey-Manual HVAC Control | General | Offices | MW of Load | 1 | 2029 | 0.090979
ENS | Preferred Plan | C&I Curtailment | C&I Curtailment-Turnkey-Manual HVAC Control | General | Retail Trade | MW of Load | 1 | 2029 | 0.30896
ENS | Preferred Plan | C&I Curtailment | C&I Curtailment-Turnkey-Manual HVAC Control | General | Services | MW of Load | 1 | 2029 | 0.19975
ENS | Preferred Plan | C&I Curtailment | C&I Curtailment-Turnkey-Auto-DR HVAC Control | General | Miscellaneous | MW of Load | 1 | 2029 | 0.084046
ENS | Preferred Plan | C&I Curtailment | C&I Curtailment-Turnkey-Auto-DR HVAC Control | General | Offices | MW of Load | 1 | 2029 | 0.0057193
ENS | Preferred Plan | C&I Curtailment | C&I Curtailment-Turnkey-Auto-DR HVAC Control | General | Retail Trade | MW of Load | 1 | 2029 | 0.019422
ENS | Preferred Plan | C&I Curtailment | C&I Curtailment-Turnkey-Auto-DR HVAC Control | General | Services | MW of Load | 1 | 2029 | 0.012557
ENS | Preferred Plan | C&I Curtailment | C&I Curtailment-Turnkey-Standard Lighting Control | General | Miscellaneous | MW of Load | 1 | 2029 | 0.55501
ENS | Preferred Plan | C&I Curtailment | C&I Curtailment-Turnkey-Standard Lighting Control | General | Offices | MW of Load | 1 | 2029 | 0.01107
ENS | Preferred Plan | C&I Curtailment | C&I Curtailment-Turnkey-Standard Lighting Control | General | Retail Trade | MW of Load | 1 | 2029 | 0.1235
ENS | Preferred Plan | C&I Curtailment | C&I Curtailment-Turnkey-Standard Lighting Control | General | Services | MW of Load | 1 | 2029 | 0.079944
ENS | Preferred Plan | C&I Curtailment | C&I Curtailment-Turnkey-Water Heating Control | General | Miscellaneous | MW of Load | 1 | 2029 | 0.036179
ENS | Preferred Plan | C&I Curtailment | C&I Curtailment-Turnkey-Water Heating Control | General | Offices | MW of Load | 1 | 2029 | 0.00096355
ENS | Preferred Plan | C&I Curtailment | C&I Curtailment-Turnkey-Water Heating Control | General | Retail Trade | MW of Load | 1 | 2029 | 0.019434
ENS | Preferred Plan | C&I Curtailment | C&I Curtailment-Turnkey-Water Heating Control | General | Services | MW of Load | 1 | 2029 | 0.01255
ENS | Preferred Plan | C&I Curtailment | C&I Curtailment-Turnkey-Other | General | Miscellaneous | MW of Load | 1 | 2029 | 0.63646
ENS | Preferred Plan | C&I Curtailment | C&I Curtailment-Turnkey-Other | General | Offices | MW of Load | 1 | 2029 | 0.017359
ENS | Preferred Plan | C&I Curtailment | C&I Curtailment-Turnkey-Other | General | Retail Trade | MW of Load | 1 | 2029 | 0.2016
ENS | Preferred Plan | C&I Curtailment | C&I Curtailment-Turnkey-Other | General | Services | MW of Load | 1 | 2029 | 0.1303
ENS | Preferred Plan | C&I Curtailment | C&I Curtailment-Turnkey-Manual HVAC Control | Large General | Miscellaneous | MW of Load | 1 | 2029 | 0.92382
ENS | Preferred Plan | C&I Curtailment | C&I Curtailment-Turnkey-Manual HVAC Control | Large General | Retail Trade | MW of Load | 1 | 2029 | 0.038836
ENS | Preferred Plan | C&I Curtailment | C&I Curtailment-Turnkey-Manual HVAC Control | Large General | Services | MW of Load | 1 | 2029 | 0.062191
ENS | Preferred Plan | C&I Curtailment | C&I Curtailment-Turnkey-Auto-DR HVAC Control | Large General | Miscellaneous | MW of Load | 1 | 2029 | 0.058075
ENS | Preferred Plan | C&I Curtailment | C&I Curtailment-Turnkey-Auto-DR HVAC Control | Large General | Retail Trade | MW of Load | 1 | 2029 | 0.0024414
ENS | Preferred Plan | C&I Curtailment | C&I Curtailment-Turnkey-Auto-DR HVAC Control | Large General | Services | MW of Load | 1 | 2029 | 0.0039096
ENS | Preferred Plan | C&I Curtailment | C&I Curtailment-Turnkey-Standard Lighting Control | Large General | Miscellaneous | MW of Load | 1 | 2029 | 0.39824
ENS | Preferred Plan | C&I Curtailment | C&I Curtailment-Turnkey-Standard Lighting Control | Large General | Retail Trade | MW of Load | 1 | 2029 | 0.015433
ENS | Preferred Plan | C&I Curtailment | C&I Curtailment-Turnkey-Standard Lighting Control | Large General | Services | MW of Load | 1 | 2029 | 0.024714
ENS | Preferred Plan | C&I Curtailment | C&I Curtailment-Turnkey-Water Heating Control | Large General | Miscellaneous | MW of Load | 1 | 2029 | 0.019792
ENS | Preferred Plan | C&I Curtailment | C&I Curtailment-Turnkey-Water Heating Control | Large General | Retail Trade | MW of Load | 1 | 2029 | 0.0024571
ENS | Preferred Plan | C&I Curtailment | C&I Curtailment-Turnkey-Water Heating Control | Large General | Services | MW of Load | 1 | 2029 | 0.0039348
ENS | Preferred Plan | C&I Curtailment | C&I Curtailment-Turnkey-Other | Large General | Miscellaneous | MW of Load | 1 | 2029 | 0.42442
ENS | Preferred Plan | C&I Curtailment | C&I Curtailment-Turnkey-Other | Large General | Retail Trade | MW of Load | 1 | 2029 | 0.02538
ENS | Preferred Plan | C&I Curtailment | C&I Curtailment-Turnkey-Other | Large General | Services | MW of Load | 1 | 2029 | 0.040644
ENS | Preferred Plan | C&I Curtailment | C&I Curtailment-Turnkey-Manual HVAC Control | Small Industrial | Miscellaneous | MW of Load | 1 | 2029 | 0.19651
ENS | Preferred Plan | C&I Curtailment | C&I Curtailment-Turnkey-Manual HVAC Control | Small Industrial | Offices | MW of Load | 1 | 2029 | 0.0025035
ENS | Preferred Plan | C&I Curtailment | C&I Curtailment-Turnkey-Manual HVAC Control | Small Industrial | Retail Trade | MW of Load | 1 | 2029 | 0.008345
ENS | Preferred Plan | C&I Curtailment | C&I Curtailment-Turnkey-Manual HVAC Control | Small Industrial | Services | MW of Load | 1 | 2029 | 0.0026364
ENS | Preferred Plan | C&I Curtailment | C&I Curtailment-Turnkey-Auto-DR HVAC Control | Small Industrial | Miscellaneous | MW of Load | 1 | 2029 | 0.012354
ENS | Preferred Plan | C&I Curtailment | C&I Curtailment-Turnkey-Auto-DR HVAC Control | Small Industrial | Offices | MW of Load | 1 | 2029 | 0.00015738
ENS | Preferred Plan | C&I Curtailment | C&I Curtailment-Turnkey-Auto-DR HVAC Control | Small Industrial | Retail Trade | MW of Load | 1 | 2029 | 0.0005246
ENS | Preferred Plan | C&I Curtailment | C&I Curtailment-Turnkey-Auto-DR HVAC Control | Small Industrial | Services | MW of Load | 1 | 2029 | 0.00016573
ENS | Preferred Plan | C&I Curtailment | C&I Curtailment-Turnkey-Standard Lighting Control | Small Industrial | Miscellaneous | MW of Load | 1 | 2029 | 0.060915
ENS | Preferred Plan | C&I Curtailment | C&I Curtailment-Turnkey-Standard Lighting Control | Small Industrial | Offices | MW of Load | 1 | 2029 | 0.00033056
ENS | Preferred Plan | C&I Curtailment | C&I Curtailment-Turnkey-Standard Lighting Control | Small Industrial | Retail Trade | MW of Load | 1 | 2029 | 0.0035949
ENS | Preferred Plan | C&I Curtailment | C&I Curtailment-Turnkey-Standard Lighting Control | Small Industrial | Services | MW of Load | 1 | 2029 | 0.0011357
ENS | Preferred Plan | C&I Curtailment | C&I Curtailment-Turnkey-Water Heating Control | Small Industrial | Miscellaneous | MW of Load | 1 | 2029 | 0.005006
ENS | Preferred Plan | C&I Curtailment | C&I Curtailment-Turnkey-Water Heating Control | Small Industrial | Offices | MW of Load | 1 | 2029 | 2.5529e-05
ENS | Preferred Plan | C&I Curtailment | C&I Curtailment-Turnkey-Water Heating Control | Small Industrial | Retail Trade | MW of Load | 1 | 2029 | 0.00048479
ENS | Preferred Plan | C&I Curtailment | C&I Curtailment-Turnkey-Water Heating Control | Small Industrial | Services | MW of Load | 1 | 2029 | 0.00015316
ENS | Preferred Plan | C&I Curtailment | C&I Curtailment-Turnkey-Other | Small Industrial | Miscellaneous | MW of Load | 1 | 2029 | 0.077104
ENS | Preferred Plan | C&I Curtailment | C&I Curtailment-Turnkey-Other | Small Industrial | Offices | MW of Load | 1 | 2029 | 0.00048215
ENS | Preferred Plan | C&I Curtailment | C&I Curtailment-Turnkey-Other | Small Industrial | Retail Trade | MW of Load | 1 | 2029 | 0.0053353
ENS | Preferred Plan | C&I Curtailment | C&I Curtailment-Turnkey-Other | Small Industrial | Services | MW of Load | 1 | 2029 | 0.0016856
ENS | Preferred Plan | C&I Curtailment | C&I Curtailment-Turnkey-Industrial | Small Industrial | Manufacturing | MW of Load | 1 | 2029 | 0.018429
ENS | Preferred Plan | C&I Curtailment | C&I Curtailment-Turnkey-Manual HVAC Control | Medium Industrial | Miscellaneous | MW of Load | 1 | 2029 | 3.1253
ENS | Preferred Plan | C&I Curtailment | C&I Curtailment-Turnkey-Manual HVAC Control | Medium Industrial | Offices | MW of Load | 1 | 2029 | 0.05012
ENS | Preferred Plan | C&I Curtailment | C&I Curtailment-Turnkey-Manual HVAC Control | Medium Industrial | Retail Trade | MW of Load | 1 | 2029 | 0.69433
ENS | Preferred Plan | C&I Curtailment | C&I Curtailment-Turnkey-Manual HVAC Control | Medium Industrial | Services | MW of Load | 1 | 2029 | 0.031972
ENS | Preferred Plan | C&I Curtailment | C&I Curtailment-Turnkey-Auto-DR HVAC Control | Medium Industrial | Miscellaneous | MW of Load | 1 | 2029 | 0.19647
ENS | Preferred Plan | C&I Curtailment | C&I Curtailment-Turnkey-Auto-DR HVAC Control | Medium Industrial | Offices | MW of Load | 1 | 2029 | 0.0031508
ENS | Preferred Plan | C&I Curtailment | C&I Curtailment-Turnkey-Auto-DR HVAC Control | Medium Industrial | Retail Trade | MW of Load | 1 | 2029 | 0.043648
ENS | Preferred Plan | C&I Curtailment | C&I Curtailment-Turnkey-Auto-DR HVAC Control | Medium Industrial | Services | MW of Load | 1 | 2029 | 0.0020099
ENS | Preferred Plan | C&I Curtailment | C&I Curtailment-Turnkey-Standard Lighting Control | Medium Industrial | Miscellaneous | MW of Load | 1 | 2029 | 0.96879
ENS | Preferred Plan | C&I Curtailment | C&I Curtailment-Turnkey-Standard Lighting Control | Medium Industrial | Offices | MW of Load | 1 | 2029 | 0.0066178
ENS | Preferred Plan | C&I Curtailment | C&I Curtailment-Turnkey-Standard Lighting Control | Medium Industrial | Retail Trade | MW of Load | 1 | 2029 | 0.29911
ENS | Preferred Plan | C&I Curtailment | C&I Curtailment-Turnkey-Standard Lighting Control | Medium Industrial | Services | MW of Load | 1 | 2029 | 0.013773
ENS | Preferred Plan | C&I Curtailment | C&I Curtailment-Turnkey-Water Heating Control | Medium Industrial | Miscellaneous | MW of Load | 1 | 2029 | 0.079615
ENS | Preferred Plan | C&I Curtailment | C&I Curtailment-Turnkey-Water Heating Control | Medium Industrial | Offices | MW of Load | 1 | 2029 | 0.00051109
ENS | Preferred Plan | C&I Curtailment | C&I Curtailment-Turnkey-Water Heating Control | Medium Industrial | Retail Trade | MW of Load | 1 | 2029 | 0.040336
ENS | Preferred Plan | C&I Curtailment | C&I Curtailment-Turnkey-Water Heating Control | Medium Industrial | Services | MW of Load | 1 | 2029 | 0.0018574
ENS | Preferred Plan | C&I Curtailment | C&I Curtailment-Turnkey-Other | Medium Industrial | Miscellaneous | MW of Load | 1 | 2029 | 1.2263
ENS | Preferred Plan | C&I Curtailment | C&I Curtailment-Turnkey-Other | Medium Industrial | Offices | MW of Load | 1 | 2029 | 0.0096525
ENS | Preferred Plan | C&I Curtailment | C&I Curtailment-Turnkey-Other | Medium Industrial | Retail Trade | MW of Load | 1 | 2029 | 0.44391
ENS | Preferred Plan | C&I Curtailment | C&I Curtailment-Turnkey-Other | Medium Industrial | Services | MW of Load | 1 | 2029 | 0.020441
ENS | Preferred Plan | C&I Curtailment | C&I Curtailment-Turnkey-Manual HVAC Control | Large Industrial | Miscellaneous | MW of Load | 1 | 2029 | 0.066444
ENS | Preferred Plan | C&I Curtailment | C&I Curtailment-Turnkey-Auto-DR HVAC Control | Large Industrial | Miscellaneous | MW of Load | 1 | 2029 | 0.0041769
ENS | Preferred Plan | C&I Curtailment | C&I Curtailment-Turnkey-Standard Lighting Control | Large Industrial | Miscellaneous | MW of Load | 1 | 2029 | 0.028642
ENS | Preferred Plan | C&I Curtailment | C&I Curtailment-Turnkey-Water Heating Control | Large Industrial | Miscellaneous | MW of Load | 1 | 2029 | 0.0014235
ENS | Preferred Plan | C&I Curtailment | C&I Curtailment-Turnkey-Other | Large Industrial | Miscellaneous | MW of Load | 1 | 2029 | 0.030526
ENS | Preferred Plan | C&I Curtailment | C&I Curtailment-Turnkey-Industrial | Large Industrial | Manufacturing | MW of Load | 1 | 2029 | 0.0059883
ENS | Preferred Plan | C&I Loadshift to BUGs | C&I Loadshift to BUGs | Large General | Miscellaneous | MW of Load | 1 | 2029 | 2.5851
ENS | Preferred Plan | C&I Loadshift to BUGs | C&I Loadshift to BUGs | Small Industrial | Miscellaneous | MW of Load | 1 | 2029 | 0.9014
ENS | Preferred Plan | C&I Loadshift to BUGs | C&I Loadshift to BUGs | Medium Industrial | Manufacturing | MW of Load | 1 | 2029 | 0.5234
ENS | Preferred Plan | C&I Loadshift to BUGs | C&I Loadshift to BUGs | Medium Industrial | Miscellaneous | MW of Load | 1 | 2029 | 2.2716
ENS | Preferred Plan | Dynamic Pricing | Dynamic Pricing with enabling tech. | Small General | Manufacturing | MW of Load | 1 | 2029 | 0.0073074
ENS | Preferred Plan | Dynamic Pricing | Dynamic Pricing with enabling tech. | Residential Charitable | Residential LI | MW of Load | 1 | 2029 | 1.094
ENS | Preferred Plan | Dynamic Pricing | Dynamic Pricing with enabling tech. | Residential Charitable | Residential Market Rate | MW of Load | 1 | 2029 | 6.2101
ENS | Preferred Plan | Dynamic Pricing | Dynamic Pricing w/o enabling tech. | Residential Charitable | Residential LI | MW of Load | 1 | 2029 | 1.8273
ENS | Preferred Plan | Dynamic Pricing | Dynamic Pricing w/o enabling tech. | Residential Charitable | Residential Market Rate | MW of Load | 1 | 2029 | 10.3733
ENS | Preferred Plan | Behavioral DR | Behavioral DR | Residential Charitable | Residential LI | MW of Load | 1 | 2029 | 0.31444
ENS | Preferred Plan | Behavioral DR | Behavioral DR | Residential Charitable | Residential Market Rate | MW of Load | 1 | 2029 | 1.7919
ENS | Preferred Plan | Time-of-Use Rates (TOU) | Time-of-Use Rates (TOU) | Residential Charitable | Residential LI | MW of Load | 0 | 2029 | 0.36467
ENS | Preferred Plan | Time-of-Use Rates (TOU) | Time-of-Use Rates (TOU) | Residential Charitable | Residential Market Rate | MW of Load | 0 | 2029 | 2.0781
ENS | Preferred Plan | DLC-Thermostat | DLC-Thermostat-BYOT-Central Heat Pump | Residential Charitable | Residential LI | MW of Load | 0 | 2030 | 0.024951
ENS | Preferred Plan | DLC-Thermostat | DLC-Thermostat-BYOT-Central Heat Pump | Residential Charitable | Residential Market Rate | MW of Load | 0 | 2030 | 0.15269
ENS | Preferred Plan | DLC-Thermostat | DLC-Thermostat-DI-Baseboard Heating | Residential Charitable | Residential LI | MW of Load | 0 | 2030 | 0.12704
ENS | Preferred Plan | DLC-Thermostat | DLC-Thermostat-DI-Baseboard Heating | Residential Charitable | Residential Market Rate | MW of Load | 0 | 2030 | 1.2093
ENS | Preferred Plan | DLC-Thermostat | DLC-Thermostat-BYOT-Baseboard Heating | Residential Charitable | Residential LI | MW of Load | 0 | 2030 | 0.014855
ENS | Preferred Plan | DLC-Thermostat | DLC-Thermostat-BYOT-Baseboard Heating | Residential Charitable | Residential Market Rate | MW of Load | 0 | 2030 | 0.14141
ENS | Preferred Plan | DLC-Thermostat | DLC-Thermostat-DI-MSHP | Residential Charitable | Residential LI | MW of Load | 0 | 2030 | 0.07362
ENS | Preferred Plan | DLC-Thermostat | DLC-Thermostat-DI-MSHP | Residential Charitable | Residential Market Rate | MW of Load | 0 | 2030 | 0.70079
ENS | Preferred Plan | DLC-Thermostat | DLC-Thermostat-BYOT-MSHP | Residential Charitable | Residential LI | MW of Load | 0 | 2030 | 0.0066616
ENS | Preferred Plan | DLC-Thermostat | DLC-Thermostat-BYOT-MSHP | Residential Charitable | Residential Market Rate | MW of Load | 0 | 2030 | 0.063412
ENS | Preferred Plan | DLC-Water Heating | DLC-Switch-Water Heating | Residential Charitable | Residential LI | MW of Load | 0 | 2030 | 0.072354
ENS | Preferred Plan | DLC-Water Heating | DLC-Switch-Water Heating | Residential Charitable | Residential Market Rate | MW of Load | 0 | 2030 | 0.82648
ENS | Preferred Plan | C&I Curtailment | C&I Curtailment-Turnkey-Manual HVAC Control | General | Miscellaneous | MW of Load | 1 | 2030 | 1.5065
ENS | Preferred Plan | C&I Curtailment | C&I Curtailment-Turnkey-Manual HVAC Control | General | Offices | MW of Load | 1 | 2030 | 0.10353
ENS | Preferred Plan | C&I Curtailment | C&I Curtailment-Turnkey-Manual HVAC Control | General | Retail Trade | MW of Load | 1 | 2030 | 0.34601
ENS | Preferred Plan | C&I Curtailment | C&I Curtailment-Turnkey-Manual HVAC Control | General | Services | MW of Load | 1 | 2030 | 0.22372
ENS | Preferred Plan | C&I Curtailment | C&I Curtailment-Turnkey-Auto-DR HVAC Control | General | Miscellaneous | MW of Load | 1 | 2030 | 0.11951
ENS | Preferred Plan | C&I Curtailment | C&I Curtailment-Turnkey-Auto-DR HVAC Control | General | Offices | MW of Load | 1 | 2030 | 0.0082127
ENS | Preferred Plan | C&I Curtailment | C&I Curtailment-Turnkey-Auto-DR HVAC Control | General | Retail Trade | MW of Load | 1 | 2030 | 0.027448
ENS | Preferred Plan | C&I Curtailment | C&I Curtailment-Turnkey-Auto-DR HVAC Control | General | Services | MW of Load | 1 | 2030 | 0.017747
ENS | Preferred Plan | C&I Curtailment | C&I Curtailment-Turnkey-Standard Lighting Control | General | Miscellaneous | MW of Load | 1 | 2030 | 0.6271
ENS | Preferred Plan | C&I Curtailment | C&I Curtailment-Turnkey-Standard Lighting Control | General | Offices | MW of Load | 1 | 2030 | 0.01231
ENS | Preferred Plan | C&I Curtailment | C&I Curtailment-Turnkey-Standard Lighting Control | General | Retail Trade | MW of Load | 1 | 2030 | 0.13785
ENS | Preferred Plan | C&I Curtailment | C&I Curtailment-Turnkey-Standard Lighting Control | General | Services | MW of Load | 1 | 2030 | 0.089246
ENS | Preferred Plan | C&I Curtailment | C&I Curtailment-Turnkey-Water Heating Control | General | Miscellaneous | MW of Load | 1 | 2030 | 0.042046
ENS | Preferred Plan | C&I Curtailment | C&I Curtailment-Turnkey-Water Heating Control | General | Offices | MW of Load | 1 | 2030 | 0.0011164
ENS | Preferred Plan | C&I Curtailment | C&I Curtailment-Turnkey-Water Heating Control | General | Retail Trade | MW of Load | 1 | 2030 | 0.022673
ENS | Preferred Plan | C&I Curtailment | C&I Curtailment-Turnkey-Water Heating Control | General | Services | MW of Load | 1 | 2030 | 0.01464
ENS | Preferred Plan | C&I Curtailment | C&I Curtailment-Turnkey-Other | General | Miscellaneous | MW of Load | 1 | 2030 | 0.73435
ENS | Preferred Plan | C&I Curtailment | C&I Curtailment-Turnkey-Other | General | Offices | MW of Load | 1 | 2030 | 0.019972
ENS | Preferred Plan | C&I Curtailment | C&I Curtailment-Turnkey-Other | General | Retail Trade | MW of Load | 1 | 2030 | 0.23293
ENS | Preferred Plan | C&I Curtailment | C&I Curtailment-Turnkey-Other | General | Services | MW of Load | 1 | 2030 | 0.15055
ENS | Preferred Plan | C&I Curtailment | C&I Curtailment-Turnkey-Manual HVAC Control | Large General | Miscellaneous | MW of Load | 1 | 2030 | 1.0416
ENS | Preferred Plan | C&I Curtailment | C&I Curtailment-Turnkey-Manual HVAC Control | Large General | Retail Trade | MW of Load | 1 | 2030 | 0.043427
ENS | Preferred Plan | C&I Curtailment | C&I Curtailment-Turnkey-Manual HVAC Control | Large General | Services | MW of Load | 1 | 2030 | 0.069543
ENS | Preferred Plan | C&I Curtailment | C&I Curtailment-Turnkey-Auto-DR HVAC Control | Large General | Miscellaneous | MW of Load | 1 | 2030 | 0.082625
ENS | Preferred Plan | C&I Curtailment | C&I Curtailment-Turnkey-Auto-DR HVAC Control | Large General | Retail Trade | MW of Load | 1 | 2030 | 0.003445
ENS | Preferred Plan | C&I Curtailment | C&I Curtailment-Turnkey-Auto-DR HVAC Control | Large General | Services | MW of Load | 1 | 2030 | 0.0055167
ENS | Preferred Plan | C&I Curtailment | C&I Curtailment-Turnkey-Standard Lighting Control | Large General | Miscellaneous | MW of Load | 1 | 2030 | 0.45026
ENS | Preferred Plan | C&I Curtailment | C&I Curtailment-Turnkey-Standard Lighting Control | Large General | Retail Trade | MW of Load | 1 | 2030 | 0.017188
ENS | Preferred Plan | C&I Curtailment | C&I Curtailment-Turnkey-Standard Lighting Control | Large General | Services | MW of Load | 1 | 2030 | 0.027525
ENS | Preferred Plan | C&I Curtailment | C&I Curtailment-Turnkey-Water Heating Control | Large General | Miscellaneous | MW of Load | 1 | 2030 | 0.022865
ENS | Preferred Plan | C&I Curtailment | C&I Curtailment-Turnkey-Water Heating Control | Large General | Retail Trade | MW of Load | 1 | 2030 | 0.0028646
ENS | Preferred Plan | C&I Curtailment | C&I Curtailment-Turnkey-Water Heating Control | Large General | Services | MW of Load | 1 | 2030 | 0.0045874
ENS | Preferred Plan | C&I Curtailment | C&I Curtailment-Turnkey-Other | Large General | Miscellaneous | MW of Load | 1 | 2030 | 0.48872
ENS | Preferred Plan | C&I Curtailment | C&I Curtailment-Turnkey-Other | Large General | Retail Trade | MW of Load | 1 | 2030 | 0.02929
ENS | Preferred Plan | C&I Curtailment | C&I Curtailment-Turnkey-Other | Large General | Services | MW of Load | 1 | 2030 | 0.046904
ENS | Preferred Plan | C&I Curtailment | C&I Curtailment-Turnkey-Manual HVAC Control | Small Industrial | Miscellaneous | MW of Load | 1 | 2030 | 0.22153
ENS | Preferred Plan | C&I Curtailment | C&I Curtailment-Turnkey-Manual HVAC Control | Small Industrial | Offices | MW of Load | 1 | 2030 | 0.0028388
ENS | Preferred Plan | C&I Curtailment | C&I Curtailment-Turnkey-Manual HVAC Control | Small Industrial | Retail Trade | MW of Load | 1 | 2030 | 0.0093567
ENS | Preferred Plan | C&I Curtailment | C&I Curtailment-Turnkey-Manual HVAC Control | Small Industrial | Services | MW of Load | 1 | 2030 | 0.002956
ENS | Preferred Plan | C&I Curtailment | C&I Curtailment-Turnkey-Auto-DR HVAC Control | Small Industrial | Miscellaneous | MW of Load | 1 | 2030 | 0.017573
ENS | Preferred Plan | C&I Curtailment | C&I Curtailment-Turnkey-Auto-DR HVAC Control | Small Industrial | Offices | MW of Load | 1 | 2030 | 0.0002252
ENS | Preferred Plan | C&I Curtailment | C&I Curtailment-Turnkey-Auto-DR HVAC Control | Small Industrial | Retail Trade | MW of Load | 1 | 2030 | 0.00074225
ENS | Preferred Plan | C&I Curtailment | C&I Curtailment-Turnkey-Auto-DR HVAC Control | Small Industrial | Services | MW of Load | 1 | 2030 | 0.00023449
ENS | Preferred Plan | C&I Curtailment | C&I Curtailment-Turnkey-Standard Lighting Control | Small Industrial | Miscellaneous | MW of Load | 1 | 2030 | 0.068543
ENS | Preferred Plan | C&I Curtailment | C&I Curtailment-Turnkey-Standard Lighting Control | Small Industrial | Offices | MW of Load | 1 | 2030 | 0.00037008
ENS | Preferred Plan | C&I Curtailment | C&I Curtailment-Turnkey-Standard Lighting Control | Small Industrial | Retail Trade | MW of Load | 1 | 2030 | 0.0040493
ENS | Preferred Plan | C&I Curtailment | C&I Curtailment-Turnkey-Standard Lighting Control | Small Industrial | Services | MW of Load | 1 | 2030 | 0.0012793
ENS | Preferred Plan | C&I Curtailment | C&I Curtailment-Turnkey-Water Heating Control | Small Industrial | Miscellaneous | MW of Load | 1 | 2030 | 0.005787
ENS | Preferred Plan | C&I Curtailment | C&I Curtailment-Turnkey-Water Heating Control | Small Industrial | Offices | MW of Load | 1 | 2030 | 2.9333e-05
ENS | Preferred Plan | C&I Curtailment | C&I Curtailment-Turnkey-Water Heating Control | Small Industrial | Retail Trade | MW of Load | 1 | 2030 | 0.00055896
ENS | Preferred Plan | C&I Curtailment | C&I Curtailment-Turnkey-Water Heating Control | Small Industrial | Services | MW of Load | 1 | 2030 | 0.00017659
ENS | Preferred Plan | C&I Curtailment | C&I Curtailment-Turnkey-Other | Small Industrial | Miscellaneous | MW of Load | 1 | 2030 | 0.088746
ENS | Preferred Plan | C&I Curtailment | C&I Curtailment-Turnkey-Other | Small Industrial | Offices | MW of Load | 1 | 2030 | 0.00055378
ENS | Preferred Plan | C&I Curtailment | C&I Curtailment-Turnkey-Other | Small Industrial | Retail Trade | MW of Load | 1 | 2030 | 0.0061399
ENS | Preferred Plan | C&I Curtailment | C&I Curtailment-Turnkey-Other | Small Industrial | Services | MW of Load | 1 | 2030 | 0.0019397
ENS | Preferred Plan | C&I Curtailment | C&I Curtailment-Turnkey-Industrial | Small Industrial | Manufacturing | MW of Load | 1 | 2030 | 0.021095
ENS | Preferred Plan | C&I Curtailment | C&I Curtailment-Turnkey-Manual HVAC Control | Medium Industrial | Miscellaneous | MW of Load | 1 | 2030 | 3.5247
ENS | Preferred Plan | C&I Curtailment | C&I Curtailment-Turnkey-Manual HVAC Control | Medium Industrial | Offices | MW of Load | 1 | 2030 | 0.056858
ENS | Preferred Plan | C&I Curtailment | C&I Curtailment-Turnkey-Manual HVAC Control | Medium Industrial | Retail Trade | MW of Load | 1 | 2030 | 0.77886
ENS | Preferred Plan | C&I Curtailment | C&I Curtailment-Turnkey-Manual HVAC Control | Medium Industrial | Services | MW of Load | 1 | 2030 | 0.035864
ENS | Preferred Plan | C&I Curtailment | C&I Curtailment-Turnkey-Auto-DR HVAC Control | Medium Industrial | Miscellaneous | MW of Load | 1 | 2030 | 0.27961
ENS | Preferred Plan | C&I Curtailment | C&I Curtailment-Turnkey-Auto-DR HVAC Control | Medium Industrial | Offices | MW of Load | 1 | 2030 | 0.0045104
ENS | Preferred Plan | C&I Curtailment | C&I Curtailment-Turnkey-Auto-DR HVAC Control | Medium Industrial | Retail Trade | MW of Load | 1 | 2030 | 0.061785
ENS | Preferred Plan | C&I Curtailment | C&I Curtailment-Turnkey-Auto-DR HVAC Control | Medium Industrial | Services | MW of Load | 1 | 2030 | 0.002845
ENS | Preferred Plan | C&I Curtailment | C&I Curtailment-Turnkey-Standard Lighting Control | Medium Industrial | Miscellaneous | MW of Load | 1 | 2030 | 1.0906
ENS | Preferred Plan | C&I Curtailment | C&I Curtailment-Turnkey-Standard Lighting Control | Medium Industrial | Offices | MW of Load | 1 | 2030 | 0.0074122
ENS | Preferred Plan | C&I Curtailment | C&I Curtailment-Turnkey-Standard Lighting Control | Medium Industrial | Retail Trade | MW of Load | 1 | 2030 | 0.33707
ENS | Preferred Plan | C&I Curtailment | C&I Curtailment-Turnkey-Standard Lighting Control | Medium Industrial | Services | MW of Load | 1 | 2030 | 0.015521
ENS | Preferred Plan | C&I Curtailment | C&I Curtailment-Turnkey-Water Heating Control | Medium Industrial | Miscellaneous | MW of Load | 1 | 2030 | 0.092077
ENS | Preferred Plan | C&I Curtailment | C&I Curtailment-Turnkey-Water Heating Control | Medium Industrial | Offices | MW of Load | 1 | 2030 | 0.0005875
ENS | Preferred Plan | C&I Curtailment | C&I Curtailment-Turnkey-Water Heating Control | Medium Industrial | Retail Trade | MW of Load | 1 | 2030 | 0.046528
ENS | Preferred Plan | C&I Curtailment | C&I Curtailment-Turnkey-Water Heating Control | Medium Industrial | Services | MW of Load | 1 | 2030 | 0.0021425
ENS | Preferred Plan | C&I Curtailment | C&I Curtailment-Turnkey-Other | Medium Industrial | Miscellaneous | MW of Load | 1 | 2030 | 1.412
ENS | Preferred Plan | C&I Curtailment | C&I Curtailment-Turnkey-Other | Medium Industrial | Offices | MW of Load | 1 | 2030 | 0.011092
ENS | Preferred Plan | C&I Curtailment | C&I Curtailment-Turnkey-Other | Medium Industrial | Retail Trade | MW of Load | 1 | 2030 | 0.51109
ENS | Preferred Plan | C&I Curtailment | C&I Curtailment-Turnkey-Other | Medium Industrial | Services | MW of Load | 1 | 2030 | 0.023534
ENS | Preferred Plan | C&I Curtailment | C&I Curtailment-Turnkey-Manual HVAC Control | Large Industrial | Miscellaneous | MW of Load | 1 | 2030 | 0.074868
ENS | Preferred Plan | C&I Curtailment | C&I Curtailment-Turnkey-Auto-DR HVAC Control | Large Industrial | Miscellaneous | MW of Load | 1 | 2030 | 0.0059391
ENS | Preferred Plan | C&I Curtailment | C&I Curtailment-Turnkey-Standard Lighting Control | Large Industrial | Miscellaneous | MW of Load | 1 | 2030 | 0.032365
ENS | Preferred Plan | C&I Curtailment | C&I Curtailment-Turnkey-Water Heating Control | Large Industrial | Miscellaneous | MW of Load | 1 | 2030 | 0.0016436
ENS | Preferred Plan | C&I Curtailment | C&I Curtailment-Turnkey-Other | Large Industrial | Miscellaneous | MW of Load | 1 | 2030 | 0.035129
ENS | Preferred Plan | C&I Curtailment | C&I Curtailment-Turnkey-Industrial | Large Industrial | Manufacturing | MW of Load | 1 | 2030 | 0.0068561
ENS | Preferred Plan | C&I Loadshift to BUGs | C&I Loadshift to BUGs | Large General | Miscellaneous | MW of Load | 1 | 2030 | 2.5905
ENS | Preferred Plan | C&I Loadshift to BUGs | C&I Loadshift to BUGs | Small Industrial | Miscellaneous | MW of Load | 1 | 2030 | 0.91264
ENS | Preferred Plan | C&I Loadshift to BUGs | C&I Loadshift to BUGs | Medium Industrial | Manufacturing | MW of Load | 1 | 2030 | 0.52833
ENS | Preferred Plan | C&I Loadshift to BUGs | C&I Loadshift to BUGs | Medium Industrial | Miscellaneous | MW of Load | 1 | 2030 | 2.293
ENS | Preferred Plan | Dynamic Pricing | Dynamic Pricing with enabling tech. | Small General | Manufacturing | MW of Load | 1 | 2030 | 0.0079972
ENS | Preferred Plan | Dynamic Pricing | Dynamic Pricing with enabling tech. | Residential Charitable | Residential LI | MW of Load | 1 | 2030 | 2.0957
ENS | Preferred Plan | Dynamic Pricing | Dynamic Pricing with enabling tech. | Residential Charitable | Residential Market Rate | MW of Load | 1 | 2030 | 11.899
ENS | Preferred Plan | Dynamic Pricing | Dynamic Pricing w/o enabling tech. | Residential Charitable | Residential LI | MW of Load | 1 | 2030 | 1.8427
ENS | Preferred Plan | Dynamic Pricing | Dynamic Pricing w/o enabling tech. | Residential Charitable | Residential Market Rate | MW of Load | 1 | 2030 | 10.4624
ENS | Preferred Plan | Behavioral DR | Behavioral DR | Residential Charitable | Residential LI | MW of Load | 1 | 2030 | 0.36817
ENS | Preferred Plan | Behavioral DR | Behavioral DR | Residential Charitable | Residential Market Rate | MW of Load | 1 | 2030 | 2.0982
ENS | Preferred Plan | Time-of-Use Rates (TOU) | Time-of-Use Rates (TOU) | Residential Charitable | Residential LI | MW of Load | 0 | 2030 | 0.35481
ENS | Preferred Plan | Time-of-Use Rates (TOU) | Time-of-Use Rates (TOU) | Residential Charitable | Residential Market Rate | MW of Load | 0 | 2030 | 2.0221
ENS | Preferred Plan | DLC-Thermostat | DLC-Thermostat-BYOT-Central Heat Pump | Residential Charitable | Residential LI | MW of Load | 0 | 2031 | 0.024484
ENS | Preferred Plan | DLC-Thermostat | DLC-Thermostat-BYOT-Central Heat Pump | Residential Charitable | Residential Market Rate | MW of Load | 0 | 2031 | 0.14982
ENS | Preferred Plan | DLC-Thermostat | DLC-Thermostat-DI-Baseboard Heating | Residential Charitable | Residential LI | MW of Load | 0 | 2031 | 0.1245
ENS | Preferred Plan | DLC-Thermostat | DLC-Thermostat-DI-Baseboard Heating | Residential Charitable | Residential Market Rate | MW of Load | 0 | 2031 | 1.1851
ENS | Preferred Plan | DLC-Thermostat | DLC-Thermostat-BYOT-Baseboard Heating | Residential Charitable | Residential LI | MW of Load | 0 | 2031 | 0.014556
ENS | Preferred Plan | DLC-Thermostat | DLC-Thermostat-BYOT-Baseboard Heating | Residential Charitable | Residential Market Rate | MW of Load | 0 | 2031 | 0.13856
ENS | Preferred Plan | DLC-Thermostat | DLC-Thermostat-DI-MSHP | Residential Charitable | Residential LI | MW of Load | 0 | 2031 | 0.072138
ENS | Preferred Plan | DLC-Thermostat | DLC-Thermostat-DI-MSHP | Residential Charitable | Residential Market Rate | MW of Load | 0 | 2031 | 0.68668
ENS | Preferred Plan | DLC-Thermostat | DLC-Thermostat-BYOT-MSHP | Residential Charitable | Residential LI | MW of Load | 0 | 2031 | 0.0065162
ENS | Preferred Plan | DLC-Thermostat | DLC-Thermostat-BYOT-MSHP | Residential Charitable | Residential Market Rate | MW of Load | 0 | 2031 | 0.062028
ENS | Preferred Plan | DLC-Water Heating | DLC-Switch-Water Heating | Residential Charitable | Residential LI | MW of Load | 0 | 2031 | 0.070909
ENS | Preferred Plan | DLC-Water Heating | DLC-Switch-Water Heating | Residential Charitable | Residential Market Rate | MW of Load | 0 | 2031 | 0.80998
ENS | Preferred Plan | C&I Curtailment | C&I Curtailment-Turnkey-Manual HVAC Control | General | Miscellaneous | MW of Load | 1 | 2031 | 1.6785
ENS | Preferred Plan | C&I Curtailment | C&I Curtailment-Turnkey-Manual HVAC Control | General | Offices | MW of Load | 1 | 2031 | 0.11535
ENS | Preferred Plan | C&I Curtailment | C&I Curtailment-Turnkey-Manual HVAC Control | General | Retail Trade | MW of Load | 1 | 2031 | 0.38551
ENS | Preferred Plan | C&I Curtailment | C&I Curtailment-Turnkey-Manual HVAC Control | General | Services | MW of Load | 1 | 2031 | 0.24925
ENS | Preferred Plan | C&I Curtailment | C&I Curtailment-Turnkey-Auto-DR HVAC Control | General | Miscellaneous | MW of Load | 1 | 2031 | 0.16644
ENS | Preferred Plan | C&I Curtailment | C&I Curtailment-Turnkey-Auto-DR HVAC Control | General | Offices | MW of Load | 1 | 2031 | 0.011438
ENS | Preferred Plan | C&I Curtailment | C&I Curtailment-Turnkey-Auto-DR HVAC Control | General | Retail Trade | MW of Load | 1 | 2031 | 0.038227
ENS | Preferred Plan | C&I Curtailment | C&I Curtailment-Turnkey-Auto-DR HVAC Control | General | Services | MW of Load | 1 | 2031 | 0.024716
ENS | Preferred Plan | C&I Curtailment | C&I Curtailment-Turnkey-Standard Lighting Control | General | Miscellaneous | MW of Load | 1 | 2031 | 0.69868
ENS | Preferred Plan | C&I Curtailment | C&I Curtailment-Turnkey-Standard Lighting Control | General | Offices | MW of Load | 1 | 2031 | 0.013716
ENS | Preferred Plan | C&I Curtailment | C&I Curtailment-Turnkey-Standard Lighting Control | General | Retail Trade | MW of Load | 1 | 2031 | 0.15359
ENS | Preferred Plan | C&I Curtailment | C&I Curtailment-Turnkey-Standard Lighting Control | General | Services | MW of Load | 1 | 2031 | 0.099433
ENS | Preferred Plan | C&I Curtailment | C&I Curtailment-Turnkey-Water Heating Control | General | Miscellaneous | MW of Load | 1 | 2031 | 0.046846
ENS | Preferred Plan | C&I Curtailment | C&I Curtailment-Turnkey-Water Heating Control | General | Offices | MW of Load | 1 | 2031 | 0.0012439
ENS | Preferred Plan | C&I Curtailment | C&I Curtailment-Turnkey-Water Heating Control | General | Retail Trade | MW of Load | 1 | 2031 | 0.025261
ENS | Preferred Plan | C&I Curtailment | C&I Curtailment-Turnkey-Water Heating Control | General | Services | MW of Load | 1 | 2031 | 0.016311
ENS | Preferred Plan | C&I Curtailment | C&I Curtailment-Turnkey-Other | General | Miscellaneous | MW of Load | 1 | 2031 | 0.81817
ENS | Preferred Plan | C&I Curtailment | C&I Curtailment-Turnkey-Other | General | Offices | MW of Load | 1 | 2031 | 0.022252
ENS | Preferred Plan | C&I Curtailment | C&I Curtailment-Turnkey-Other | General | Retail Trade | MW of Load | 1 | 2031 | 0.25952
ENS | Preferred Plan | C&I Curtailment | C&I Curtailment-Turnkey-Other | General | Services | MW of Load | 1 | 2031 | 0.16773
ENS | Preferred Plan | C&I Curtailment | C&I Curtailment-Turnkey-Manual HVAC Control | Large General | Miscellaneous | MW of Load | 1 | 2031 | 1.1604
ENS | Preferred Plan | C&I Curtailment | C&I Curtailment-Turnkey-Manual HVAC Control | Large General | Retail Trade | MW of Load | 1 | 2031 | 0.048381
ENS | Preferred Plan | C&I Curtailment | C&I Curtailment-Turnkey-Manual HVAC Control | Large General | Services | MW of Load | 1 | 2031 | 0.077476
ENS | Preferred Plan | C&I Curtailment | C&I Curtailment-Turnkey-Auto-DR HVAC Control | Large General | Miscellaneous | MW of Load | 1 | 2031 | 0.11506
ENS | Preferred Plan | C&I Curtailment | C&I Curtailment-Turnkey-Auto-DR HVAC Control | Large General | Retail Trade | MW of Load | 1 | 2031 | 0.0047975
ENS | Preferred Plan | C&I Curtailment | C&I Curtailment-Turnkey-Auto-DR HVAC Control | Large General | Services | MW of Load | 1 | 2031 | 0.0076826
ENS | Preferred Plan | C&I Curtailment | C&I Curtailment-Turnkey-Standard Lighting Control | Large General | Miscellaneous | MW of Load | 1 | 2031 | 0.50162
ENS | Preferred Plan | C&I Curtailment | C&I Curtailment-Turnkey-Standard Lighting Control | Large General | Retail Trade | MW of Load | 1 | 2031 | 0.019149
ENS | Preferred Plan | C&I Curtailment | C&I Curtailment-Turnkey-Standard Lighting Control | Large General | Services | MW of Load | 1 | 2031 | 0.030665
ENS | Preferred Plan | C&I Curtailment | C&I Curtailment-Turnkey-Water Heating Control | Large General | Miscellaneous | MW of Load | 1 | 2031 | 0.025474
ENS | Preferred Plan | C&I Curtailment | C&I Curtailment-Turnkey-Water Heating Control | Large General | Retail Trade | MW of Load | 1 | 2031 | 0.0031914
ENS | Preferred Plan | C&I Curtailment | C&I Curtailment-Turnkey-Water Heating Control | Large General | Services | MW of Load | 1 | 2031 | 0.0051107
ENS | Preferred Plan | C&I Curtailment | C&I Curtailment-Turnkey-Other | Large General | Miscellaneous | MW of Load | 1 | 2031 | 0.54447
ENS | Preferred Plan | C&I Curtailment | C&I Curtailment-Turnkey-Other | Large General | Retail Trade | MW of Load | 1 | 2031 | 0.032631
ENS | Preferred Plan | C&I Curtailment | C&I Curtailment-Turnkey-Other | Large General | Services | MW of Load | 1 | 2031 | 0.052255
ENS | Preferred Plan | C&I Curtailment | C&I Curtailment-Turnkey-Manual HVAC Control | Small Industrial | Miscellaneous | MW of Load | 1 | 2031 | 0.24667
ENS | Preferred Plan | C&I Curtailment | C&I Curtailment-Turnkey-Manual HVAC Control | Small Industrial | Offices | MW of Load | 1 | 2031 | 0.003161
ENS | Preferred Plan | C&I Curtailment | C&I Curtailment-Turnkey-Manual HVAC Control | Small Industrial | Retail Trade | MW of Load | 1 | 2031 | 0.010419
ENS | Preferred Plan | C&I Curtailment | C&I Curtailment-Turnkey-Manual HVAC Control | Small Industrial | Services | MW of Load | 1 | 2031 | 0.0032915
ENS | Preferred Plan | C&I Curtailment | C&I Curtailment-Turnkey-Auto-DR HVAC Control | Small Industrial | Miscellaneous | MW of Load | 1 | 2031 | 0.02446
ENS | Preferred Plan | C&I Curtailment | C&I Curtailment-Turnkey-Auto-DR HVAC Control | Small Industrial | Offices | MW of Load | 1 | 2031 | 0.00031345
ENS | Preferred Plan | C&I Curtailment | C&I Curtailment-Turnkey-Auto-DR HVAC Control | Small Industrial | Retail Trade | MW of Load | 1 | 2031 | 0.0010331
ENS | Preferred Plan | C&I Curtailment | C&I Curtailment-Turnkey-Auto-DR HVAC Control | Small Industrial | Services | MW of Load | 1 | 2031 | 0.00032639
ENS | Preferred Plan | C&I Curtailment | C&I Curtailment-Turnkey-Standard Lighting Control | Small Industrial | Miscellaneous | MW of Load | 1 | 2031 | 0.076323
ENS | Preferred Plan | C&I Curtailment | C&I Curtailment-Turnkey-Standard Lighting Control | Small Industrial | Offices | MW of Load | 1 | 2031 | 0.00041208
ENS | Preferred Plan | C&I Curtailment | C&I Curtailment-Turnkey-Standard Lighting Control | Small Industrial | Retail Trade | MW of Load | 1 | 2031 | 0.0045089
ENS | Preferred Plan | C&I Curtailment | C&I Curtailment-Turnkey-Standard Lighting Control | Small Industrial | Services | MW of Load | 1 | 2031 | 0.0014245
ENS | Preferred Plan | C&I Curtailment | C&I Curtailment-Turnkey-Water Heating Control | Small Industrial | Miscellaneous | MW of Load | 1 | 2031 | 0.0064438
ENS | Preferred Plan | C&I Curtailment | C&I Curtailment-Turnkey-Water Heating Control | Small Industrial | Offices | MW of Load | 1 | 2031 | 3.2662e-05
ENS | Preferred Plan | C&I Curtailment | C&I Curtailment-Turnkey-Water Heating Control | Small Industrial | Retail Trade | MW of Load | 1 | 2031 | 0.0006224
ENS | Preferred Plan | C&I Curtailment | C&I Curtailment-Turnkey-Water Heating Control | Small Industrial | Services | MW of Load | 1 | 2031 | 0.00019663
ENS | Preferred Plan | C&I Curtailment | C&I Curtailment-Turnkey-Other | Small Industrial | Miscellaneous | MW of Load | 1 | 2031 | 0.098819
ENS | Preferred Plan | C&I Curtailment | C&I Curtailment-Turnkey-Other | Small Industrial | Offices | MW of Load | 1 | 2031 | 0.00061663
ENS | Preferred Plan | C&I Curtailment | C&I Curtailment-Turnkey-Other | Small Industrial | Retail Trade | MW of Load | 1 | 2031 | 0.0068368
ENS | Preferred Plan | C&I Curtailment | C&I Curtailment-Turnkey-Other | Small Industrial | Services | MW of Load | 1 | 2031 | 0.0021599
ENS | Preferred Plan | C&I Curtailment | C&I Curtailment-Turnkey-Industrial | Small Industrial | Manufacturing | MW of Load | 1 | 2031 | 0.02349
ENS | Preferred Plan | C&I Curtailment | C&I Curtailment-Turnkey-Manual HVAC Control | Medium Industrial | Miscellaneous | MW of Load | 1 | 2031 | 3.924
ENS | Preferred Plan | C&I Curtailment | C&I Curtailment-Turnkey-Manual HVAC Control | Medium Industrial | Offices | MW of Load | 1 | 2031 | 0.063299
ENS | Preferred Plan | C&I Curtailment | C&I Curtailment-Turnkey-Manual HVAC Control | Medium Industrial | Retail Trade | MW of Load | 1 | 2031 | 0.8671
ENS | Preferred Plan | C&I Curtailment | C&I Curtailment-Turnkey-Manual HVAC Control | Medium Industrial | Services | MW of Load | 1 | 2031 | 0.039927
ENS | Preferred Plan | C&I Curtailment | C&I Curtailment-Turnkey-Auto-DR HVAC Control | Medium Industrial | Miscellaneous | MW of Load | 1 | 2031 | 0.38911
ENS | Preferred Plan | C&I Curtailment | C&I Curtailment-Turnkey-Auto-DR HVAC Control | Medium Industrial | Offices | MW of Load | 1 | 2031 | 0.0062768
ENS | Preferred Plan | C&I Curtailment | C&I Curtailment-Turnkey-Auto-DR HVAC Control | Medium Industrial | Retail Trade | MW of Load | 1 | 2031 | 0.085982
ENS | Preferred Plan | C&I Curtailment | C&I Curtailment-Turnkey-Auto-DR HVAC Control | Medium Industrial | Services | MW of Load | 1 | 2031 | 0.0039592
ENS | Preferred Plan | C&I Curtailment | C&I Curtailment-Turnkey-Standard Lighting Control | Medium Industrial | Miscellaneous | MW of Load | 1 | 2031 | 1.2142
ENS | Preferred Plan | C&I Curtailment | C&I Curtailment-Turnkey-Standard Lighting Control | Medium Industrial | Offices | MW of Load | 1 | 2031 | 0.008252
ENS | Preferred Plan | C&I Curtailment | C&I Curtailment-Turnkey-Standard Lighting Control | Medium Industrial | Retail Trade | MW of Load | 1 | 2031 | 0.37526
ENS | Preferred Plan | C&I Curtailment | C&I Curtailment-Turnkey-Standard Lighting Control | Medium Industrial | Services | MW of Load | 1 | 2031 | 0.017279
ENS | Preferred Plan | C&I Curtailment | C&I Curtailment-Turnkey-Water Heating Control | Medium Industrial | Miscellaneous | MW of Load | 1 | 2031 | 0.10251
ENS | Preferred Plan | C&I Curtailment | C&I Curtailment-Turnkey-Water Heating Control | Medium Industrial | Offices | MW of Load | 1 | 2031 | 0.00065406
ENS | Preferred Plan | C&I Curtailment | C&I Curtailment-Turnkey-Water Heating Control | Medium Industrial | Retail Trade | MW of Load | 1 | 2031 | 0.051799
ENS | Preferred Plan | C&I Curtailment | C&I Curtailment-Turnkey-Water Heating Control | Medium Industrial | Services | MW of Load | 1 | 2031 | 0.0023852
ENS | Preferred Plan | C&I Curtailment | C&I Curtailment-Turnkey-Other | Medium Industrial | Miscellaneous | MW of Load | 1 | 2031 | 1.572
ENS | Preferred Plan | C&I Curtailment | C&I Curtailment-Turnkey-Other | Medium Industrial | Offices | MW of Load | 1 | 2031 | 0.012348
ENS | Preferred Plan | C&I Curtailment | C&I Curtailment-Turnkey-Other | Medium Industrial | Retail Trade | MW of Load | 1 | 2031 | 0.56899
ENS | Preferred Plan | C&I Curtailment | C&I Curtailment-Turnkey-Other | Medium Industrial | Services | MW of Load | 1 | 2031 | 0.0262
ENS | Preferred Plan | C&I Curtailment | C&I Curtailment-Turnkey-Manual HVAC Control | Large Industrial | Miscellaneous | MW of Load | 1 | 2031 | 0.083436
ENS | Preferred Plan | C&I Curtailment | C&I Curtailment-Turnkey-Auto-DR HVAC Control | Large Industrial | Miscellaneous | MW of Load | 1 | 2031 | 0.0082735
ENS | Preferred Plan | C&I Curtailment | C&I Curtailment-Turnkey-Standard Lighting Control | Large Industrial | Miscellaneous | MW of Load | 1 | 2031 | 0.036069
ENS | Preferred Plan | C&I Curtailment | C&I Curtailment-Turnkey-Water Heating Control | Large Industrial | Miscellaneous | MW of Load | 1 | 2031 | 0.0018317
ENS | Preferred Plan | C&I Curtailment | C&I Curtailment-Turnkey-Other | Large Industrial | Miscellaneous | MW of Load | 1 | 2031 | 0.039149
ENS | Preferred Plan | C&I Curtailment | C&I Curtailment-Turnkey-Industrial | Large Industrial | Manufacturing | MW of Load | 1 | 2031 | 0.0076407
ENS | Preferred Plan | C&I Loadshift to BUGs | C&I Loadshift to BUGs | Large General | Miscellaneous | MW of Load | 1 | 2031 | 2.5926
ENS | Preferred Plan | C&I Loadshift to BUGs | C&I Loadshift to BUGs | Small Industrial | Miscellaneous | MW of Load | 1 | 2031 | 0.92275
ENS | Preferred Plan | C&I Loadshift to BUGs | C&I Loadshift to BUGs | Medium Industrial | Manufacturing | MW of Load | 1 | 2031 | 0.53237
ENS | Preferred Plan | C&I Loadshift to BUGs | C&I Loadshift to BUGs | Medium Industrial | Miscellaneous | MW of Load | 1 | 2031 | 2.3105
ENS | Preferred Plan | Dynamic Pricing | Dynamic Pricing with enabling tech. | Small General | Manufacturing | MW of Load | 1 | 2031 | 0.0081998
ENS | Preferred Plan | Dynamic Pricing | Dynamic Pricing with enabling tech. | Residential Charitable | Residential LI | MW of Load | 1 | 2031 | 3.5049
ENS | Preferred Plan | Dynamic Pricing | Dynamic Pricing with enabling tech. | Residential Charitable | Residential Market Rate | MW of Load | 1 | 2031 | 19.9027
ENS | Preferred Plan | Dynamic Pricing | Dynamic Pricing w/o enabling tech. | Residential Charitable | Residential LI | MW of Load | 1 | 2031 | 1.8447
ENS | Preferred Plan | Dynamic Pricing | Dynamic Pricing w/o enabling tech. | Residential Charitable | Residential Market Rate | MW of Load | 1 | 2031 | 10.4751
ENS | Preferred Plan | Behavioral DR | Behavioral DR | Residential Charitable | Residential LI | MW of Load | 1 | 2031 | 0.40945
ENS | Preferred Plan | Behavioral DR | Behavioral DR | Residential Charitable | Residential Market Rate | MW of Load | 1 | 2031 | 2.3335
ENS | Preferred Plan | Time-of-Use Rates (TOU) | Time-of-Use Rates (TOU) | Residential Charitable | Residential LI | MW of Load | 0 | 2031 | 0.34483
ENS | Preferred Plan | Time-of-Use Rates (TOU) | Time-of-Use Rates (TOU) | Residential Charitable | Residential Market Rate | MW of Load | 0 | 2031 | 1.9653
ENS | Preferred Plan | DLC-Thermostat | DLC-Thermostat-BYOT-Central Heat Pump | Residential Charitable | Residential LI | MW of Load | 0 | 2032 | 0.024469
ENS | Preferred Plan | DLC-Thermostat | DLC-Thermostat-BYOT-Central Heat Pump | Residential Charitable | Residential Market Rate | MW of Load | 0 | 2032 | 0.14974
ENS | Preferred Plan | DLC-Thermostat | DLC-Thermostat-DI-Baseboard Heating | Residential Charitable | Residential LI | MW of Load | 0 | 2032 | 0.1245
ENS | Preferred Plan | DLC-Thermostat | DLC-Thermostat-DI-Baseboard Heating | Residential Charitable | Residential Market Rate | MW of Load | 0 | 2032 | 1.1851
ENS | Preferred Plan | DLC-Thermostat | DLC-Thermostat-BYOT-Baseboard Heating | Residential Charitable | Residential LI | MW of Load | 0 | 2032 | 0.014557
ENS | Preferred Plan | DLC-Thermostat | DLC-Thermostat-BYOT-Baseboard Heating | Residential Charitable | Residential Market Rate | MW of Load | 0 | 2032 | 0.13857
ENS | Preferred Plan | DLC-Thermostat | DLC-Thermostat-DI-MSHP | Residential Charitable | Residential LI | MW of Load | 0 | 2032 | 0.072145
ENS | Preferred Plan | DLC-Thermostat | DLC-Thermostat-DI-MSHP | Residential Charitable | Residential Market Rate | MW of Load | 0 | 2032 | 0.68675
ENS | Preferred Plan | DLC-Thermostat | DLC-Thermostat-BYOT-MSHP | Residential Charitable | Residential LI | MW of Load | 0 | 2032 | 0.0065544
ENS | Preferred Plan | DLC-Thermostat | DLC-Thermostat-BYOT-MSHP | Residential Charitable | Residential Market Rate | MW of Load | 0 | 2032 | 0.062392
ENS | Preferred Plan | DLC-Water Heating | DLC-Switch-Water Heating | Residential Charitable | Residential LI | MW of Load | 0 | 2032 | 0.070911
ENS | Preferred Plan | DLC-Water Heating | DLC-Switch-Water Heating | Residential Charitable | Residential Market Rate | MW of Load | 0 | 2032 | 0.81
ENS | Preferred Plan | C&I Curtailment | C&I Curtailment-Turnkey-Manual HVAC Control | General | Miscellaneous | MW of Load | 1 | 2032 | 1.6903
ENS | Preferred Plan | C&I Curtailment | C&I Curtailment-Turnkey-Manual HVAC Control | General | Offices | MW of Load | 1 | 2032 | 0.11616
ENS | Preferred Plan | C&I Curtailment | C&I Curtailment-Turnkey-Manual HVAC Control | General | Retail Trade | MW of Load | 1 | 2032 | 0.38823
ENS | Preferred Plan | C&I Curtailment | C&I Curtailment-Turnkey-Manual HVAC Control | General | Services | MW of Load | 1 | 2032 | 0.25102
ENS | Preferred Plan | C&I Curtailment | C&I Curtailment-Turnkey-Auto-DR HVAC Control | General | Miscellaneous | MW of Load | 1 | 2032 | 0.20952
ENS | Preferred Plan | C&I Curtailment | C&I Curtailment-Turnkey-Auto-DR HVAC Control | General | Offices | MW of Load | 1 | 2032 | 0.014398
ENS | Preferred Plan | C&I Curtailment | C&I Curtailment-Turnkey-Auto-DR HVAC Control | General | Retail Trade | MW of Load | 1 | 2032 | 0.048121
ENS | Preferred Plan | C&I Curtailment | C&I Curtailment-Turnkey-Auto-DR HVAC Control | General | Services | MW of Load | 1 | 2032 | 0.031114
ENS | Preferred Plan | C&I Curtailment | C&I Curtailment-Turnkey-Standard Lighting Control | General | Miscellaneous | MW of Load | 1 | 2032 | 0.70362
ENS | Preferred Plan | C&I Curtailment | C&I Curtailment-Turnkey-Standard Lighting Control | General | Offices | MW of Load | 1 | 2032 | 0.013813
ENS | Preferred Plan | C&I Curtailment | C&I Curtailment-Turnkey-Standard Lighting Control | General | Retail Trade | MW of Load | 1 | 2032 | 0.15467
ENS | Preferred Plan | C&I Curtailment | C&I Curtailment-Turnkey-Standard Lighting Control | General | Services | MW of Load | 1 | 2032 | 0.10014
ENS | Preferred Plan | C&I Curtailment | C&I Curtailment-Turnkey-Water Heating Control | General | Miscellaneous | MW of Load | 1 | 2032 | 0.047177
ENS | Preferred Plan | C&I Curtailment | C&I Curtailment-Turnkey-Water Heating Control | General | Offices | MW of Load | 1 | 2032 | 0.0012527
ENS | Preferred Plan | C&I Curtailment | C&I Curtailment-Turnkey-Water Heating Control | General | Retail Trade | MW of Load | 1 | 2032 | 0.02544
ENS | Preferred Plan | C&I Curtailment | C&I Curtailment-Turnkey-Water Heating Control | General | Services | MW of Load | 1 | 2032 | 0.016426
ENS | Preferred Plan | C&I Curtailment | C&I Curtailment-Turnkey-Other | General | Miscellaneous | MW of Load | 1 | 2032 | 0.82395
ENS | Preferred Plan | C&I Curtailment | C&I Curtailment-Turnkey-Other | General | Offices | MW of Load | 1 | 2032 | 0.022409
ENS | Preferred Plan | C&I Curtailment | C&I Curtailment-Turnkey-Other | General | Retail Trade | MW of Load | 1 | 2032 | 0.26135
ENS | Preferred Plan | C&I Curtailment | C&I Curtailment-Turnkey-Other | General | Services | MW of Load | 1 | 2032 | 0.16891
ENS | Preferred Plan | C&I Curtailment | C&I Curtailment-Turnkey-Manual HVAC Control | Large General | Miscellaneous | MW of Load | 1 | 2032 | 1.156
ENS | Preferred Plan | C&I Curtailment | C&I Curtailment-Turnkey-Manual HVAC Control | Large General | Retail Trade | MW of Load | 1 | 2032 | 0.048198
ENS | Preferred Plan | C&I Curtailment | C&I Curtailment-Turnkey-Manual HVAC Control | Large General | Services | MW of Load | 1 | 2032 | 0.077183
ENS | Preferred Plan | C&I Curtailment | C&I Curtailment-Turnkey-Auto-DR HVAC Control | Large General | Miscellaneous | MW of Load | 1 | 2032 | 0.14329
ENS | Preferred Plan | C&I Curtailment | C&I Curtailment-Turnkey-Auto-DR HVAC Control | Large General | Retail Trade | MW of Load | 1 | 2032 | 0.0059741
ENS | Preferred Plan | C&I Curtailment | C&I Curtailment-Turnkey-Auto-DR HVAC Control | Large General | Services | MW of Load | 1 | 2032 | 0.0095669
ENS | Preferred Plan | C&I Curtailment | C&I Curtailment-Turnkey-Standard Lighting Control | Large General | Miscellaneous | MW of Load | 1 | 2032 | 0.49972
ENS | Preferred Plan | C&I Curtailment | C&I Curtailment-Turnkey-Standard Lighting Control | Large General | Retail Trade | MW of Load | 1 | 2032 | 0.019076
ENS | Preferred Plan | C&I Curtailment | C&I Curtailment-Turnkey-Standard Lighting Control | Large General | Services | MW of Load | 1 | 2032 | 0.030549
ENS | Preferred Plan | C&I Curtailment | C&I Curtailment-Turnkey-Water Heating Control | Large General | Miscellaneous | MW of Load | 1 | 2032 | 0.025377
ENS | Preferred Plan | C&I Curtailment | C&I Curtailment-Turnkey-Water Heating Control | Large General | Retail Trade | MW of Load | 1 | 2032 | 0.0031794
ENS | Preferred Plan | C&I Curtailment | C&I Curtailment-Turnkey-Water Heating Control | Large General | Services | MW of Load | 1 | 2032 | 0.0050914
ENS | Preferred Plan | C&I Curtailment | C&I Curtailment-Turnkey-Other | Large General | Miscellaneous | MW of Load | 1 | 2032 | 0.54241
ENS | Preferred Plan | C&I Curtailment | C&I Curtailment-Turnkey-Other | Large General | Retail Trade | MW of Load | 1 | 2032 | 0.032508
ENS | Preferred Plan | C&I Curtailment | C&I Curtailment-Turnkey-Other | Large General | Services | MW of Load | 1 | 2032 | 0.052057
ENS | Preferred Plan | C&I Curtailment | C&I Curtailment-Turnkey-Manual HVAC Control | Small Industrial | Miscellaneous | MW of Load | 1 | 2032 | 0.24823
ENS | Preferred Plan | C&I Curtailment | C&I Curtailment-Turnkey-Manual HVAC Control | Small Industrial | Offices | MW of Load | 1 | 2032 | 0.003181
ENS | Preferred Plan | C&I Curtailment | C&I Curtailment-Turnkey-Manual HVAC Control | Small Industrial | Retail Trade | MW of Load | 1 | 2032 | 0.010485
ENS | Preferred Plan | C&I Curtailment | C&I Curtailment-Turnkey-Manual HVAC Control | Small Industrial | Services | MW of Load | 1 | 2032 | 0.0033124
ENS | Preferred Plan | C&I Curtailment | C&I Curtailment-Turnkey-Auto-DR HVAC Control | Small Industrial | Miscellaneous | MW of Load | 1 | 2032 | 0.030768
ENS | Preferred Plan | C&I Curtailment | C&I Curtailment-Turnkey-Auto-DR HVAC Control | Small Industrial | Offices | MW of Load | 1 | 2032 | 0.00039429
ENS | Preferred Plan | C&I Curtailment | C&I Curtailment-Turnkey-Auto-DR HVAC Control | Small Industrial | Retail Trade | MW of Load | 1 | 2032 | 0.0012996
ENS | Preferred Plan | C&I Curtailment | C&I Curtailment-Turnkey-Auto-DR HVAC Control | Small Industrial | Services | MW of Load | 1 | 2032 | 0.00041057
ENS | Preferred Plan | C&I Curtailment | C&I Curtailment-Turnkey-Standard Lighting Control | Small Industrial | Miscellaneous | MW of Load | 1 | 2032 | 0.076806
ENS | Preferred Plan | C&I Curtailment | C&I Curtailment-Turnkey-Standard Lighting Control | Small Industrial | Offices | MW of Load | 1 | 2032 | 0.00041469
ENS | Preferred Plan | C&I Curtailment | C&I Curtailment-Turnkey-Standard Lighting Control | Small Industrial | Retail Trade | MW of Load | 1 | 2032 | 0.0045375
ENS | Preferred Plan | C&I Curtailment | C&I Curtailment-Turnkey-Standard Lighting Control | Small Industrial | Services | MW of Load | 1 | 2032 | 0.0014335
ENS | Preferred Plan | C&I Curtailment | C&I Curtailment-Turnkey-Water Heating Control | Small Industrial | Miscellaneous | MW of Load | 1 | 2032 | 0.0064846
ENS | Preferred Plan | C&I Curtailment | C&I Curtailment-Turnkey-Water Heating Control | Small Industrial | Offices | MW of Load | 1 | 2032 | 3.2869e-05
ENS | Preferred Plan | C&I Curtailment | C&I Curtailment-Turnkey-Water Heating Control | Small Industrial | Retail Trade | MW of Load | 1 | 2032 | 0.00062634
ENS | Preferred Plan | C&I Curtailment | C&I Curtailment-Turnkey-Water Heating Control | Small Industrial | Services | MW of Load | 1 | 2032 | 0.00019788
ENS | Preferred Plan | C&I Curtailment | C&I Curtailment-Turnkey-Other | Small Industrial | Miscellaneous | MW of Load | 1 | 2032 | 0.099445
ENS | Preferred Plan | C&I Curtailment | C&I Curtailment-Turnkey-Other | Small Industrial | Offices | MW of Load | 1 | 2032 | 0.00062054
ENS | Preferred Plan | C&I Curtailment | C&I Curtailment-Turnkey-Other | Small Industrial | Retail Trade | MW of Load | 1 | 2032 | 0.00688
ENS | Preferred Plan | C&I Curtailment | C&I Curtailment-Turnkey-Other | Small Industrial | Services | MW of Load | 1 | 2032 | 0.0021736
ENS | Preferred Plan | C&I Curtailment | C&I Curtailment-Turnkey-Industrial | Small Industrial | Manufacturing | MW of Load | 1 | 2032 | 0.023638
ENS | Preferred Plan | C&I Curtailment | C&I Curtailment-Turnkey-Manual HVAC Control | Medium Industrial | Miscellaneous | MW of Load | 1 | 2032 | 3.9363
ENS | Preferred Plan | C&I Curtailment | C&I Curtailment-Turnkey-Manual HVAC Control | Medium Industrial | Offices | MW of Load | 1 | 2032 | 0.063497
ENS | Preferred Plan | C&I Curtailment | C&I Curtailment-Turnkey-Manual HVAC Control | Medium Industrial | Retail Trade | MW of Load | 1 | 2032 | 0.86981
ENS | Preferred Plan | C&I Curtailment | C&I Curtailment-Turnkey-Manual HVAC Control | Medium Industrial | Services | MW of Load | 1 | 2032 | 0.040052
ENS | Preferred Plan | C&I Curtailment | C&I Curtailment-Turnkey-Auto-DR HVAC Control | Medium Industrial | Miscellaneous | MW of Load | 1 | 2032 | 0.48791
ENS | Preferred Plan | C&I Curtailment | C&I Curtailment-Turnkey-Auto-DR HVAC Control | Medium Industrial | Offices | MW of Load | 1 | 2032 | 0.0078705
ENS | Preferred Plan | C&I Curtailment | C&I Curtailment-Turnkey-Auto-DR HVAC Control | Medium Industrial | Retail Trade | MW of Load | 1 | 2032 | 0.10781
ENS | Preferred Plan | C&I Curtailment | C&I Curtailment-Turnkey-Auto-DR HVAC Control | Medium Industrial | Services | MW of Load | 1 | 2032 | 0.0049645
ENS | Preferred Plan | C&I Curtailment | C&I Curtailment-Turnkey-Standard Lighting Control | Medium Industrial | Miscellaneous | MW of Load | 1 | 2032 | 1.218
ENS | Preferred Plan | C&I Curtailment | C&I Curtailment-Turnkey-Standard Lighting Control | Medium Industrial | Offices | MW of Load | 1 | 2032 | 0.0082778
ENS | Preferred Plan | C&I Curtailment | C&I Curtailment-Turnkey-Standard Lighting Control | Medium Industrial | Retail Trade | MW of Load | 1 | 2032 | 0.37643
ENS | Preferred Plan | C&I Curtailment | C&I Curtailment-Turnkey-Standard Lighting Control | Medium Industrial | Services | MW of Load | 1 | 2032 | 0.017333
ENS | Preferred Plan | C&I Curtailment | C&I Curtailment-Turnkey-Water Heating Control | Medium Industrial | Miscellaneous | MW of Load | 1 | 2032 | 0.10283
ENS | Preferred Plan | C&I Curtailment | C&I Curtailment-Turnkey-Water Heating Control | Medium Industrial | Offices | MW of Load | 1 | 2032 | 0.00065611
ENS | Preferred Plan | C&I Curtailment | C&I Curtailment-Turnkey-Water Heating Control | Medium Industrial | Retail Trade | MW of Load | 1 | 2032 | 0.051961
ENS | Preferred Plan | C&I Curtailment | C&I Curtailment-Turnkey-Water Heating Control | Medium Industrial | Services | MW of Load | 1 | 2032 | 0.0023927
ENS | Preferred Plan | C&I Curtailment | C&I Curtailment-Turnkey-Other | Medium Industrial | Miscellaneous | MW of Load | 1 | 2032 | 1.5769
ENS | Preferred Plan | C&I Curtailment | C&I Curtailment-Turnkey-Other | Medium Industrial | Offices | MW of Load | 1 | 2032 | 0.012387
ENS | Preferred Plan | C&I Curtailment | C&I Curtailment-Turnkey-Other | Medium Industrial | Retail Trade | MW of Load | 1 | 2032 | 0.57077
ENS | Preferred Plan | C&I Curtailment | C&I Curtailment-Turnkey-Other | Medium Industrial | Services | MW of Load | 1 | 2032 | 0.026282
ENS | Preferred Plan | C&I Curtailment | C&I Curtailment-Turnkey-Manual HVAC Control | Large Industrial | Miscellaneous | MW of Load | 1 | 2032 | 0.083066
ENS | Preferred Plan | C&I Curtailment | C&I Curtailment-Turnkey-Auto-DR HVAC Control | Large Industrial | Miscellaneous | MW of Load | 1 | 2032 | 0.010296
ENS | Preferred Plan | C&I Curtailment | C&I Curtailment-Turnkey-Standard Lighting Control | Large Industrial | Miscellaneous | MW of Load | 1 | 2032 | 0.035909
ENS | Preferred Plan | C&I Curtailment | C&I Curtailment-Turnkey-Water Heating Control | Large Industrial | Miscellaneous | MW of Load | 1 | 2032 | 0.0018235
ENS | Preferred Plan | C&I Curtailment | C&I Curtailment-Turnkey-Other | Large Industrial | Miscellaneous | MW of Load | 1 | 2032 | 0.038976
ENS | Preferred Plan | C&I Curtailment | C&I Curtailment-Turnkey-Industrial | Large Industrial | Manufacturing | MW of Load | 1 | 2032 | 0.0076068
ENS | Preferred Plan | C&I Loadshift to BUGs | C&I Loadshift to BUGs | Large General | Miscellaneous | MW of Load | 1 | 2032 | 2.5828
ENS | Preferred Plan | C&I Loadshift to BUGs | C&I Loadshift to BUGs | Small Industrial | Miscellaneous | MW of Load | 1 | 2032 | 0.92859
ENS | Preferred Plan | C&I Loadshift to BUGs | C&I Loadshift to BUGs | Medium Industrial | Manufacturing | MW of Load | 1 | 2032 | 0.53403
ENS | Preferred Plan | C&I Loadshift to BUGs | C&I Loadshift to BUGs | Medium Industrial | Miscellaneous | MW of Load | 1 | 2032 | 2.3177
ENS | Preferred Plan | Dynamic Pricing | Dynamic Pricing with enabling tech. | Small General | Manufacturing | MW of Load | 1 | 2032 | 0.0084222
ENS | Preferred Plan | Dynamic Pricing | Dynamic Pricing with enabling tech. | Residential Charitable | Residential LI | MW of Load | 1 | 2032 | 3.5136
ENS | Preferred Plan | Dynamic Pricing | Dynamic Pricing with enabling tech. | Residential Charitable | Residential Market Rate | MW of Load | 1 | 2032 | 19.9529
ENS | Preferred Plan | Dynamic Pricing | Dynamic Pricing w/o enabling tech. | Residential Charitable | Residential LI | MW of Load | 1 | 2032 | 1.8492
ENS | Preferred Plan | Dynamic Pricing | Dynamic Pricing w/o enabling tech. | Residential Charitable | Residential Market Rate | MW of Load | 1 | 2032 | 10.5015
ENS | Preferred Plan | Behavioral DR | Behavioral DR | Residential Charitable | Residential LI | MW of Load | 1 | 2032 | 0.41045
ENS | Preferred Plan | Behavioral DR | Behavioral DR | Residential Charitable | Residential Market Rate | MW of Load | 1 | 2032 | 2.3393
ENS | Preferred Plan | Time-of-Use Rates (TOU) | Time-of-Use Rates (TOU) | Residential Charitable | Residential LI | MW of Load | 0 | 2032 | 0.34568
ENS | Preferred Plan | Time-of-Use Rates (TOU) | Time-of-Use Rates (TOU) | Residential Charitable | Residential Market Rate | MW of Load | 0 | 2032 | 1.9701
ENS | Preferred Plan | DLC-Thermostat | DLC-Thermostat-BYOT-Central Heat Pump | Residential Charitable | Residential LI | MW of Load | 0 | 2033 | 0.024456
ENS | Preferred Plan | DLC-Thermostat | DLC-Thermostat-BYOT-Central Heat Pump | Residential Charitable | Residential Market Rate | MW of Load | 0 | 2033 | 0.14966
ENS | Preferred Plan | DLC-Thermostat | DLC-Thermostat-DI-Baseboard Heating | Residential Charitable | Residential LI | MW of Load | 0 | 2033 | 0.1245
ENS | Preferred Plan | DLC-Thermostat | DLC-Thermostat-DI-Baseboard Heating | Residential Charitable | Residential Market Rate | MW of Load | 0 | 2033 | 1.1851
ENS | Preferred Plan | DLC-Thermostat | DLC-Thermostat-BYOT-Baseboard Heating | Residential Charitable | Residential LI | MW of Load | 0 | 2033 | 0.014557
ENS | Preferred Plan | DLC-Thermostat | DLC-Thermostat-BYOT-Baseboard Heating | Residential Charitable | Residential Market Rate | MW of Load | 0 | 2033 | 0.13857
ENS | Preferred Plan | DLC-Thermostat | DLC-Thermostat-DI-MSHP | Residential Charitable | Residential LI | MW of Load | 0 | 2033 | 0.072143
ENS | Preferred Plan | DLC-Thermostat | DLC-Thermostat-DI-MSHP | Residential Charitable | Residential Market Rate | MW of Load | 0 | 2033 | 0.68673
ENS | Preferred Plan | DLC-Thermostat | DLC-Thermostat-BYOT-MSHP | Residential Charitable | Residential LI | MW of Load | 0 | 2033 | 0.0065929
ENS | Preferred Plan | DLC-Thermostat | DLC-Thermostat-BYOT-MSHP | Residential Charitable | Residential Market Rate | MW of Load | 0 | 2033 | 0.062758
ENS | Preferred Plan | DLC-Water Heating | DLC-Switch-Water Heating | Residential Charitable | Residential LI | MW of Load | 0 | 2033 | 0.070907
ENS | Preferred Plan | DLC-Water Heating | DLC-Switch-Water Heating | Residential Charitable | Residential Market Rate | MW of Load | 0 | 2033 | 0.80995
ENS | Preferred Plan | C&I Curtailment | C&I Curtailment-Turnkey-Manual HVAC Control | General | Miscellaneous | MW of Load | 1 | 2033 | 1.6903
ENS | Preferred Plan | C&I Curtailment | C&I Curtailment-Turnkey-Manual HVAC Control | General | Offices | MW of Load | 1 | 2033 | 0.11616
ENS | Preferred Plan | C&I Curtailment | C&I Curtailment-Turnkey-Manual HVAC Control | General | Retail Trade | MW of Load | 1 | 2033 | 0.38823
ENS | Preferred Plan | C&I Curtailment | C&I Curtailment-Turnkey-Manual HVAC Control | General | Services | MW of Load | 1 | 2033 | 0.25102
ENS | Preferred Plan | C&I Curtailment | C&I Curtailment-Turnkey-Auto-DR HVAC Control | General | Miscellaneous | MW of Load | 1 | 2033 | 0.26189
ENS | Preferred Plan | C&I Curtailment | C&I Curtailment-Turnkey-Auto-DR HVAC Control | General | Offices | MW of Load | 1 | 2033 | 0.017998
ENS | Preferred Plan | C&I Curtailment | C&I Curtailment-Turnkey-Auto-DR HVAC Control | General | Retail Trade | MW of Load | 1 | 2033 | 0.060152
ENS | Preferred Plan | C&I Curtailment | C&I Curtailment-Turnkey-Auto-DR HVAC Control | General | Services | MW of Load | 1 | 2033 | 0.038892
ENS | Preferred Plan | C&I Curtailment | C&I Curtailment-Turnkey-Standard Lighting Control | General | Miscellaneous | MW of Load | 1 | 2033 | 0.70362
ENS | Preferred Plan | C&I Curtailment | C&I Curtailment-Turnkey-Standard Lighting Control | General | Offices | MW of Load | 1 | 2033 | 0.013813
ENS | Preferred Plan | C&I Curtailment | C&I Curtailment-Turnkey-Standard Lighting Control | General | Retail Trade | MW of Load | 1 | 2033 | 0.15467
ENS | Preferred Plan | C&I Curtailment | C&I Curtailment-Turnkey-Standard Lighting Control | General | Services | MW of Load | 1 | 2033 | 0.10014
ENS | Preferred Plan | C&I Curtailment | C&I Curtailment-Turnkey-Water Heating Control | General | Miscellaneous | MW of Load | 1 | 2033 | 0.047177
ENS | Preferred Plan | C&I Curtailment | C&I Curtailment-Turnkey-Water Heating Control | General | Offices | MW of Load | 1 | 2033 | 0.0012527
ENS | Preferred Plan | C&I Curtailment | C&I Curtailment-Turnkey-Water Heating Control | General | Retail Trade | MW of Load | 1 | 2033 | 0.02544
ENS | Preferred Plan | C&I Curtailment | C&I Curtailment-Turnkey-Water Heating Control | General | Services | MW of Load | 1 | 2033 | 0.016426
ENS | Preferred Plan | C&I Curtailment | C&I Curtailment-Turnkey-Other | General | Miscellaneous | MW of Load | 1 | 2033 | 0.82395
ENS | Preferred Plan | C&I Curtailment | C&I Curtailment-Turnkey-Other | General | Offices | MW of Load | 1 | 2033 | 0.022409
ENS | Preferred Plan | C&I Curtailment | C&I Curtailment-Turnkey-Other | General | Retail Trade | MW of Load | 1 | 2033 | 0.26135
ENS | Preferred Plan | C&I Curtailment | C&I Curtailment-Turnkey-Other | General | Services | MW of Load | 1 | 2033 | 0.16891
ENS | Preferred Plan | C&I Curtailment | C&I Curtailment-Turnkey-Manual HVAC Control | Large General | Miscellaneous | MW of Load | 1 | 2033 | 1.156
ENS | Preferred Plan | C&I Curtailment | C&I Curtailment-Turnkey-Manual HVAC Control | Large General | Retail Trade | MW of Load | 1 | 2033 | 0.048198
ENS | Preferred Plan | C&I Curtailment | C&I Curtailment-Turnkey-Manual HVAC Control | Large General | Services | MW of Load | 1 | 2033 | 0.077183
ENS | Preferred Plan | C&I Curtailment | C&I Curtailment-Turnkey-Auto-DR HVAC Control | Large General | Miscellaneous | MW of Load | 1 | 2033 | 0.17911
ENS | Preferred Plan | C&I Curtailment | C&I Curtailment-Turnkey-Auto-DR HVAC Control | Large General | Retail Trade | MW of Load | 1 | 2033 | 0.0074676
ENS | Preferred Plan | C&I Curtailment | C&I Curtailment-Turnkey-Auto-DR HVAC Control | Large General | Services | MW of Load | 1 | 2033 | 0.011959
ENS | Preferred Plan | C&I Curtailment | C&I Curtailment-Turnkey-Standard Lighting Control | Large General | Miscellaneous | MW of Load | 1 | 2033 | 0.49972
ENS | Preferred Plan | C&I Curtailment | C&I Curtailment-Turnkey-Standard Lighting Control | Large General | Retail Trade | MW of Load | 1 | 2033 | 0.019076
ENS | Preferred Plan | C&I Curtailment | C&I Curtailment-Turnkey-Standard Lighting Control | Large General | Services | MW of Load | 1 | 2033 | 0.030549
ENS | Preferred Plan | C&I Curtailment | C&I Curtailment-Turnkey-Water Heating Control | Large General | Miscellaneous | MW of Load | 1 | 2033 | 0.025377
ENS | Preferred Plan | C&I Curtailment | C&I Curtailment-Turnkey-Water Heating Control | Large General | Retail Trade | MW of Load | 1 | 2033 | 0.0031794
ENS | Preferred Plan | C&I Curtailment | C&I Curtailment-Turnkey-Water Heating Control | Large General | Services | MW of Load | 1 | 2033 | 0.0050914
ENS | Preferred Plan | C&I Curtailment | C&I Curtailment-Turnkey-Other | Large General | Miscellaneous | MW of Load | 1 | 2033 | 0.54241
ENS | Preferred Plan | C&I Curtailment | C&I Curtailment-Turnkey-Other | Large General | Retail Trade | MW of Load | 1 | 2033 | 0.032508
ENS | Preferred Plan | C&I Curtailment | C&I Curtailment-Turnkey-Other | Large General | Services | MW of Load | 1 | 2033 | 0.052057
ENS | Preferred Plan | C&I Curtailment | C&I Curtailment-Turnkey-Manual HVAC Control | Small Industrial | Miscellaneous | MW of Load | 1 | 2033 | 0.24823
ENS | Preferred Plan | C&I Curtailment | C&I Curtailment-Turnkey-Manual HVAC Control | Small Industrial | Offices | MW of Load | 1 | 2033 | 0.003181
ENS | Preferred Plan | C&I Curtailment | C&I Curtailment-Turnkey-Manual HVAC Control | Small Industrial | Retail Trade | MW of Load | 1 | 2033 | 0.010485
ENS | Preferred Plan | C&I Curtailment | C&I Curtailment-Turnkey-Manual HVAC Control | Small Industrial | Services | MW of Load | 1 | 2033 | 0.0033124
ENS | Preferred Plan | C&I Curtailment | C&I Curtailment-Turnkey-Auto-DR HVAC Control | Small Industrial | Miscellaneous | MW of Load | 1 | 2033 | 0.03846
ENS | Preferred Plan | C&I Curtailment | C&I Curtailment-Turnkey-Auto-DR HVAC Control | Small Industrial | Offices | MW of Load | 1 | 2033 | 0.00049286
ENS | Preferred Plan | C&I Curtailment | C&I Curtailment-Turnkey-Auto-DR HVAC Control | Small Industrial | Retail Trade | MW of Load | 1 | 2033 | 0.0016245
ENS | Preferred Plan | C&I Curtailment | C&I Curtailment-Turnkey-Auto-DR HVAC Control | Small Industrial | Services | MW of Load | 1 | 2033 | 0.00051321
ENS | Preferred Plan | C&I Curtailment | C&I Curtailment-Turnkey-Standard Lighting Control | Small Industrial | Miscellaneous | MW of Load | 1 | 2033 | 0.076806
ENS | Preferred Plan | C&I Curtailment | C&I Curtailment-Turnkey-Standard Lighting Control | Small Industrial | Offices | MW of Load | 1 | 2033 | 0.00041469
ENS | Preferred Plan | C&I Curtailment | C&I Curtailment-Turnkey-Standard Lighting Control | Small Industrial | Retail Trade | MW of Load | 1 | 2033 | 0.0045375
ENS | Preferred Plan | C&I Curtailment | C&I Curtailment-Turnkey-Standard Lighting Control | Small Industrial | Services | MW of Load | 1 | 2033 | 0.0014335
ENS | Preferred Plan | C&I Curtailment | C&I Curtailment-Turnkey-Water Heating Control | Small Industrial | Miscellaneous | MW of Load | 1 | 2033 | 0.0064846
ENS | Preferred Plan | C&I Curtailment | C&I Curtailment-Turnkey-Water Heating Control | Small Industrial | Offices | MW of Load | 1 | 2033 | 3.2869e-05
ENS | Preferred Plan | C&I Curtailment | C&I Curtailment-Turnkey-Water Heating Control | Small Industrial | Retail Trade | MW of Load | 1 | 2033 | 0.00062634
ENS | Preferred Plan | C&I Curtailment | C&I Curtailment-Turnkey-Water Heating Control | Small Industrial | Services | MW of Load | 1 | 2033 | 0.00019788
ENS | Preferred Plan | C&I Curtailment | C&I Curtailment-Turnkey-Other | Small Industrial | Miscellaneous | MW of Load | 1 | 2033 | 0.099445
ENS | Preferred Plan | C&I Curtailment | C&I Curtailment-Turnkey-Other | Small Industrial | Offices | MW of Load | 1 | 2033 | 0.00062054
ENS | Preferred Plan | C&I Curtailment | C&I Curtailment-Turnkey-Other | Small Industrial | Retail Trade | MW of Load | 1 | 2033 | 0.00688
ENS | Preferred Plan | C&I Curtailment | C&I Curtailment-Turnkey-Other | Small Industrial | Services | MW of Load | 1 | 2033 | 0.0021736
ENS | Preferred Plan | C&I Curtailment | C&I Curtailment-Turnkey-Industrial | Small Industrial | Manufacturing | MW of Load | 1 | 2033 | 0.023638
ENS | Preferred Plan | C&I Curtailment | C&I Curtailment-Turnkey-Manual HVAC Control | Medium Industrial | Miscellaneous | MW of Load | 1 | 2033 | 3.9363
ENS | Preferred Plan | C&I Curtailment | C&I Curtailment-Turnkey-Manual HVAC Control | Medium Industrial | Offices | MW of Load | 1 | 2033 | 0.063497
ENS | Preferred Plan | C&I Curtailment | C&I Curtailment-Turnkey-Manual HVAC Control | Medium Industrial | Retail Trade | MW of Load | 1 | 2033 | 0.86981
ENS | Preferred Plan | C&I Curtailment | C&I Curtailment-Turnkey-Manual HVAC Control | Medium Industrial | Services | MW of Load | 1 | 2033 | 0.040052
ENS | Preferred Plan | C&I Curtailment | C&I Curtailment-Turnkey-Auto-DR HVAC Control | Medium Industrial | Miscellaneous | MW of Load | 1 | 2033 | 0.60988
ENS | Preferred Plan | C&I Curtailment | C&I Curtailment-Turnkey-Auto-DR HVAC Control | Medium Industrial | Offices | MW of Load | 1 | 2033 | 0.0098381
ENS | Preferred Plan | C&I Curtailment | C&I Curtailment-Turnkey-Auto-DR HVAC Control | Medium Industrial | Retail Trade | MW of Load | 1 | 2033 | 0.13477
ENS | Preferred Plan | C&I Curtailment | C&I Curtailment-Turnkey-Auto-DR HVAC Control | Medium Industrial | Services | MW of Load | 1 | 2033 | 0.0062056
ENS | Preferred Plan | C&I Curtailment | C&I Curtailment-Turnkey-Standard Lighting Control | Medium Industrial | Miscellaneous | MW of Load | 1 | 2033 | 1.218
ENS | Preferred Plan | C&I Curtailment | C&I Curtailment-Turnkey-Standard Lighting Control | Medium Industrial | Offices | MW of Load | 1 | 2033 | 0.0082778
ENS | Preferred Plan | C&I Curtailment | C&I Curtailment-Turnkey-Standard Lighting Control | Medium Industrial | Retail Trade | MW of Load | 1 | 2033 | 0.37643
ENS | Preferred Plan | C&I Curtailment | C&I Curtailment-Turnkey-Standard Lighting Control | Medium Industrial | Services | MW of Load | 1 | 2033 | 0.017333
ENS | Preferred Plan | C&I Curtailment | C&I Curtailment-Turnkey-Water Heating Control | Medium Industrial | Miscellaneous | MW of Load | 1 | 2033 | 0.10283
ENS | Preferred Plan | C&I Curtailment | C&I Curtailment-Turnkey-Water Heating Control | Medium Industrial | Offices | MW of Load | 1 | 2033 | 0.00065611
ENS | Preferred Plan | C&I Curtailment | C&I Curtailment-Turnkey-Water Heating Control | Medium Industrial | Retail Trade | MW of Load | 1 | 2033 | 0.051961
ENS | Preferred Plan | C&I Curtailment | C&I Curtailment-Turnkey-Water Heating Control | Medium Industrial | Services | MW of Load | 1 | 2033 | 0.0023927
ENS | Preferred Plan | C&I Curtailment | C&I Curtailment-Turnkey-Other | Medium Industrial | Miscellaneous | MW of Load | 1 | 2033 | 1.5769
ENS | Preferred Plan | C&I Curtailment | C&I Curtailment-Turnkey-Other | Medium Industrial | Offices | MW of Load | 1 | 2033 | 0.012387
ENS | Preferred Plan | C&I Curtailment | C&I Curtailment-Turnkey-Other | Medium Industrial | Retail Trade | MW of Load | 1 | 2033 | 0.57077
ENS | Preferred Plan | C&I Curtailment | C&I Curtailment-Turnkey-Other | Medium Industrial | Services | MW of Load | 1 | 2033 | 0.026282
ENS | Preferred Plan | C&I Curtailment | C&I Curtailment-Turnkey-Manual HVAC Control | Large Industrial | Miscellaneous | MW of Load | 1 | 2033 | 0.083066
ENS | Preferred Plan | C&I Curtailment | C&I Curtailment-Turnkey-Auto-DR HVAC Control | Large Industrial | Miscellaneous | MW of Load | 1 | 2033 | 0.01287
ENS | Preferred Plan | C&I Curtailment | C&I Curtailment-Turnkey-Standard Lighting Control | Large Industrial | Miscellaneous | MW of Load | 1 | 2033 | 0.035909
ENS | Preferred Plan | C&I Curtailment | C&I Curtailment-Turnkey-Water Heating Control | Large Industrial | Miscellaneous | MW of Load | 1 | 2033 | 0.0018235
ENS | Preferred Plan | C&I Curtailment | C&I Curtailment-Turnkey-Other | Large Industrial | Miscellaneous | MW of Load | 1 | 2033 | 0.038976
ENS | Preferred Plan | C&I Curtailment | C&I Curtailment-Turnkey-Industrial | Large Industrial | Manufacturing | MW of Load | 1 | 2033 | 0.0076068
ENS | Preferred Plan | C&I Loadshift to BUGs | C&I Loadshift to BUGs | Large General | Miscellaneous | MW of Load | 1 | 2033 | 2.5828
ENS | Preferred Plan | C&I Loadshift to BUGs | C&I Loadshift to BUGs | Small Industrial | Miscellaneous | MW of Load | 1 | 2033 | 0.92859
ENS | Preferred Plan | C&I Loadshift to BUGs | C&I Loadshift to BUGs | Medium Industrial | Manufacturing | MW of Load | 1 | 2033 | 0.53403
ENS | Preferred Plan | C&I Loadshift to BUGs | C&I Loadshift to BUGs | Medium Industrial | Miscellaneous | MW of Load | 1 | 2033 | 2.3177
ENS | Preferred Plan | Dynamic Pricing | Dynamic Pricing with enabling tech. | Small General | Manufacturing | MW of Load | 1 | 2033 | 0.0084222
ENS | Preferred Plan | Dynamic Pricing | Dynamic Pricing with enabling tech. | Residential Charitable | Residential LI | MW of Load | 1 | 2033 | 3.5137
ENS | Preferred Plan | Dynamic Pricing | Dynamic Pricing with enabling tech. | Residential Charitable | Residential Market Rate | MW of Load | 1 | 2033 | 19.9546
ENS | Preferred Plan | Dynamic Pricing | Dynamic Pricing w/o enabling tech. | Residential Charitable | Residential LI | MW of Load | 1 | 2033 | 1.8493
ENS | Preferred Plan | Dynamic Pricing | Dynamic Pricing w/o enabling tech. | Residential Charitable | Residential Market Rate | MW of Load | 1 | 2033 | 10.5024
ENS | Preferred Plan | Behavioral DR | Behavioral DR | Residential Charitable | Residential LI | MW of Load | 1 | 2033 | 0.41046
ENS | Preferred Plan | Behavioral DR | Behavioral DR | Residential Charitable | Residential Market Rate | MW of Load | 1 | 2033 | 2.3394
ENS | Preferred Plan | Time-of-Use Rates (TOU) | Time-of-Use Rates (TOU) | Residential Charitable | Residential LI | MW of Load | 0 | 2033 | 0.34568
ENS | Preferred Plan | Time-of-Use Rates (TOU) | Time-of-Use Rates (TOU) | Residential Charitable | Residential Market Rate | MW of Load | 0 | 2033 | 1.9702
ENS | Alternate Scenario | DLC-Thermostat | DLC-Thermostat-BYOT-Central Heat Pump | Residential Charitable | Residential LI | % of Load | 0 | 2025 | 9.6741e-06
ENS | Alternate Scenario | DLC-Thermostat | DLC-Thermostat-BYOT-Central Heat Pump | Residential Charitable | Residential Market Rate | % of Load | 0 | 2025 | 7.6687e-05
ENS | Alternate Scenario | DLC-Thermostat | DLC-Thermostat-DI-Baseboard Heating | Residential Charitable | Residential LI | % of Load | 0 | 2025 | 5.7289e-05
ENS | Alternate Scenario | DLC-Thermostat | DLC-Thermostat-DI-Baseboard Heating | Residential Charitable | Residential Market Rate | % of Load | 0 | 2025 | 0.00060074
ENS | Alternate Scenario | DLC-Thermostat | DLC-Thermostat-BYOT-Baseboard Heating | Residential Charitable | Residential LI | % of Load | 0 | 2025 | 3.959e-06
ENS | Alternate Scenario | DLC-Thermostat | DLC-Thermostat-BYOT-Baseboard Heating | Residential Charitable | Residential Market Rate | % of Load | 0 | 2025 | 4.1514e-05
ENS | Alternate Scenario | DLC-Thermostat | DLC-Thermostat-DI-MSHP | Residential Charitable | Residential LI | % of Load | 0 | 2025 | 1.9484e-05
ENS | Alternate Scenario | DLC-Thermostat | DLC-Thermostat-DI-MSHP | Residential Charitable | Residential Market Rate | % of Load | 0 | 2025 | 0.00024026
ENS | Alternate Scenario | DLC-Thermostat | DLC-Thermostat-BYOT-MSHP | Residential Charitable | Residential LI | % of Load | 0 | 2025 | 3.4403e-06
ENS | Alternate Scenario | DLC-Thermostat | DLC-Thermostat-BYOT-MSHP | Residential Charitable | Residential Market Rate | % of Load | 0 | 2025 | 4.2422e-05
ENS | Alternate Scenario | DLC-Water Heating | DLC-Switch-Water Heating | Residential Charitable | Residential LI | % of Load | 0 | 2025 | 1.5755e-05
ENS | Alternate Scenario | DLC-Water Heating | DLC-Switch-Water Heating | Residential Charitable | Residential Market Rate | % of Load | 0 | 2025 | 0.00018223
ENS | Alternate Scenario | C&I Curtailment | C&I Curtailment-Turnkey-Manual HVAC Control | General | Miscellaneous | % of Load | 1 | 2025 | 0.00056877
ENS | Alternate Scenario | C&I Curtailment | C&I Curtailment-Turnkey-Manual HVAC Control | General | Offices | % of Load | 1 | 2025 | 3.734e-05
ENS | Alternate Scenario | C&I Curtailment | C&I Curtailment-Turnkey-Manual HVAC Control | General | Retail Trade | % of Load | 1 | 2025 | 0.00013408
ENS | Alternate Scenario | C&I Curtailment | C&I Curtailment-Turnkey-Manual HVAC Control | General | Services | % of Load | 1 | 2025 | 8.6677e-05
ENS | Alternate Scenario | C&I Curtailment | C&I Curtailment-Turnkey-Auto-DR HVAC Control | General | Miscellaneous | % of Load | 1 | 2025 | 1.4326e-05
ENS | Alternate Scenario | C&I Curtailment | C&I Curtailment-Turnkey-Auto-DR HVAC Control | General | Offices | % of Load | 1 | 2025 | 9.4053e-07
ENS | Alternate Scenario | C&I Curtailment | C&I Curtailment-Turnkey-Auto-DR HVAC Control | General | Retail Trade | % of Load | 1 | 2025 | 3.3773e-06
ENS | Alternate Scenario | C&I Curtailment | C&I Curtailment-Turnkey-Auto-DR HVAC Control | General | Services | % of Load | 1 | 2025 | 2.1832e-06
ENS | Alternate Scenario | C&I Curtailment | C&I Curtailment-Turnkey-Standard Lighting Control | General | Miscellaneous | % of Load | 1 | 2025 | 0.00024115
ENS | Alternate Scenario | C&I Curtailment | C&I Curtailment-Turnkey-Standard Lighting Control | General | Offices | % of Load | 1 | 2025 | 5.1324e-06
ENS | Alternate Scenario | C&I Curtailment | C&I Curtailment-Turnkey-Standard Lighting Control | General | Retail Trade | % of Load | 1 | 2025 | 5.6126e-05
ENS | Alternate Scenario | C&I Curtailment | C&I Curtailment-Turnkey-Standard Lighting Control | General | Services | % of Load | 1 | 2025 | 3.6306e-05
ENS | Alternate Scenario | C&I Curtailment | C&I Curtailment-Turnkey-Water Heating Control | General | Miscellaneous | % of Load | 1 | 2025 | 1.3914e-05
ENS | Alternate Scenario | C&I Curtailment | C&I Curtailment-Turnkey-Water Heating Control | General | Offices | % of Load | 1 | 2025 | 3.7523e-07
ENS | Alternate Scenario | C&I Curtailment | C&I Curtailment-Turnkey-Water Heating Control | General | Retail Trade | % of Load | 1 | 2025 | 7.3534e-06
ENS | Alternate Scenario | C&I Curtailment | C&I Curtailment-Turnkey-Water Heating Control | General | Services | % of Load | 1 | 2025 | 4.7511e-06
ENS | Alternate Scenario | C&I Curtailment | C&I Curtailment-Turnkey-Other | General | Miscellaneous | % of Load | 1 | 2025 | 0.00025093
ENS | Alternate Scenario | C&I Curtailment | C&I Curtailment-Turnkey-Other | General | Offices | % of Load | 1 | 2025 | 6.9167e-06
ENS | Alternate Scenario | C&I Curtailment | C&I Curtailment-Turnkey-Other | General | Retail Trade | % of Load | 1 | 2025 | 7.9123e-05
ENS | Alternate Scenario | C&I Curtailment | C&I Curtailment-Turnkey-Other | General | Services | % of Load | 1 | 2025 | 5.1145e-05
ENS | Alternate Scenario | C&I Curtailment | C&I Curtailment-Turnkey-Manual HVAC Control | Large General | Miscellaneous | % of Load | 1 | 2025 | 0.00039559
ENS | Alternate Scenario | C&I Curtailment | C&I Curtailment-Turnkey-Manual HVAC Control | Large General | Retail Trade | % of Load | 1 | 2025 | 1.7097e-05
ENS | Alternate Scenario | C&I Curtailment | C&I Curtailment-Turnkey-Manual HVAC Control | Large General | Services | % of Load | 1 | 2025 | 2.7379e-05
ENS | Alternate Scenario | C&I Curtailment | C&I Curtailment-Turnkey-Auto-DR HVAC Control | Large General | Miscellaneous | % of Load | 1 | 2025 | 9.9643e-06
ENS | Alternate Scenario | C&I Curtailment | C&I Curtailment-Turnkey-Auto-DR HVAC Control | Large General | Retail Trade | % of Load | 1 | 2025 | 4.3064e-07
ENS | Alternate Scenario | C&I Curtailment | C&I Curtailment-Turnkey-Auto-DR HVAC Control | Large General | Services | % of Load | 1 | 2025 | 6.8962e-07
ENS | Alternate Scenario | C&I Curtailment | C&I Curtailment-Turnkey-Standard Lighting Control | Large General | Miscellaneous | % of Load | 1 | 2025 | 0.00017426
ENS | Alternate Scenario | C&I Curtailment | C&I Curtailment-Turnkey-Standard Lighting Control | Large General | Retail Trade | % of Load | 1 | 2025 | 7.1337e-06
ENS | Alternate Scenario | C&I Curtailment | C&I Curtailment-Turnkey-Standard Lighting Control | Large General | Services | % of Load | 1 | 2025 | 1.1424e-05
ENS | Alternate Scenario | C&I Curtailment | C&I Curtailment-Turnkey-Water Heating Control | Large General | Miscellaneous | % of Load | 1 | 2025 | 7.8623e-06
ENS | Alternate Scenario | C&I Curtailment | C&I Curtailment-Turnkey-Water Heating Control | Large General | Retail Trade | % of Load | 1 | 2025 | 9.4009e-07
ENS | Alternate Scenario | C&I Curtailment | C&I Curtailment-Turnkey-Water Heating Control | Large General | Services | % of Load | 1 | 2025 | 1.5054e-06
ENS | Alternate Scenario | C&I Curtailment | C&I Curtailment-Turnkey-Other | Large General | Miscellaneous | % of Load | 1 | 2025 | 0.00017006
ENS | Alternate Scenario | C&I Curtailment | C&I Curtailment-Turnkey-Other | Large General | Retail Trade | % of Load | 1 | 2025 | 1.0093e-05
ENS | Alternate Scenario | C&I Curtailment | C&I Curtailment-Turnkey-Other | Large General | Services | % of Load | 1 | 2025 | 1.6163e-05
ENS | Alternate Scenario | C&I Curtailment | C&I Curtailment-Turnkey-Manual HVAC Control | Small Industrial | Miscellaneous | % of Load | 1 | 2025 | 8.3065e-05
ENS | Alternate Scenario | C&I Curtailment | C&I Curtailment-Turnkey-Manual HVAC Control | Small Industrial | Offices | % of Load | 1 | 2025 | 1.0358e-06
ENS | Alternate Scenario | C&I Curtailment | C&I Curtailment-Turnkey-Manual HVAC Control | Small Industrial | Retail Trade | % of Load | 1 | 2025 | 3.6021e-06
ENS | Alternate Scenario | C&I Curtailment | C&I Curtailment-Turnkey-Manual HVAC Control | Small Industrial | Services | % of Load | 1 | 2025 | 1.138e-06
ENS | Alternate Scenario | C&I Curtailment | C&I Curtailment-Turnkey-Auto-DR HVAC Control | Small Industrial | Miscellaneous | % of Load | 1 | 2025 | 2.0922e-06
ENS | Alternate Scenario | C&I Curtailment | C&I Curtailment-Turnkey-Auto-DR HVAC Control | Small Industrial | Offices | % of Load | 1 | 2025 | 2.6091e-08
ENS | Alternate Scenario | C&I Curtailment | C&I Curtailment-Turnkey-Auto-DR HVAC Control | Small Industrial | Retail Trade | % of Load | 1 | 2025 | 9.0732e-08
ENS | Alternate Scenario | C&I Curtailment | C&I Curtailment-Turnkey-Auto-DR HVAC Control | Small Industrial | Services | % of Load | 1 | 2025 | 2.8664e-08
ENS | Alternate Scenario | C&I Curtailment | C&I Curtailment-Turnkey-Standard Lighting Control | Small Industrial | Miscellaneous | % of Load | 1 | 2025 | 2.6785e-05
ENS | Alternate Scenario | C&I Curtailment | C&I Curtailment-Turnkey-Standard Lighting Control | Small Industrial | Offices | % of Load | 1 | 2025 | 1.4829e-07
ENS | Alternate Scenario | C&I Curtailment | C&I Curtailment-Turnkey-Standard Lighting Control | Small Industrial | Retail Trade | % of Load | 1 | 2025 | 1.5705e-06
ENS | Alternate Scenario | C&I Curtailment | C&I Curtailment-Turnkey-Standard Lighting Control | Small Industrial | Services | % of Load | 1 | 2025 | 4.9617e-07
ENS | Alternate Scenario | C&I Curtailment | C&I Curtailment-Turnkey-Water Heating Control | Small Industrial | Miscellaneous | % of Load | 1 | 2025 | 1.9511e-06
ENS | Alternate Scenario | C&I Curtailment | C&I Curtailment-Turnkey-Water Heating Control | Small Industrial | Offices | % of Load | 1 | 2025 | 1.0221e-08
ENS | Alternate Scenario | C&I Curtailment | C&I Curtailment-Turnkey-Water Heating Control | Small Industrial | Retail Trade | % of Load | 1 | 2025 | 1.9091e-07
ENS | Alternate Scenario | C&I Curtailment | C&I Curtailment-Turnkey-Water Heating Control | Small Industrial | Services | % of Load | 1 | 2025 | 6.0313e-08
ENS | Alternate Scenario | C&I Curtailment | C&I Curtailment-Turnkey-Other | Small Industrial | Miscellaneous | % of Load | 1 | 2025 | 3.0545e-05
ENS | Alternate Scenario | C&I Curtailment | C&I Curtailment-Turnkey-Other | Small Industrial | Offices | % of Load | 1 | 2025 | 1.9269e-07
ENS | Alternate Scenario | C&I Curtailment | C&I Curtailment-Turnkey-Other | Small Industrial | Retail Trade | % of Load | 1 | 2025 | 2.1153e-06
ENS | Alternate Scenario | C&I Curtailment | C&I Curtailment-Turnkey-Other | Small Industrial | Services | % of Load | 1 | 2025 | 6.6827e-07
ENS | Alternate Scenario | C&I Curtailment | C&I Curtailment-Turnkey-Industrial | Small Industrial | Manufacturing | % of Load | 1 | 2025 | 7.474e-06
ENS | Alternate Scenario | C&I Curtailment | C&I Curtailment-Turnkey-Manual HVAC Control | Medium Industrial | Miscellaneous | % of Load | 1 | 2025 | 0.0013322
ENS | Alternate Scenario | C&I Curtailment | C&I Curtailment-Turnkey-Manual HVAC Control | Medium Industrial | Offices | % of Load | 1 | 2025 | 2.0913e-05
ENS | Alternate Scenario | C&I Curtailment | C&I Curtailment-Turnkey-Manual HVAC Control | Medium Industrial | Retail Trade | % of Load | 1 | 2025 | 0.00030225
ENS | Alternate Scenario | C&I Curtailment | C&I Curtailment-Turnkey-Manual HVAC Control | Medium Industrial | Services | % of Load | 1 | 2025 | 1.3918e-05
ENS | Alternate Scenario | C&I Curtailment | C&I Curtailment-Turnkey-Auto-DR HVAC Control | Medium Industrial | Miscellaneous | % of Load | 1 | 2025 | 3.3557e-05
ENS | Alternate Scenario | C&I Curtailment | C&I Curtailment-Turnkey-Auto-DR HVAC Control | Medium Industrial | Offices | % of Load | 1 | 2025 | 5.2675e-07
ENS | Alternate Scenario | C&I Curtailment | C&I Curtailment-Turnkey-Auto-DR HVAC Control | Medium Industrial | Retail Trade | % of Load | 1 | 2025 | 7.613e-06
ENS | Alternate Scenario | C&I Curtailment | C&I Curtailment-Turnkey-Auto-DR HVAC Control | Medium Industrial | Services | % of Load | 1 | 2025 | 3.5056e-07
ENS | Alternate Scenario | C&I Curtailment | C&I Curtailment-Turnkey-Standard Lighting Control | Medium Industrial | Miscellaneous | % of Load | 1 | 2025 | 0.0004296
ENS | Alternate Scenario | C&I Curtailment | C&I Curtailment-Turnkey-Standard Lighting Control | Medium Industrial | Offices | % of Load | 1 | 2025 | 2.9939e-06
ENS | Alternate Scenario | C&I Curtailment | C&I Curtailment-Turnkey-Standard Lighting Control | Medium Industrial | Retail Trade | % of Load | 1 | 2025 | 0.00013178
ENS | Alternate Scenario | C&I Curtailment | C&I Curtailment-Turnkey-Standard Lighting Control | Medium Industrial | Services | % of Load | 1 | 2025 | 6.068e-06
ENS | Alternate Scenario | C&I Curtailment | C&I Curtailment-Turnkey-Water Heating Control | Medium Industrial | Miscellaneous | % of Load | 1 | 2025 | 3.1293e-05
ENS | Alternate Scenario | C&I Curtailment | C&I Curtailment-Turnkey-Water Heating Control | Medium Industrial | Offices | % of Load | 1 | 2025 | 2.0636e-07
ENS | Alternate Scenario | C&I Curtailment | C&I Curtailment-Turnkey-Water Heating Control | Medium Industrial | Retail Trade | % of Load | 1 | 2025 | 1.6019e-05
ENS | Alternate Scenario | C&I Curtailment | C&I Curtailment-Turnkey-Water Heating Control | Medium Industrial | Services | % of Load | 1 | 2025 | 7.376e-07
ENS | Alternate Scenario | C&I Curtailment | C&I Curtailment-Turnkey-Other | Medium Industrial | Miscellaneous | % of Load | 1 | 2025 | 0.00048989
ENS | Alternate Scenario | C&I Curtailment | C&I Curtailment-Turnkey-Other | Medium Industrial | Offices | % of Load | 1 | 2025 | 3.8903e-06
ENS | Alternate Scenario | C&I Curtailment | C&I Curtailment-Turnkey-Other | Medium Industrial | Retail Trade | % of Load | 1 | 2025 | 0.00017749
ENS | Alternate Scenario | C&I Curtailment | C&I Curtailment-Turnkey-Other | Medium Industrial | Services | % of Load | 1 | 2025 | 8.1727e-06
ENS | Alternate Scenario | C&I Curtailment | C&I Curtailment-Turnkey-Manual HVAC Control | Large Industrial | Miscellaneous | % of Load | 1 | 2025 | 2.8398e-05
ENS | Alternate Scenario | C&I Curtailment | C&I Curtailment-Turnkey-Auto-DR HVAC Control | Large Industrial | Miscellaneous | % of Load | 1 | 2025 | 7.1529e-07
ENS | Alternate Scenario | C&I Curtailment | C&I Curtailment-Turnkey-Standard Lighting Control | Large Industrial | Miscellaneous | % of Load | 1 | 2025 | 1.2509e-05
ENS | Alternate Scenario | C&I Curtailment | C&I Curtailment-Turnkey-Water Heating Control | Large Industrial | Miscellaneous | % of Load | 1 | 2025 | 5.6439e-07
ENS | Alternate Scenario | C&I Curtailment | C&I Curtailment-Turnkey-Other | Large Industrial | Miscellaneous | % of Load | 1 | 2025 | 1.2208e-05
ENS | Alternate Scenario | C&I Curtailment | C&I Curtailment-Turnkey-Industrial | Large Industrial | Manufacturing | % of Load | 1 | 2025 | 2.4497e-06
ENS | Alternate Scenario | Dynamic Pricing | Dynamic Pricing with enabling tech. | Small General | Manufacturing | % of Load | 1 | 2025 | 8.6927e-07
ENS | Alternate Scenario | Dynamic Pricing | Dynamic Pricing with enabling tech. | Residential Charitable | Residential LI | % of Load | 1 | 2025 | 1.3593e-05
ENS | Alternate Scenario | Dynamic Pricing | Dynamic Pricing with enabling tech. | Residential Charitable | Residential Market Rate | % of Load | 1 | 2025 | 7.7345e-05
ENS | Alternate Scenario | Dynamic Pricing | Dynamic Pricing w/o enabling tech. | Residential Charitable | Residential LI | % of Load | 1 | 2025 | 0.00064767
ENS | Alternate Scenario | Dynamic Pricing | Dynamic Pricing w/o enabling tech. | Residential Charitable | Residential Market Rate | % of Load | 1 | 2025 | 0.0036853
ENS | Alternate Scenario | BTM Battery Control | BTM Battery Control-BYOB | Residential Charitable | Residential Market Rate | % of Load | 0 | 2025 | 1.6665e-05
ENS | Alternate Scenario | EV Charging Control | EV Charging Control | EV Res LDV | EV | % of Load | 0 | 2025 | 7.8148e-06
ENS | Alternate Scenario | EV Charging Control | EV Charging Control | EV Com LDV | EV | % of Load | 0 | 2025 | 2.6421e-06
ENS | Alternate Scenario | Time-of-Use Rates (TOU) | Time-of-Use Rates (TOU) | Residential Charitable | Residential LI | % of Load | 0 | 2025 | 0.00020865
ENS | Alternate Scenario | Time-of-Use Rates (TOU) | Time-of-Use Rates (TOU) | Residential Charitable | Residential Market Rate | % of Load | 0 | 2025 | 0.0011895
ENS | Alternate Scenario | DLC-Thermostat | DLC-Thermostat-BYOT-Central Heat Pump | Residential Charitable | Residential LI | % of Load | 0 | 2026 | 1.8568e-05
ENS | Alternate Scenario | DLC-Thermostat | DLC-Thermostat-BYOT-Central Heat Pump | Residential Charitable | Residential Market Rate | % of Load | 0 | 2026 | 0.00014719
ENS | Alternate Scenario | DLC-Thermostat | DLC-Thermostat-DI-Baseboard Heating | Residential Charitable | Residential LI | % of Load | 0 | 2026 | 0.00010877
ENS | Alternate Scenario | DLC-Thermostat | DLC-Thermostat-DI-Baseboard Heating | Residential Charitable | Residential Market Rate | % of Load | 0 | 2026 | 0.0011406
ENS | Alternate Scenario | DLC-Thermostat | DLC-Thermostat-BYOT-Baseboard Heating | Residential Charitable | Residential LI | % of Load | 0 | 2026 | 1.2724e-05
ENS | Alternate Scenario | DLC-Thermostat | DLC-Thermostat-BYOT-Baseboard Heating | Residential Charitable | Residential Market Rate | % of Load | 0 | 2026 | 0.00013342
ENS | Alternate Scenario | DLC-Thermostat | DLC-Thermostat-DI-MSHP | Residential Charitable | Residential LI | % of Load | 0 | 2026 | 5.4299e-05
ENS | Alternate Scenario | DLC-Thermostat | DLC-Thermostat-DI-MSHP | Residential Charitable | Residential Market Rate | % of Load | 0 | 2026 | 0.00066956
ENS | Alternate Scenario | DLC-Thermostat | DLC-Thermostat-BYOT-MSHP | Residential Charitable | Residential LI | % of Load | 0 | 2026 | 4.894e-06
ENS | Alternate Scenario | DLC-Thermostat | DLC-Thermostat-BYOT-MSHP | Residential Charitable | Residential Market Rate | % of Load | 0 | 2026 | 6.0348e-05
ENS | Alternate Scenario | DLC-Water Heating | DLC-Switch-Water Heating | Residential Charitable | Residential LI | % of Load | 0 | 2026 | 5.4637e-05
ENS | Alternate Scenario | DLC-Water Heating | DLC-Switch-Water Heating | Residential Charitable | Residential Market Rate | % of Load | 0 | 2026 | 0.00063198
ENS | Alternate Scenario | C&I Curtailment | C&I Curtailment-Turnkey-Manual HVAC Control | General | Miscellaneous | % of Load | 1 | 2026 | 0.00046219
ENS | Alternate Scenario | C&I Curtailment | C&I Curtailment-Turnkey-Manual HVAC Control | General | Offices | % of Load | 1 | 2026 | 3.0572e-05
ENS | Alternate Scenario | C&I Curtailment | C&I Curtailment-Turnkey-Manual HVAC Control | General | Retail Trade | % of Load | 1 | 2026 | 0.00010851
ENS | Alternate Scenario | C&I Curtailment | C&I Curtailment-Turnkey-Manual HVAC Control | General | Services | % of Load | 1 | 2026 | 7.015e-05
ENS | Alternate Scenario | C&I Curtailment | C&I Curtailment-Turnkey-Auto-DR HVAC Control | General | Miscellaneous | % of Load | 1 | 2026 | 1.4607e-05
ENS | Alternate Scenario | C&I Curtailment | C&I Curtailment-Turnkey-Auto-DR HVAC Control | General | Offices | % of Load | 1 | 2026 | 9.6623e-07
ENS | Alternate Scenario | C&I Curtailment | C&I Curtailment-Turnkey-Auto-DR HVAC Control | General | Retail Trade | % of Load | 1 | 2026 | 3.4295e-06
ENS | Alternate Scenario | C&I Curtailment | C&I Curtailment-Turnkey-Auto-DR HVAC Control | General | Services | % of Load | 1 | 2026 | 2.2171e-06
ENS | Alternate Scenario | C&I Curtailment | C&I Curtailment-Turnkey-Standard Lighting Control | General | Miscellaneous | % of Load | 1 | 2026 | 0.00019413
ENS | Alternate Scenario | C&I Curtailment | C&I Curtailment-Turnkey-Standard Lighting Control | General | Offices | % of Load | 1 | 2026 | 4.069e-06
ENS | Alternate Scenario | C&I Curtailment | C&I Curtailment-Turnkey-Standard Lighting Control | General | Retail Trade | % of Load | 1 | 2026 | 4.4696e-05
ENS | Alternate Scenario | C&I Curtailment | C&I Curtailment-Turnkey-Standard Lighting Control | General | Services | % of Load | 1 | 2026 | 2.8917e-05
ENS | Alternate Scenario | C&I Curtailment | C&I Curtailment-Turnkey-Water Heating Control | General | Miscellaneous | % of Load | 1 | 2026 | 1.1541e-05
ENS | Alternate Scenario | C&I Curtailment | C&I Curtailment-Turnkey-Water Heating Control | General | Offices | % of Load | 1 | 2026 | 3.1036e-07
ENS | Alternate Scenario | C&I Curtailment | C&I Curtailment-Turnkey-Water Heating Control | General | Retail Trade | % of Load | 1 | 2026 | 6.1255e-06
ENS | Alternate Scenario | C&I Curtailment | C&I Curtailment-Turnkey-Water Heating Control | General | Services | % of Load | 1 | 2026 | 3.9573e-06
ENS | Alternate Scenario | C&I Curtailment | C&I Curtailment-Turnkey-Other | General | Miscellaneous | % of Load | 1 | 2026 | 0.00020704
ENS | Alternate Scenario | C&I Curtailment | C&I Curtailment-Turnkey-Other | General | Offices | % of Load | 1 | 2026 | 5.6937e-06
ENS | Alternate Scenario | C&I Curtailment | C&I Curtailment-Turnkey-Other | General | Retail Trade | % of Load | 1 | 2026 | 6.5357e-05
ENS | Alternate Scenario | C&I Curtailment | C&I Curtailment-Turnkey-Other | General | Services | % of Load | 1 | 2026 | 4.2246e-05
ENS | Alternate Scenario | C&I Curtailment | C&I Curtailment-Turnkey-Manual HVAC Control | Large General | Miscellaneous | % of Load | 1 | 2026 | 0.0003218
ENS | Alternate Scenario | C&I Curtailment | C&I Curtailment-Turnkey-Manual HVAC Control | Large General | Retail Trade | % of Load | 1 | 2026 | 1.3823e-05
ENS | Alternate Scenario | C&I Curtailment | C&I Curtailment-Turnkey-Manual HVAC Control | Large General | Services | % of Load | 1 | 2026 | 2.2136e-05
ENS | Alternate Scenario | C&I Curtailment | C&I Curtailment-Turnkey-Auto-DR HVAC Control | Large General | Miscellaneous | % of Load | 1 | 2026 | 1.017e-05
ENS | Alternate Scenario | C&I Curtailment | C&I Curtailment-Turnkey-Auto-DR HVAC Control | Large General | Retail Trade | % of Load | 1 | 2026 | 4.3687e-07
ENS | Alternate Scenario | C&I Curtailment | C&I Curtailment-Turnkey-Auto-DR HVAC Control | Large General | Services | % of Load | 1 | 2026 | 6.996e-07
ENS | Alternate Scenario | C&I Curtailment | C&I Curtailment-Turnkey-Standard Lighting Control | Large General | Miscellaneous | % of Load | 1 | 2026 | 0.00014038
ENS | Alternate Scenario | C&I Curtailment | C&I Curtailment-Turnkey-Standard Lighting Control | Large General | Retail Trade | % of Load | 1 | 2026 | 5.6711e-06
ENS | Alternate Scenario | C&I Curtailment | C&I Curtailment-Turnkey-Standard Lighting Control | Large General | Services | % of Load | 1 | 2026 | 9.0816e-06
ENS | Alternate Scenario | C&I Curtailment | C&I Curtailment-Turnkey-Water Heating Control | Large General | Miscellaneous | % of Load | 1 | 2026 | 6.482e-06
ENS | Alternate Scenario | C&I Curtailment | C&I Curtailment-Turnkey-Water Heating Control | Large General | Retail Trade | % of Load | 1 | 2026 | 7.8293e-07
ENS | Alternate Scenario | C&I Curtailment | C&I Curtailment-Turnkey-Water Heating Control | Large General | Services | % of Load | 1 | 2026 | 1.2538e-06
ENS | Alternate Scenario | C&I Curtailment | C&I Curtailment-Turnkey-Other | Large General | Miscellaneous | % of Load | 1 | 2026 | 0.0001401
ENS | Alternate Scenario | C&I Curtailment | C&I Curtailment-Turnkey-Other | Large General | Retail Trade | % of Load | 1 | 2026 | 8.3311e-06
ENS | Alternate Scenario | C&I Curtailment | C&I Curtailment-Turnkey-Other | Large General | Services | % of Load | 1 | 2026 | 1.3341e-05
ENS | Alternate Scenario | C&I Curtailment | C&I Curtailment-Turnkey-Manual HVAC Control | Small Industrial | Miscellaneous | % of Load | 1 | 2026 | 6.7508e-05
ENS | Alternate Scenario | C&I Curtailment | C&I Curtailment-Turnkey-Manual HVAC Control | Small Industrial | Offices | % of Load | 1 | 2026 | 8.4553e-07
ENS | Alternate Scenario | C&I Curtailment | C&I Curtailment-Turnkey-Manual HVAC Control | Small Industrial | Retail Trade | % of Load | 1 | 2026 | 2.9147e-06
ENS | Alternate Scenario | C&I Curtailment | C&I Curtailment-Turnkey-Manual HVAC Control | Small Industrial | Services | % of Load | 1 | 2026 | 9.2082e-07
ENS | Alternate Scenario | C&I Curtailment | C&I Curtailment-Turnkey-Auto-DR HVAC Control | Small Industrial | Miscellaneous | % of Load | 1 | 2026 | 2.1336e-06
ENS | Alternate Scenario | C&I Curtailment | C&I Curtailment-Turnkey-Auto-DR HVAC Control | Small Industrial | Offices | % of Load | 1 | 2026 | 2.6723e-08
ENS | Alternate Scenario | C&I Curtailment | C&I Curtailment-Turnkey-Auto-DR HVAC Control | Small Industrial | Retail Trade | % of Load | 1 | 2026 | 9.2117e-08
ENS | Alternate Scenario | C&I Curtailment | C&I Curtailment-Turnkey-Auto-DR HVAC Control | Small Industrial | Services | % of Load | 1 | 2026 | 2.9102e-08
ENS | Alternate Scenario | C&I Curtailment | C&I Curtailment-Turnkey-Standard Lighting Control | Small Industrial | Miscellaneous | % of Load | 1 | 2026 | 2.1485e-05
ENS | Alternate Scenario | C&I Curtailment | C&I Curtailment-Turnkey-Standard Lighting Control | Small Industrial | Offices | % of Load | 1 | 2026 | 1.1842e-07
ENS | Alternate Scenario | C&I Curtailment | C&I Curtailment-Turnkey-Standard Lighting Control | Small Industrial | Retail Trade | % of Load | 1 | 2026 | 1.262e-06
ENS | Alternate Scenario | C&I Curtailment | C&I Curtailment-Turnkey-Standard Lighting Control | Small Industrial | Services | % of Load | 1 | 2026 | 3.9871e-07
ENS | Alternate Scenario | C&I Curtailment | C&I Curtailment-Turnkey-Water Heating Control | Small Industrial | Miscellaneous | % of Load | 1 | 2026 | 1.6118e-06
ENS | Alternate Scenario | C&I Curtailment | C&I Curtailment-Turnkey-Water Heating Control | Small Industrial | Offices | % of Load | 1 | 2026 | 8.3897e-09
ENS | Alternate Scenario | C&I Curtailment | C&I Curtailment-Turnkey-Water Heating Control | Small Industrial | Retail Trade | % of Load | 1 | 2026 | 1.5734e-07
ENS | Alternate Scenario | C&I Curtailment | C&I Curtailment-Turnkey-Water Heating Control | Small Industrial | Services | % of Load | 1 | 2026 | 4.9707e-08
ENS | Alternate Scenario | C&I Curtailment | C&I Curtailment-Turnkey-Other | Small Industrial | Miscellaneous | % of Load | 1 | 2026 | 2.5134e-05
ENS | Alternate Scenario | C&I Curtailment | C&I Curtailment-Turnkey-Other | Small Industrial | Offices | % of Load | 1 | 2026 | 1.5822e-07
ENS | Alternate Scenario | C&I Curtailment | C&I Curtailment-Turnkey-Other | Small Industrial | Retail Trade | % of Load | 1 | 2026 | 1.7402e-06
ENS | Alternate Scenario | C&I Curtailment | C&I Curtailment-Turnkey-Other | Small Industrial | Services | % of Load | 1 | 2026 | 5.4977e-07
ENS | Alternate Scenario | C&I Curtailment | C&I Curtailment-Turnkey-Industrial | Small Industrial | Manufacturing | % of Load | 1 | 2026 | 6.1172e-06
ENS | Alternate Scenario | C&I Curtailment | C&I Curtailment-Turnkey-Manual HVAC Control | Medium Industrial | Miscellaneous | % of Load | 1 | 2026 | 0.0010835
ENS | Alternate Scenario | C&I Curtailment | C&I Curtailment-Turnkey-Manual HVAC Control | Medium Industrial | Offices | % of Load | 1 | 2026 | 1.7083e-05
ENS | Alternate Scenario | C&I Curtailment | C&I Curtailment-Turnkey-Manual HVAC Control | Medium Industrial | Retail Trade | % of Load | 1 | 2026 | 0.00024474
ENS | Alternate Scenario | C&I Curtailment | C&I Curtailment-Turnkey-Manual HVAC Control | Medium Industrial | Services | % of Load | 1 | 2026 | 1.127e-05
ENS | Alternate Scenario | C&I Curtailment | C&I Curtailment-Turnkey-Auto-DR HVAC Control | Medium Industrial | Miscellaneous | % of Load | 1 | 2026 | 3.4244e-05
ENS | Alternate Scenario | C&I Curtailment | C&I Curtailment-Turnkey-Auto-DR HVAC Control | Medium Industrial | Offices | % of Load | 1 | 2026 | 5.3991e-07
ENS | Alternate Scenario | C&I Curtailment | C&I Curtailment-Turnkey-Auto-DR HVAC Control | Medium Industrial | Retail Trade | % of Load | 1 | 2026 | 7.735e-06
ENS | Alternate Scenario | C&I Curtailment | C&I Curtailment-Turnkey-Auto-DR HVAC Control | Medium Industrial | Services | % of Load | 1 | 2026 | 3.5617e-07
ENS | Alternate Scenario | C&I Curtailment | C&I Curtailment-Turnkey-Standard Lighting Control | Medium Industrial | Miscellaneous | % of Load | 1 | 2026 | 0.00034485
ENS | Alternate Scenario | C&I Curtailment | C&I Curtailment-Turnkey-Standard Lighting Control | Medium Industrial | Offices | % of Load | 1 | 2026 | 2.3926e-06
ENS | Alternate Scenario | C&I Curtailment | C&I Curtailment-Turnkey-Standard Lighting Control | Medium Industrial | Retail Trade | % of Load | 1 | 2026 | 0.00010597
ENS | Alternate Scenario | C&I Curtailment | C&I Curtailment-Turnkey-Standard Lighting Control | Medium Industrial | Services | % of Load | 1 | 2026 | 4.8797e-06
ENS | Alternate Scenario | C&I Curtailment | C&I Curtailment-Turnkey-Water Heating Control | Medium Industrial | Miscellaneous | % of Load | 1 | 2026 | 2.5871e-05
ENS | Alternate Scenario | C&I Curtailment | C&I Curtailment-Turnkey-Water Heating Control | Medium Industrial | Offices | % of Load | 1 | 2026 | 1.6951e-07
ENS | Alternate Scenario | C&I Curtailment | C&I Curtailment-Turnkey-Water Heating Control | Medium Industrial | Retail Trade | % of Load | 1 | 2026 | 1.3211e-05
ENS | Alternate Scenario | C&I Curtailment | C&I Curtailment-Turnkey-Water Heating Control | Medium Industrial | Services | % of Load | 1 | 2026 | 6.0834e-07
ENS | Alternate Scenario | C&I Curtailment | C&I Curtailment-Turnkey-Other | Medium Industrial | Miscellaneous | % of Load | 1 | 2026 | 0.0004034
ENS | Alternate Scenario | C&I Curtailment | C&I Curtailment-Turnkey-Other | Medium Industrial | Offices | % of Load | 1 | 2026 | 3.1967e-06
ENS | Alternate Scenario | C&I Curtailment | C&I Curtailment-Turnkey-Other | Medium Industrial | Retail Trade | % of Load | 1 | 2026 | 0.00014612
ENS | Alternate Scenario | C&I Curtailment | C&I Curtailment-Turnkey-Other | Medium Industrial | Services | % of Load | 1 | 2026 | 6.7285e-06
ENS | Alternate Scenario | C&I Curtailment | C&I Curtailment-Turnkey-Manual HVAC Control | Large Industrial | Miscellaneous | % of Load | 1 | 2026 | 2.3085e-05
ENS | Alternate Scenario | C&I Curtailment | C&I Curtailment-Turnkey-Auto-DR HVAC Control | Large Industrial | Miscellaneous | % of Load | 1 | 2026 | 7.2958e-07
ENS | Alternate Scenario | C&I Curtailment | C&I Curtailment-Turnkey-Standard Lighting Control | Large Industrial | Miscellaneous | % of Load | 1 | 2026 | 1.007e-05
ENS | Alternate Scenario | C&I Curtailment | C&I Curtailment-Turnkey-Water Heating Control | Large Industrial | Miscellaneous | % of Load | 1 | 2026 | 4.6499e-07
ENS | Alternate Scenario | C&I Curtailment | C&I Curtailment-Turnkey-Other | Large Industrial | Miscellaneous | % of Load | 1 | 2026 | 1.005e-05
ENS | Alternate Scenario | C&I Curtailment | C&I Curtailment-Turnkey-Industrial | Large Industrial | Manufacturing | % of Load | 1 | 2026 | 2.0061e-06
ENS | Alternate Scenario | C&I Loadshift to BUGs | C&I Loadshift to BUGs | Large General | Miscellaneous | % of Load | 1 | 2026 | 0.0021659
ENS | Alternate Scenario | C&I Loadshift to BUGs | C&I Loadshift to BUGs | Small Industrial | Miscellaneous | % of Load | 1 | 2026 | 0.00072601
ENS | Alternate Scenario | C&I Loadshift to BUGs | C&I Loadshift to BUGs | Medium Industrial | Manufacturing | % of Load | 1 | 2026 | 0.00043164
ENS | Alternate Scenario | C&I Loadshift to BUGs | C&I Loadshift to BUGs | Medium Industrial | Miscellaneous | % of Load | 1 | 2026 | 0.0018733
ENS | Alternate Scenario | Dynamic Pricing | Dynamic Pricing with enabling tech. | Small General | Manufacturing | % of Load | 1 | 2026 | 2.0754e-06
ENS | Alternate Scenario | Dynamic Pricing | Dynamic Pricing with enabling tech. | Residential Charitable | Residential LI | % of Load | 1 | 2026 | 5.7365e-05
ENS | Alternate Scenario | Dynamic Pricing | Dynamic Pricing with enabling tech. | Residential Charitable | Residential Market Rate | % of Load | 1 | 2026 | 0.0003249
ENS | Alternate Scenario | Dynamic Pricing | Dynamic Pricing w/o enabling tech. | Residential Charitable | Residential LI | % of Load | 1 | 2026 | 0.00097429
ENS | Alternate Scenario | Dynamic Pricing | Dynamic Pricing w/o enabling tech. | Residential Charitable | Residential Market Rate | % of Load | 1 | 2026 | 0.0055181
ENS | Alternate Scenario | BTM Battery Control | BTM Battery Control-BYOB | Residential Charitable | Residential Market Rate | % of Load | 0 | 2026 | 9.2422e-05
ENS | Alternate Scenario | EV Charging Control | EV Charging Control | EV Res LDV | EV | % of Load | 0 | 2026 | 1.3825e-05
ENS | Alternate Scenario | EV Charging Control | EV Charging Control | EV Com LDV | EV | % of Load | 0 | 2026 | 4.8401e-06
ENS | Alternate Scenario | Behavioral DR | Behavioral DR | Residential Charitable | Residential LI | % of Load | 1 | 2026 | 3.13e-05
ENS | Alternate Scenario | Behavioral DR | Behavioral DR | Residential Charitable | Residential Market Rate | % of Load | 1 | 2026 | 0.00017819
ENS | Alternate Scenario | Time-of-Use Rates (TOU) | Time-of-Use Rates (TOU) | Residential Charitable | Residential LI | % of Load | 0 | 2026 | 0.00027309
ENS | Alternate Scenario | Time-of-Use Rates (TOU) | Time-of-Use Rates (TOU) | Residential Charitable | Residential Market Rate | % of Load | 0 | 2026 | 0.0015546
ENS | Alternate Scenario | C&I Curtailment | C&I Curtailment-Turnkey-Manual HVAC Control | General | Miscellaneous | % of Load | 1 | 2027 | 0.00080329
ENS | Alternate Scenario | C&I Curtailment | C&I Curtailment-Turnkey-Manual HVAC Control | General | Offices | % of Load | 1 | 2027 | 5.3579e-05
ENS | Alternate Scenario | C&I Curtailment | C&I Curtailment-Turnkey-Manual HVAC Control | General | Retail Trade | % of Load | 1 | 2027 | 0.0001878
ENS | Alternate Scenario | C&I Curtailment | C&I Curtailment-Turnkey-Manual HVAC Control | General | Services | % of Load | 1 | 2027 | 0.00012141
ENS | Alternate Scenario | C&I Curtailment | C&I Curtailment-Turnkey-Auto-DR HVAC Control | General | Miscellaneous | % of Load | 1 | 2027 | 3.1886e-05
ENS | Alternate Scenario | C&I Curtailment | C&I Curtailment-Turnkey-Auto-DR HVAC Control | General | Offices | % of Load | 1 | 2027 | 2.1268e-06
ENS | Alternate Scenario | C&I Curtailment | C&I Curtailment-Turnkey-Auto-DR HVAC Control | General | Retail Trade | % of Load | 1 | 2027 | 7.4545e-06
ENS | Alternate Scenario | C&I Curtailment | C&I Curtailment-Turnkey-Auto-DR HVAC Control | General | Services | % of Load | 1 | 2027 | 4.8192e-06
ENS | Alternate Scenario | C&I Curtailment | C&I Curtailment-Turnkey-Standard Lighting Control | General | Miscellaneous | % of Load | 1 | 2027 | 0.000335
ENS | Alternate Scenario | C&I Curtailment | C&I Curtailment-Turnkey-Standard Lighting Control | General | Offices | % of Load | 1 | 2027 | 6.9122e-06
ENS | Alternate Scenario | C&I Curtailment | C&I Curtailment-Turnkey-Standard Lighting Control | General | Retail Trade | % of Load | 1 | 2027 | 7.6347e-05
ENS | Alternate Scenario | C&I Curtailment | C&I Curtailment-Turnkey-Standard Lighting Control | General | Services | % of Load | 1 | 2027 | 4.9402e-05
ENS | Alternate Scenario | C&I Curtailment | C&I Curtailment-Turnkey-Water Heating Control | General | Miscellaneous | % of Load | 1 | 2027 | 2.0531e-05
ENS | Alternate Scenario | C&I Curtailment | C&I Curtailment-Turnkey-Water Heating Control | General | Offices | % of Load | 1 | 2027 | 5.5028e-07
ENS | Alternate Scenario | C&I Curtailment | C&I Curtailment-Turnkey-Water Heating Control | General | Retail Trade | % of Load | 1 | 2027 | 1.0935e-05
ENS | Alternate Scenario | C&I Curtailment | C&I Curtailment-Turnkey-Water Heating Control | General | Services | % of Load | 1 | 2027 | 7.0638e-06
ENS | Alternate Scenario | C&I Curtailment | C&I Curtailment-Turnkey-Other | General | Miscellaneous | % of Load | 1 | 2027 | 0.0003662
ENS | Alternate Scenario | C&I Curtailment | C&I Curtailment-Turnkey-Other | General | Offices | % of Load | 1 | 2027 | 1.0046e-05
ENS | Alternate Scenario | C&I Curtailment | C&I Curtailment-Turnkey-Other | General | Retail Trade | % of Load | 1 | 2027 | 0.0001157
ENS | Alternate Scenario | C&I Curtailment | C&I Curtailment-Turnkey-Other | General | Services | % of Load | 1 | 2027 | 7.4786e-05
ENS | Alternate Scenario | C&I Curtailment | C&I Curtailment-Turnkey-Manual HVAC Control | Large General | Miscellaneous | % of Load | 1 | 2027 | 0.00055936
ENS | Alternate Scenario | C&I Curtailment | C&I Curtailment-Turnkey-Manual HVAC Control | Large General | Retail Trade | % of Load | 1 | 2027 | 2.3882e-05
ENS | Alternate Scenario | C&I Curtailment | C&I Curtailment-Turnkey-Manual HVAC Control | Large General | Services | % of Load | 1 | 2027 | 3.8244e-05
ENS | Alternate Scenario | C&I Curtailment | C&I Curtailment-Turnkey-Auto-DR HVAC Control | Large General | Miscellaneous | % of Load | 1 | 2027 | 2.2203e-05
ENS | Alternate Scenario | C&I Curtailment | C&I Curtailment-Turnkey-Auto-DR HVAC Control | Large General | Retail Trade | % of Load | 1 | 2027 | 9.4798e-07
ENS | Alternate Scenario | C&I Curtailment | C&I Curtailment-Turnkey-Auto-DR HVAC Control | Large General | Services | % of Load | 1 | 2027 | 1.5181e-06
ENS | Alternate Scenario | C&I Curtailment | C&I Curtailment-Turnkey-Standard Lighting Control | Large General | Miscellaneous | % of Load | 1 | 2027 | 0.00024222
ENS | Alternate Scenario | C&I Curtailment | C&I Curtailment-Turnkey-Standard Lighting Control | Large General | Retail Trade | % of Load | 1 | 2027 | 9.6646e-06
ENS | Alternate Scenario | C&I Curtailment | C&I Curtailment-Turnkey-Standard Lighting Control | Large General | Services | % of Load | 1 | 2027 | 1.5477e-05
ENS | Alternate Scenario | C&I Curtailment | C&I Curtailment-Turnkey-Water Heating Control | Large General | Miscellaneous | % of Load | 1 | 2027 | 1.146e-05
ENS | Alternate Scenario | C&I Curtailment | C&I Curtailment-Turnkey-Water Heating Control | Large General | Retail Trade | % of Load | 1 | 2027 | 1.3963e-06
ENS | Alternate Scenario | C&I Curtailment | C&I Curtailment-Turnkey-Water Heating Control | Large General | Services | % of Load | 1 | 2027 | 2.236e-06
ENS | Alternate Scenario | C&I Curtailment | C&I Curtailment-Turnkey-Other | Large General | Miscellaneous | % of Load | 1 | 2027 | 0.00024726
ENS | Alternate Scenario | C&I Curtailment | C&I Curtailment-Turnkey-Other | Large General | Retail Trade | % of Load | 1 | 2027 | 1.4727e-05
ENS | Alternate Scenario | C&I Curtailment | C&I Curtailment-Turnkey-Other | Large General | Services | % of Load | 1 | 2027 | 2.3583e-05
ENS | Alternate Scenario | C&I Curtailment | C&I Curtailment-Turnkey-Manual HVAC Control | Small Industrial | Miscellaneous | % of Load | 1 | 2027 | 0.00011742
ENS | Alternate Scenario | C&I Curtailment | C&I Curtailment-Turnkey-Manual HVAC Control | Small Industrial | Offices | % of Load | 1 | 2027 | 1.4782e-06
ENS | Alternate Scenario | C&I Curtailment | C&I Curtailment-Turnkey-Manual HVAC Control | Small Industrial | Retail Trade | % of Load | 1 | 2027 | 5.0438e-06
ENS | Alternate Scenario | C&I Curtailment | C&I Curtailment-Turnkey-Manual HVAC Control | Small Industrial | Services | % of Load | 1 | 2027 | 1.5935e-06
ENS | Alternate Scenario | C&I Curtailment | C&I Curtailment-Turnkey-Auto-DR HVAC Control | Small Industrial | Miscellaneous | % of Load | 1 | 2027 | 4.661e-06
ENS | Alternate Scenario | C&I Curtailment | C&I Curtailment-Turnkey-Auto-DR HVAC Control | Small Industrial | Offices | % of Load | 1 | 2027 | 5.8674e-08
ENS | Alternate Scenario | C&I Curtailment | C&I Curtailment-Turnkey-Auto-DR HVAC Control | Small Industrial | Retail Trade | % of Load | 1 | 2027 | 2.0021e-07
ENS | Alternate Scenario | C&I Curtailment | C&I Curtailment-Turnkey-Auto-DR HVAC Control | Small Industrial | Services | % of Load | 1 | 2027 | 6.3251e-08
ENS | Alternate Scenario | C&I Curtailment | C&I Curtailment-Turnkey-Standard Lighting Control | Small Industrial | Miscellaneous | % of Load | 1 | 2027 | 3.6923e-05
ENS | Alternate Scenario | C&I Curtailment | C&I Curtailment-Turnkey-Standard Lighting Control | Small Industrial | Offices | % of Load | 1 | 2027 | 2.0249e-07
ENS | Alternate Scenario | C&I Curtailment | C&I Curtailment-Turnkey-Standard Lighting Control | Small Industrial | Retail Trade | % of Load | 1 | 2027 | 2.1725e-06
ENS | Alternate Scenario | C&I Curtailment | C&I Curtailment-Turnkey-Standard Lighting Control | Small Industrial | Services | % of Load | 1 | 2027 | 6.8636e-07
ENS | Alternate Scenario | C&I Curtailment | C&I Curtailment-Turnkey-Water Heating Control | Small Industrial | Miscellaneous | % of Load | 1 | 2027 | 2.8571e-06
ENS | Alternate Scenario | C&I Curtailment | C&I Curtailment-Turnkey-Water Heating Control | Small Industrial | Offices | % of Load | 1 | 2027 | 1.477e-08
ENS | Alternate Scenario | C&I Curtailment | C&I Curtailment-Turnkey-Water Heating Control | Small Industrial | Retail Trade | % of Load | 1 | 2027 | 2.7819e-07
ENS | Alternate Scenario | C&I Curtailment | C&I Curtailment-Turnkey-Water Heating Control | Small Industrial | Services | % of Load | 1 | 2027 | 8.7887e-08
ENS | Alternate Scenario | C&I Curtailment | C&I Curtailment-Turnkey-Other | Small Industrial | Miscellaneous | % of Load | 1 | 2027 | 4.4376e-05
ENS | Alternate Scenario | C&I Curtailment | C&I Curtailment-Turnkey-Other | Small Industrial | Offices | % of Load | 1 | 2027 | 2.7874e-07
ENS | Alternate Scenario | C&I Curtailment | C&I Curtailment-Turnkey-Other | Small Industrial | Retail Trade | % of Load | 1 | 2027 | 3.0719e-06
ENS | Alternate Scenario | C&I Curtailment | C&I Curtailment-Turnkey-Other | Small Industrial | Services | % of Load | 1 | 2027 | 9.7049e-07
ENS | Alternate Scenario | C&I Curtailment | C&I Curtailment-Turnkey-Industrial | Small Industrial | Manufacturing | % of Load | 1 | 2027 | 1.0737e-05
ENS | Alternate Scenario | C&I Curtailment | C&I Curtailment-Turnkey-Manual HVAC Control | Medium Industrial | Miscellaneous | % of Load | 1 | 2027 | 0.0018844
ENS | Alternate Scenario | C&I Curtailment | C&I Curtailment-Turnkey-Manual HVAC Control | Medium Industrial | Offices | % of Load | 1 | 2027 | 2.986e-05
ENS | Alternate Scenario | C&I Curtailment | C&I Curtailment-Turnkey-Manual HVAC Control | Medium Industrial | Retail Trade | % of Load | 1 | 2027 | 0.00042346
ENS | Alternate Scenario | C&I Curtailment | C&I Curtailment-Turnkey-Manual HVAC Control | Medium Industrial | Services | % of Load | 1 | 2027 | 1.9499e-05
ENS | Alternate Scenario | C&I Curtailment | C&I Curtailment-Turnkey-Auto-DR HVAC Control | Medium Industrial | Miscellaneous | % of Load | 1 | 2027 | 7.4798e-05
ENS | Alternate Scenario | C&I Curtailment | C&I Curtailment-Turnkey-Auto-DR HVAC Control | Medium Industrial | Offices | % of Load | 1 | 2027 | 1.1853e-06
ENS | Alternate Scenario | C&I Curtailment | C&I Curtailment-Turnkey-Auto-DR HVAC Control | Medium Industrial | Retail Trade | % of Load | 1 | 2027 | 1.6809e-05
ENS | Alternate Scenario | C&I Curtailment | C&I Curtailment-Turnkey-Auto-DR HVAC Control | Medium Industrial | Services | % of Load | 1 | 2027 | 7.74e-07
ENS | Alternate Scenario | C&I Curtailment | C&I Curtailment-Turnkey-Standard Lighting Control | Medium Industrial | Miscellaneous | % of Load | 1 | 2027 | 0.00059254
ENS | Alternate Scenario | C&I Curtailment | C&I Curtailment-Turnkey-Standard Lighting Control | Medium Industrial | Offices | % of Load | 1 | 2027 | 4.0905e-06
ENS | Alternate Scenario | C&I Curtailment | C&I Curtailment-Turnkey-Standard Lighting Control | Medium Industrial | Retail Trade | % of Load | 1 | 2027 | 0.0001824
ENS | Alternate Scenario | C&I Curtailment | C&I Curtailment-Turnkey-Standard Lighting Control | Medium Industrial | Services | % of Load | 1 | 2027 | 8.3989e-06
ENS | Alternate Scenario | C&I Curtailment | C&I Curtailment-Turnkey-Water Heating Control | Medium Industrial | Miscellaneous | % of Load | 1 | 2027 | 4.5851e-05
ENS | Alternate Scenario | C&I Curtailment | C&I Curtailment-Turnkey-Water Heating Control | Medium Industrial | Offices | % of Load | 1 | 2027 | 2.9836e-07
ENS | Alternate Scenario | C&I Curtailment | C&I Curtailment-Turnkey-Water Heating Control | Medium Industrial | Retail Trade | % of Load | 1 | 2027 | 2.3356e-05
ENS | Alternate Scenario | C&I Curtailment | C&I Curtailment-Turnkey-Water Heating Control | Medium Industrial | Services | % of Load | 1 | 2027 | 1.0755e-06
ENS | Alternate Scenario | C&I Curtailment | C&I Curtailment-Turnkey-Other | Medium Industrial | Miscellaneous | % of Load | 1 | 2027 | 0.00071214
ENS | Alternate Scenario | C&I Curtailment | C&I Curtailment-Turnkey-Other | Medium Industrial | Offices | % of Load | 1 | 2027 | 5.6309e-06
ENS | Alternate Scenario | C&I Curtailment | C&I Curtailment-Turnkey-Other | Medium Industrial | Retail Trade | % of Load | 1 | 2027 | 0.00025791
ENS | Alternate Scenario | C&I Curtailment | C&I Curtailment-Turnkey-Other | Medium Industrial | Services | % of Load | 1 | 2027 | 1.1876e-05
ENS | Alternate Scenario | C&I Curtailment | C&I Curtailment-Turnkey-Manual HVAC Control | Large Industrial | Miscellaneous | % of Load | 1 | 2027 | 4.0115e-05
ENS | Alternate Scenario | C&I Curtailment | C&I Curtailment-Turnkey-Auto-DR HVAC Control | Large Industrial | Miscellaneous | % of Load | 1 | 2027 | 1.5923e-06
ENS | Alternate Scenario | C&I Curtailment | C&I Curtailment-Turnkey-Standard Lighting Control | Large Industrial | Miscellaneous | % of Load | 1 | 2027 | 1.7371e-05
ENS | Alternate Scenario | C&I Curtailment | C&I Curtailment-Turnkey-Water Heating Control | Large Industrial | Miscellaneous | % of Load | 1 | 2027 | 8.2186e-07
ENS | Alternate Scenario | C&I Curtailment | C&I Curtailment-Turnkey-Other | Large Industrial | Miscellaneous | % of Load | 1 | 2027 | 1.7733e-05
ENS | Alternate Scenario | C&I Curtailment | C&I Curtailment-Turnkey-Industrial | Large Industrial | Manufacturing | % of Load | 1 | 2027 | 3.5197e-06
ENS | Alternate Scenario | C&I Loadshift to BUGs | C&I Loadshift to BUGs | Large General | Miscellaneous | % of Load | 1 | 2027 | 0.0021681
ENS | Alternate Scenario | C&I Loadshift to BUGs | C&I Loadshift to BUGs | Small Industrial | Miscellaneous | % of Load | 1 | 2027 | 0.00073081
ENS | Alternate Scenario | C&I Loadshift to BUGs | C&I Loadshift to BUGs | Medium Industrial | Manufacturing | % of Load | 1 | 2027 | 0.00043249
ENS | Alternate Scenario | C&I Loadshift to BUGs | C&I Loadshift to BUGs | Medium Industrial | Miscellaneous | % of Load | 1 | 2027 | 0.001877
ENS | Alternate Scenario | Dynamic Pricing | Dynamic Pricing with enabling tech. | Small General | Manufacturing | % of Load | 1 | 2027 | 3.4591e-06
ENS | Alternate Scenario | Dynamic Pricing | Dynamic Pricing with enabling tech. | Residential Charitable | Residential LI | % of Load | 1 | 2027 | 0.00016986
ENS | Alternate Scenario | Dynamic Pricing | Dynamic Pricing with enabling tech. | Residential Charitable | Residential Market Rate | % of Load | 1 | 2027 | 0.00097014
ENS | Alternate Scenario | Dynamic Pricing | Dynamic Pricing w/o enabling tech. | Residential Charitable | Residential LI | % of Load | 1 | 2027 | 0.0010865
ENS | Alternate Scenario | Dynamic Pricing | Dynamic Pricing w/o enabling tech. | Residential Charitable | Residential Market Rate | % of Load | 1 | 2027 | 0.0062056
ENS | Alternate Scenario | Behavioral DR | Behavioral DR | Residential Charitable | Residential LI | % of Load | 1 | 2027 | 6.9497e-05
ENS | Alternate Scenario | Behavioral DR | Behavioral DR | Residential Charitable | Residential Market Rate | % of Load | 1 | 2027 | 0.00039693
ENS | Alternate Scenario | Time-of-Use Rates (TOU) | Time-of-Use Rates (TOU) | Residential Charitable | Residential LI | % of Load | 0 | 2027 | 0.00029596
ENS | Alternate Scenario | Time-of-Use Rates (TOU) | Time-of-Use Rates (TOU) | Residential Charitable | Residential Market Rate | % of Load | 0 | 2027 | 0.0016903
ENS | Alternate Scenario | C&I Curtailment | C&I Curtailment-Turnkey-Manual HVAC Control | General | Miscellaneous | % of Load | 1 | 2028 | 0.00094956
ENS | Alternate Scenario | C&I Curtailment | C&I Curtailment-Turnkey-Manual HVAC Control | General | Offices | % of Load | 1 | 2028 | 6.3998e-05
ENS | Alternate Scenario | C&I Curtailment | C&I Curtailment-Turnkey-Manual HVAC Control | General | Retail Trade | % of Load | 1 | 2028 | 0.00022072
ENS | Alternate Scenario | C&I Curtailment | C&I Curtailment-Turnkey-Manual HVAC Control | General | Services | % of Load | 1 | 2028 | 0.0001427
ENS | Alternate Scenario | C&I Curtailment | C&I Curtailment-Turnkey-Auto-DR HVAC Control | General | Miscellaneous | % of Load | 1 | 2028 | 4.7397e-05
ENS | Alternate Scenario | C&I Curtailment | C&I Curtailment-Turnkey-Auto-DR HVAC Control | General | Offices | % of Load | 1 | 2028 | 3.1945e-06
ENS | Alternate Scenario | C&I Curtailment | C&I Curtailment-Turnkey-Auto-DR HVAC Control | General | Retail Trade | % of Load | 1 | 2028 | 1.1017e-05
ENS | Alternate Scenario | C&I Curtailment | C&I Curtailment-Turnkey-Auto-DR HVAC Control | General | Services | % of Load | 1 | 2028 | 7.1228e-06
ENS | Alternate Scenario | C&I Curtailment | C&I Curtailment-Turnkey-Standard Lighting Control | General | Miscellaneous | % of Load | 1 | 2028 | 0.00039386
ENS | Alternate Scenario | C&I Curtailment | C&I Curtailment-Turnkey-Standard Lighting Control | General | Offices | % of Load | 1 | 2028 | 7.9762e-06
ENS | Alternate Scenario | C&I Curtailment | C&I Curtailment-Turnkey-Standard Lighting Control | General | Retail Trade | % of Load | 1 | 2028 | 8.866e-05
ENS | Alternate Scenario | C&I Curtailment | C&I Curtailment-Turnkey-Standard Lighting Control | General | Services | % of Load | 1 | 2028 | 5.738e-05
ENS | Alternate Scenario | C&I Curtailment | C&I Curtailment-Turnkey-Water Heating Control | General | Miscellaneous | % of Load | 1 | 2028 | 2.497e-05
ENS | Alternate Scenario | C&I Curtailment | C&I Curtailment-Turnkey-Water Heating Control | General | Offices | % of Load | 1 | 2028 | 6.6689e-07
ENS | Alternate Scenario | C&I Curtailment | C&I Curtailment-Turnkey-Water Heating Control | General | Retail Trade | % of Load | 1 | 2028 | 1.3361e-05
ENS | Alternate Scenario | C&I Curtailment | C&I Curtailment-Turnkey-Water Heating Control | General | Services | % of Load | 1 | 2028 | 8.6296e-06
ENS | Alternate Scenario | C&I Curtailment | C&I Curtailment-Turnkey-Other | General | Miscellaneous | % of Load | 1 | 2028 | 0.00044239
ENS | Alternate Scenario | C&I Curtailment | C&I Curtailment-Turnkey-Other | General | Offices | % of Load | 1 | 2028 | 1.21e-05
ENS | Alternate Scenario | C&I Curtailment | C&I Curtailment-Turnkey-Other | General | Retail Trade | % of Load | 1 | 2028 | 0.00013994
ENS | Alternate Scenario | C&I Curtailment | C&I Curtailment-Turnkey-Other | General | Services | % of Load | 1 | 2028 | 9.045e-05
ENS | Alternate Scenario | C&I Curtailment | C&I Curtailment-Turnkey-Manual HVAC Control | Large General | Miscellaneous | % of Load | 1 | 2028 | 0.00066144
ENS | Alternate Scenario | C&I Curtailment | C&I Curtailment-Turnkey-Manual HVAC Control | Large General | Retail Trade | % of Load | 1 | 2028 | 2.8024e-05
ENS | Alternate Scenario | C&I Curtailment | C&I Curtailment-Turnkey-Manual HVAC Control | Large General | Services | % of Load | 1 | 2028 | 4.4878e-05
ENS | Alternate Scenario | C&I Curtailment | C&I Curtailment-Turnkey-Auto-DR HVAC Control | Large General | Miscellaneous | % of Load | 1 | 2028 | 3.3016e-05
ENS | Alternate Scenario | C&I Curtailment | C&I Curtailment-Turnkey-Auto-DR HVAC Control | Large General | Retail Trade | % of Load | 1 | 2028 | 1.3988e-06
ENS | Alternate Scenario | C&I Curtailment | C&I Curtailment-Turnkey-Auto-DR HVAC Control | Large General | Services | % of Load | 1 | 2028 | 2.2401e-06
ENS | Alternate Scenario | C&I Curtailment | C&I Curtailment-Turnkey-Standard Lighting Control | Large General | Miscellaneous | % of Load | 1 | 2028 | 0.00028488
ENS | Alternate Scenario | C&I Curtailment | C&I Curtailment-Turnkey-Standard Lighting Control | Large General | Retail Trade | % of Load | 1 | 2028 | 1.1197e-05
ENS | Alternate Scenario | C&I Curtailment | C&I Curtailment-Turnkey-Standard Lighting Control | Large General | Services | % of Load | 1 | 2028 | 1.7931e-05
ENS | Alternate Scenario | C&I Curtailment | C&I Curtailment-Turnkey-Water Heating Control | Large General | Miscellaneous | % of Load | 1 | 2028 | 1.3854e-05
ENS | Alternate Scenario | C&I Curtailment | C&I Curtailment-Turnkey-Water Heating Control | Large General | Retail Trade | % of Load | 1 | 2028 | 1.7048e-06
ENS | Alternate Scenario | C&I Curtailment | C&I Curtailment-Turnkey-Water Heating Control | Large General | Services | % of Load | 1 | 2028 | 2.7301e-06
ENS | Alternate Scenario | C&I Curtailment | C&I Curtailment-Turnkey-Other | Large General | Miscellaneous | % of Load | 1 | 2028 | 0.0002981
ENS | Alternate Scenario | C&I Curtailment | C&I Curtailment-Turnkey-Other | Large General | Retail Trade | % of Load | 1 | 2028 | 1.7789e-05
ENS | Alternate Scenario | C&I Curtailment | C&I Curtailment-Turnkey-Other | Large General | Services | % of Load | 1 | 2028 | 2.8486e-05
ENS | Alternate Scenario | C&I Curtailment | C&I Curtailment-Turnkey-Manual HVAC Control | Small Industrial | Miscellaneous | % of Load | 1 | 2028 | 0.00013889
ENS | Alternate Scenario | C&I Curtailment | C&I Curtailment-Turnkey-Manual HVAC Control | Small Industrial | Offices | % of Load | 1 | 2028 | 1.7593e-06
ENS | Alternate Scenario | C&I Curtailment | C&I Curtailment-Turnkey-Manual HVAC Control | Small Industrial | Retail Trade | % of Load | 1 | 2028 | 5.9299e-06
ENS | Alternate Scenario | C&I Curtailment | C&I Curtailment-Turnkey-Manual HVAC Control | Small Industrial | Services | % of Load | 1 | 2028 | 1.8734e-06
ENS | Alternate Scenario | C&I Curtailment | C&I Curtailment-Turnkey-Auto-DR HVAC Control | Small Industrial | Miscellaneous | % of Load | 1 | 2028 | 6.9327e-06
ENS | Alternate Scenario | C&I Curtailment | C&I Curtailment-Turnkey-Auto-DR HVAC Control | Small Industrial | Offices | % of Load | 1 | 2028 | 8.7815e-08
ENS | Alternate Scenario | C&I Curtailment | C&I Curtailment-Turnkey-Auto-DR HVAC Control | Small Industrial | Retail Trade | % of Load | 1 | 2028 | 2.9599e-07
ENS | Alternate Scenario | C&I Curtailment | C&I Curtailment-Turnkey-Auto-DR HVAC Control | Small Industrial | Services | % of Load | 1 | 2028 | 9.3511e-08
ENS | Alternate Scenario | C&I Curtailment | C&I Curtailment-Turnkey-Standard Lighting Control | Small Industrial | Miscellaneous | % of Load | 1 | 2028 | 4.3214e-05
ENS | Alternate Scenario | C&I Curtailment | C&I Curtailment-Turnkey-Standard Lighting Control | Small Industrial | Offices | % of Load | 1 | 2028 | 2.3566e-07
ENS | Alternate Scenario | C&I Curtailment | C&I Curtailment-Turnkey-Standard Lighting Control | Small Industrial | Retail Trade | % of Load | 1 | 2028 | 2.5476e-06
ENS | Alternate Scenario | C&I Curtailment | C&I Curtailment-Turnkey-Standard Lighting Control | Small Industrial | Services | % of Load | 1 | 2028 | 8.0487e-07
ENS | Alternate Scenario | C&I Curtailment | C&I Curtailment-Turnkey-Water Heating Control | Small Industrial | Miscellaneous | % of Load | 1 | 2028 | 3.4571e-06
ENS | Alternate Scenario | C&I Curtailment | C&I Curtailment-Turnkey-Water Heating Control | Small Industrial | Offices | % of Load | 1 | 2028 | 1.7735e-08
ENS | Alternate Scenario | C&I Curtailment | C&I Curtailment-Turnkey-Water Heating Control | Small Industrial | Retail Trade | % of Load | 1 | 2028 | 3.3564e-07
ENS | Alternate Scenario | C&I Curtailment | C&I Curtailment-Turnkey-Water Heating Control | Small Industrial | Services | % of Load | 1 | 2028 | 1.0604e-07
ENS | Alternate Scenario | C&I Curtailment | C&I Curtailment-Turnkey-Other | Small Industrial | Miscellaneous | % of Load | 1 | 2028 | 5.3481e-05
ENS | Alternate Scenario | C&I Curtailment | C&I Curtailment-Turnkey-Other | Small Industrial | Offices | % of Load | 1 | 2028 | 3.3513e-07
ENS | Alternate Scenario | C&I Curtailment | C&I Curtailment-Turnkey-Other | Small Industrial | Retail Trade | % of Load | 1 | 2028 | 3.7011e-06
ENS | Alternate Scenario | C&I Curtailment | C&I Curtailment-Turnkey-Other | Small Industrial | Services | % of Load | 1 | 2028 | 1.1693e-06
ENS | Alternate Scenario | C&I Curtailment | C&I Curtailment-Turnkey-Industrial | Small Industrial | Manufacturing | % of Load | 1 | 2028 | 1.2853e-05
ENS | Alternate Scenario | C&I Curtailment | C&I Curtailment-Turnkey-Manual HVAC Control | Medium Industrial | Miscellaneous | % of Load | 1 | 2028 | 0.0022295
ENS | Alternate Scenario | C&I Curtailment | C&I Curtailment-Turnkey-Manual HVAC Control | Medium Industrial | Offices | % of Load | 1 | 2028 | 3.5549e-05
ENS | Alternate Scenario | C&I Curtailment | C&I Curtailment-Turnkey-Manual HVAC Control | Medium Industrial | Retail Trade | % of Load | 1 | 2028 | 0.00049799
ENS | Alternate Scenario | C&I Curtailment | C&I Curtailment-Turnkey-Manual HVAC Control | Medium Industrial | Services | % of Load | 1 | 2028 | 2.2931e-05
ENS | Alternate Scenario | C&I Curtailment | C&I Curtailment-Turnkey-Auto-DR HVAC Control | Medium Industrial | Miscellaneous | % of Load | 1 | 2028 | 0.00011129
ENS | Alternate Scenario | C&I Curtailment | C&I Curtailment-Turnkey-Auto-DR HVAC Control | Medium Industrial | Offices | % of Load | 1 | 2028 | 1.7744e-06
ENS | Alternate Scenario | C&I Curtailment | C&I Curtailment-Turnkey-Auto-DR HVAC Control | Medium Industrial | Retail Trade | % of Load | 1 | 2028 | 2.4857e-05
ENS | Alternate Scenario | C&I Curtailment | C&I Curtailment-Turnkey-Auto-DR HVAC Control | Medium Industrial | Services | % of Load | 1 | 2028 | 1.1446e-06
ENS | Alternate Scenario | C&I Curtailment | C&I Curtailment-Turnkey-Standard Lighting Control | Medium Industrial | Miscellaneous | % of Load | 1 | 2028 | 0.00069367
ENS | Alternate Scenario | C&I Curtailment | C&I Curtailment-Turnkey-Standard Lighting Control | Medium Industrial | Offices | % of Load | 1 | 2028 | 4.7619e-06
ENS | Alternate Scenario | C&I Curtailment | C&I Curtailment-Turnkey-Standard Lighting Control | Medium Industrial | Retail Trade | % of Load | 1 | 2028 | 0.00021395
ENS | Alternate Scenario | C&I Curtailment | C&I Curtailment-Turnkey-Standard Lighting Control | Medium Industrial | Services | % of Load | 1 | 2028 | 9.8516e-06
ENS | Alternate Scenario | C&I Curtailment | C&I Curtailment-Turnkey-Water Heating Control | Medium Industrial | Miscellaneous | % of Load | 1 | 2028 | 5.5494e-05
ENS | Alternate Scenario | C&I Curtailment | C&I Curtailment-Turnkey-Water Heating Control | Medium Industrial | Offices | % of Load | 1 | 2028 | 3.5836e-07
ENS | Alternate Scenario | C&I Curtailment | C&I Curtailment-Turnkey-Water Heating Control | Medium Industrial | Retail Trade | % of Load | 1 | 2028 | 2.8187e-05
ENS | Alternate Scenario | C&I Curtailment | C&I Curtailment-Turnkey-Water Heating Control | Medium Industrial | Services | % of Load | 1 | 2028 | 1.2979e-06
ENS | Alternate Scenario | C&I Curtailment | C&I Curtailment-Turnkey-Other | Medium Industrial | Miscellaneous | % of Load | 1 | 2028 | 0.00085848
ENS | Alternate Scenario | C&I Curtailment | C&I Curtailment-Turnkey-Other | Medium Industrial | Offices | % of Load | 1 | 2028 | 6.7717e-06
ENS | Alternate Scenario | C&I Curtailment | C&I Curtailment-Turnkey-Other | Medium Industrial | Retail Trade | % of Load | 1 | 2028 | 0.00031082
ENS | Alternate Scenario | C&I Curtailment | C&I Curtailment-Turnkey-Other | Medium Industrial | Services | % of Load | 1 | 2028 | 1.4312e-05
ENS | Alternate Scenario | C&I Curtailment | C&I Curtailment-Turnkey-Manual HVAC Control | Large Industrial | Miscellaneous | % of Load | 1 | 2028 | 4.741e-05
ENS | Alternate Scenario | C&I Curtailment | C&I Curtailment-Turnkey-Auto-DR HVAC Control | Large Industrial | Miscellaneous | % of Load | 1 | 2028 | 2.3665e-06
ENS | Alternate Scenario | C&I Curtailment | C&I Curtailment-Turnkey-Standard Lighting Control | Large Industrial | Miscellaneous | % of Load | 1 | 2028 | 2.0419e-05
ENS | Alternate Scenario | C&I Curtailment | C&I Curtailment-Turnkey-Water Heating Control | Large Industrial | Miscellaneous | % of Load | 1 | 2028 | 9.9302e-07
ENS | Alternate Scenario | C&I Curtailment | C&I Curtailment-Turnkey-Other | Large Industrial | Miscellaneous | % of Load | 1 | 2028 | 2.1367e-05
ENS | Alternate Scenario | C&I Curtailment | C&I Curtailment-Turnkey-Industrial | Large Industrial | Manufacturing | % of Load | 1 | 2028 | 4.2135e-06
ENS | Alternate Scenario | C&I Loadshift to BUGs | C&I Loadshift to BUGs | Large General | Miscellaneous | % of Load | 1 | 2028 | 0.0021452
ENS | Alternate Scenario | C&I Loadshift to BUGs | C&I Loadshift to BUGs | Small Industrial | Miscellaneous | % of Load | 1 | 2028 | 0.00073
ENS | Alternate Scenario | C&I Loadshift to BUGs | C&I Loadshift to BUGs | Medium Industrial | Manufacturing | % of Load | 1 | 2028 | 0.00043017
ENS | Alternate Scenario | C&I Loadshift to BUGs | C&I Loadshift to BUGs | Medium Industrial | Miscellaneous | % of Load | 1 | 2028 | 0.0018669
ENS | Alternate Scenario | Dynamic Pricing | Dynamic Pricing with enabling tech. | Small General | Manufacturing | % of Load | 1 | 2028 | 4.3302e-06
ENS | Alternate Scenario | Dynamic Pricing | Dynamic Pricing with enabling tech. | Residential Charitable | Residential LI | % of Load | 1 | 2028 | 0.00037379
ENS | Alternate Scenario | Dynamic Pricing | Dynamic Pricing with enabling tech. | Residential Charitable | Residential Market Rate | % of Load | 1 | 2028 | 0.0021349
ENS | Alternate Scenario | Dynamic Pricing | Dynamic Pricing w/o enabling tech. | Residential Charitable | Residential LI | % of Load | 1 | 2028 | 0.0010993
ENS | Alternate Scenario | Dynamic Pricing | Dynamic Pricing w/o enabling tech. | Residential Charitable | Residential Market Rate | % of Load | 1 | 2028 | 0.0062788
ENS | Alternate Scenario | Behavioral DR | Behavioral DR | Residential Charitable | Residential LI | % of Load | 1 | 2028 | 0.00015374
ENS | Alternate Scenario | Behavioral DR | Behavioral DR | Residential Charitable | Residential Market Rate | % of Load | 1 | 2028 | 0.00087806
ENS | Alternate Scenario | Time-of-Use Rates (TOU) | Time-of-Use Rates (TOU) | Residential Charitable | Residential LI | % of Load | 0 | 2028 | 0.00030267
ENS | Alternate Scenario | Time-of-Use Rates (TOU) | Time-of-Use Rates (TOU) | Residential Charitable | Residential Market Rate | % of Load | 0 | 2028 | 0.0017287
ENS | Alternate Scenario | C&I Curtailment | C&I Curtailment-Turnkey-Manual HVAC Control | General | Miscellaneous | % of Load | 1 | 2029 | 0.0010928
ENS | Alternate Scenario | C&I Curtailment | C&I Curtailment-Turnkey-Manual HVAC Control | General | Offices | % of Load | 1 | 2029 | 7.4366e-05
ENS | Alternate Scenario | C&I Curtailment | C&I Curtailment-Turnkey-Manual HVAC Control | General | Retail Trade | % of Load | 1 | 2029 | 0.00025254
ENS | Alternate Scenario | C&I Curtailment | C&I Curtailment-Turnkey-Manual HVAC Control | General | Services | % of Load | 1 | 2029 | 0.00016328
ENS | Alternate Scenario | C&I Curtailment | C&I Curtailment-Turnkey-Auto-DR HVAC Control | General | Miscellaneous | % of Load | 1 | 2029 | 6.8699e-05
ENS | Alternate Scenario | C&I Curtailment | C&I Curtailment-Turnkey-Auto-DR HVAC Control | General | Offices | % of Load | 1 | 2029 | 4.675e-06
ENS | Alternate Scenario | C&I Curtailment | C&I Curtailment-Turnkey-Auto-DR HVAC Control | General | Retail Trade | % of Load | 1 | 2029 | 1.5876e-05
ENS | Alternate Scenario | C&I Curtailment | C&I Curtailment-Turnkey-Auto-DR HVAC Control | General | Services | % of Load | 1 | 2029 | 1.0264e-05
ENS | Alternate Scenario | C&I Curtailment | C&I Curtailment-Turnkey-Standard Lighting Control | General | Miscellaneous | % of Load | 1 | 2029 | 0.00045366
ENS | Alternate Scenario | C&I Curtailment | C&I Curtailment-Turnkey-Standard Lighting Control | General | Offices | % of Load | 1 | 2029 | 9.0483e-06
ENS | Alternate Scenario | C&I Curtailment | C&I Curtailment-Turnkey-Standard Lighting Control | General | Retail Trade | % of Load | 1 | 2029 | 0.00010095
ENS | Alternate Scenario | C&I Curtailment | C&I Curtailment-Turnkey-Standard Lighting Control | General | Services | % of Load | 1 | 2029 | 6.5346e-05
ENS | Alternate Scenario | C&I Curtailment | C&I Curtailment-Turnkey-Water Heating Control | General | Miscellaneous | % of Load | 1 | 2029 | 2.9572e-05
ENS | Alternate Scenario | C&I Curtailment | C&I Curtailment-Turnkey-Water Heating Control | General | Offices | % of Load | 1 | 2029 | 7.876e-07
ENS | Alternate Scenario | C&I Curtailment | C&I Curtailment-Turnkey-Water Heating Control | General | Retail Trade | % of Load | 1 | 2029 | 1.5886e-05
ENS | Alternate Scenario | C&I Curtailment | C&I Curtailment-Turnkey-Water Heating Control | General | Services | % of Load | 1 | 2029 | 1.0259e-05
ENS | Alternate Scenario | C&I Curtailment | C&I Curtailment-Turnkey-Other | General | Miscellaneous | % of Load | 1 | 2029 | 0.00052024
ENS | Alternate Scenario | C&I Curtailment | C&I Curtailment-Turnkey-Other | General | Offices | % of Load | 1 | 2029 | 1.419e-05
ENS | Alternate Scenario | C&I Curtailment | C&I Curtailment-Turnkey-Other | General | Retail Trade | % of Load | 1 | 2029 | 0.00016479
ENS | Alternate Scenario | C&I Curtailment | C&I Curtailment-Turnkey-Other | General | Services | % of Load | 1 | 2029 | 0.00010651
ENS | Alternate Scenario | C&I Curtailment | C&I Curtailment-Turnkey-Manual HVAC Control | Large General | Miscellaneous | % of Load | 1 | 2029 | 0.00076233
ENS | Alternate Scenario | C&I Curtailment | C&I Curtailment-Turnkey-Manual HVAC Control | Large General | Retail Trade | % of Load | 1 | 2029 | 3.2047e-05
ENS | Alternate Scenario | C&I Curtailment | C&I Curtailment-Turnkey-Manual HVAC Control | Large General | Services | % of Load | 1 | 2029 | 5.132e-05
ENS | Alternate Scenario | C&I Curtailment | C&I Curtailment-Turnkey-Auto-DR HVAC Control | Large General | Miscellaneous | % of Load | 1 | 2029 | 4.7923e-05
ENS | Alternate Scenario | C&I Curtailment | C&I Curtailment-Turnkey-Auto-DR HVAC Control | Large General | Retail Trade | % of Load | 1 | 2029 | 2.0146e-06
ENS | Alternate Scenario | C&I Curtailment | C&I Curtailment-Turnkey-Auto-DR HVAC Control | Large General | Services | % of Load | 1 | 2029 | 3.2262e-06
ENS | Alternate Scenario | C&I Curtailment | C&I Curtailment-Turnkey-Standard Lighting Control | Large General | Miscellaneous | % of Load | 1 | 2029 | 0.00032862
ENS | Alternate Scenario | C&I Curtailment | C&I Curtailment-Turnkey-Standard Lighting Control | Large General | Retail Trade | % of Load | 1 | 2029 | 1.2735e-05
ENS | Alternate Scenario | C&I Curtailment | C&I Curtailment-Turnkey-Standard Lighting Control | Large General | Services | % of Load | 1 | 2029 | 2.0394e-05
ENS | Alternate Scenario | C&I Curtailment | C&I Curtailment-Turnkey-Water Heating Control | Large General | Miscellaneous | % of Load | 1 | 2029 | 1.6332e-05
ENS | Alternate Scenario | C&I Curtailment | C&I Curtailment-Turnkey-Water Heating Control | Large General | Retail Trade | % of Load | 1 | 2029 | 2.0276e-06
ENS | Alternate Scenario | C&I Curtailment | C&I Curtailment-Turnkey-Water Heating Control | Large General | Services | % of Load | 1 | 2029 | 3.2469e-06
ENS | Alternate Scenario | C&I Curtailment | C&I Curtailment-Turnkey-Other | Large General | Miscellaneous | % of Load | 1 | 2029 | 0.00035023
ENS | Alternate Scenario | C&I Curtailment | C&I Curtailment-Turnkey-Other | Large General | Retail Trade | % of Load | 1 | 2029 | 2.0944e-05
ENS | Alternate Scenario | C&I Curtailment | C&I Curtailment-Turnkey-Other | Large General | Services | % of Load | 1 | 2029 | 3.3539e-05
ENS | Alternate Scenario | C&I Curtailment | C&I Curtailment-Turnkey-Manual HVAC Control | Small Industrial | Miscellaneous | % of Load | 1 | 2029 | 0.00015985
ENS | Alternate Scenario | C&I Curtailment | C&I Curtailment-Turnkey-Manual HVAC Control | Small Industrial | Offices | % of Load | 1 | 2029 | 2.0364e-06
ENS | Alternate Scenario | C&I Curtailment | C&I Curtailment-Turnkey-Manual HVAC Control | Small Industrial | Retail Trade | % of Load | 1 | 2029 | 6.788e-06
ENS | Alternate Scenario | C&I Curtailment | C&I Curtailment-Turnkey-Manual HVAC Control | Small Industrial | Services | % of Load | 1 | 2029 | 2.1445e-06
ENS | Alternate Scenario | C&I Curtailment | C&I Curtailment-Turnkey-Auto-DR HVAC Control | Small Industrial | Miscellaneous | % of Load | 1 | 2029 | 1.0049e-05
ENS | Alternate Scenario | C&I Curtailment | C&I Curtailment-Turnkey-Auto-DR HVAC Control | Small Industrial | Offices | % of Load | 1 | 2029 | 1.2802e-07
ENS | Alternate Scenario | C&I Curtailment | C&I Curtailment-Turnkey-Auto-DR HVAC Control | Small Industrial | Retail Trade | % of Load | 1 | 2029 | 4.2672e-07
ENS | Alternate Scenario | C&I Curtailment | C&I Curtailment-Turnkey-Auto-DR HVAC Control | Small Industrial | Services | % of Load | 1 | 2029 | 1.3481e-07
ENS | Alternate Scenario | C&I Curtailment | C&I Curtailment-Turnkey-Standard Lighting Control | Small Industrial | Miscellaneous | % of Load | 1 | 2029 | 4.955e-05
ENS | Alternate Scenario | C&I Curtailment | C&I Curtailment-Turnkey-Standard Lighting Control | Small Industrial | Offices | % of Load | 1 | 2029 | 2.6889e-07
ENS | Alternate Scenario | C&I Curtailment | C&I Curtailment-Turnkey-Standard Lighting Control | Small Industrial | Retail Trade | % of Load | 1 | 2029 | 2.9242e-06
ENS | Alternate Scenario | C&I Curtailment | C&I Curtailment-Turnkey-Standard Lighting Control | Small Industrial | Services | % of Load | 1 | 2029 | 9.2383e-07
ENS | Alternate Scenario | C&I Curtailment | C&I Curtailment-Turnkey-Water Heating Control | Small Industrial | Miscellaneous | % of Load | 1 | 2029 | 4.072e-06
ENS | Alternate Scenario | C&I Curtailment | C&I Curtailment-Turnkey-Water Heating Control | Small Industrial | Offices | % of Load | 1 | 2029 | 2.0766e-08
ENS | Alternate Scenario | C&I Curtailment | C&I Curtailment-Turnkey-Water Heating Control | Small Industrial | Retail Trade | % of Load | 1 | 2029 | 3.9434e-07
ENS | Alternate Scenario | C&I Curtailment | C&I Curtailment-Turnkey-Water Heating Control | Small Industrial | Services | % of Load | 1 | 2029 | 1.2458e-07
ENS | Alternate Scenario | C&I Curtailment | C&I Curtailment-Turnkey-Other | Small Industrial | Miscellaneous | % of Load | 1 | 2029 | 6.2719e-05
ENS | Alternate Scenario | C&I Curtailment | C&I Curtailment-Turnkey-Other | Small Industrial | Offices | % of Load | 1 | 2029 | 3.9219e-07
ENS | Alternate Scenario | C&I Curtailment | C&I Curtailment-Turnkey-Other | Small Industrial | Retail Trade | % of Load | 1 | 2029 | 4.3398e-06
ENS | Alternate Scenario | C&I Curtailment | C&I Curtailment-Turnkey-Other | Small Industrial | Services | % of Load | 1 | 2029 | 1.3711e-06
ENS | Alternate Scenario | C&I Curtailment | C&I Curtailment-Turnkey-Industrial | Small Industrial | Manufacturing | % of Load | 1 | 2029 | 1.499e-05
ENS | Alternate Scenario | C&I Curtailment | C&I Curtailment-Turnkey-Manual HVAC Control | Medium Industrial | Miscellaneous | % of Load | 1 | 2029 | 0.0025697
ENS | Alternate Scenario | C&I Curtailment | C&I Curtailment-Turnkey-Manual HVAC Control | Medium Industrial | Offices | % of Load | 1 | 2029 | 4.121e-05
ENS | Alternate Scenario | C&I Curtailment | C&I Curtailment-Turnkey-Manual HVAC Control | Medium Industrial | Retail Trade | % of Load | 1 | 2029 | 0.0005709
ENS | Alternate Scenario | C&I Curtailment | C&I Curtailment-Turnkey-Manual HVAC Control | Medium Industrial | Services | % of Load | 1 | 2029 | 2.6288e-05
ENS | Alternate Scenario | C&I Curtailment | C&I Curtailment-Turnkey-Auto-DR HVAC Control | Medium Industrial | Miscellaneous | % of Load | 1 | 2029 | 0.00016154
ENS | Alternate Scenario | C&I Curtailment | C&I Curtailment-Turnkey-Auto-DR HVAC Control | Medium Industrial | Offices | % of Load | 1 | 2029 | 2.5907e-06
ENS | Alternate Scenario | C&I Curtailment | C&I Curtailment-Turnkey-Auto-DR HVAC Control | Medium Industrial | Retail Trade | % of Load | 1 | 2029 | 3.5889e-05
ENS | Alternate Scenario | C&I Curtailment | C&I Curtailment-Turnkey-Auto-DR HVAC Control | Medium Industrial | Services | % of Load | 1 | 2029 | 1.6526e-06
ENS | Alternate Scenario | C&I Curtailment | C&I Curtailment-Turnkey-Standard Lighting Control | Medium Industrial | Miscellaneous | % of Load | 1 | 2029 | 0.00079657
ENS | Alternate Scenario | C&I Curtailment | C&I Curtailment-Turnkey-Standard Lighting Control | Medium Industrial | Offices | % of Load | 1 | 2029 | 5.4413e-06
ENS | Alternate Scenario | C&I Curtailment | C&I Curtailment-Turnkey-Standard Lighting Control | Medium Industrial | Retail Trade | % of Load | 1 | 2029 | 0.00024593
ENS | Alternate Scenario | C&I Curtailment | C&I Curtailment-Turnkey-Standard Lighting Control | Medium Industrial | Services | % of Load | 1 | 2029 | 1.1325e-05
ENS | Alternate Scenario | C&I Curtailment | C&I Curtailment-Turnkey-Water Heating Control | Medium Industrial | Miscellaneous | % of Load | 1 | 2029 | 6.5462e-05
ENS | Alternate Scenario | C&I Curtailment | C&I Curtailment-Turnkey-Water Heating Control | Medium Industrial | Offices | % of Load | 1 | 2029 | 4.2023e-07
ENS | Alternate Scenario | C&I Curtailment | C&I Curtailment-Turnkey-Water Heating Control | Medium Industrial | Retail Trade | % of Load | 1 | 2029 | 3.3166e-05
ENS | Alternate Scenario | C&I Curtailment | C&I Curtailment-Turnkey-Water Heating Control | Medium Industrial | Services | % of Load | 1 | 2029 | 1.5272e-06
ENS | Alternate Scenario | C&I Curtailment | C&I Curtailment-Turnkey-Other | Medium Industrial | Miscellaneous | % of Load | 1 | 2029 | 0.0010083
ENS | Alternate Scenario | C&I Curtailment | C&I Curtailment-Turnkey-Other | Medium Industrial | Offices | % of Load | 1 | 2029 | 7.9366e-06
ENS | Alternate Scenario | C&I Curtailment | C&I Curtailment-Turnkey-Other | Medium Industrial | Retail Trade | % of Load | 1 | 2029 | 0.000365
ENS | Alternate Scenario | C&I Curtailment | C&I Curtailment-Turnkey-Other | Medium Industrial | Services | % of Load | 1 | 2029 | 1.6807e-05
ENS | Alternate Scenario | C&I Curtailment | C&I Curtailment-Turnkey-Manual HVAC Control | Large Industrial | Miscellaneous | % of Load | 1 | 2029 | 5.4586e-05
ENS | Alternate Scenario | C&I Curtailment | C&I Curtailment-Turnkey-Auto-DR HVAC Control | Large Industrial | Miscellaneous | % of Load | 1 | 2029 | 3.4315e-06
ENS | Alternate Scenario | C&I Curtailment | C&I Curtailment-Turnkey-Standard Lighting Control | Large Industrial | Miscellaneous | % of Load | 1 | 2029 | 2.3531e-05
ENS | Alternate Scenario | C&I Curtailment | C&I Curtailment-Turnkey-Water Heating Control | Large Industrial | Miscellaneous | % of Load | 1 | 2029 | 1.1694e-06
ENS | Alternate Scenario | C&I Curtailment | C&I Curtailment-Turnkey-Other | Large Industrial | Miscellaneous | % of Load | 1 | 2029 | 2.5078e-05
ENS | Alternate Scenario | C&I Curtailment | C&I Curtailment-Turnkey-Industrial | Large Industrial | Manufacturing | % of Load | 1 | 2029 | 4.9196e-06
ENS | Alternate Scenario | C&I Loadshift to BUGs | C&I Loadshift to BUGs | Large General | Miscellaneous | % of Load | 1 | 2029 | 0.0021332
ENS | Alternate Scenario | C&I Loadshift to BUGs | C&I Loadshift to BUGs | Small Industrial | Miscellaneous | % of Load | 1 | 2029 | 0.00073322
ENS | Alternate Scenario | C&I Loadshift to BUGs | C&I Loadshift to BUGs | Medium Industrial | Manufacturing | % of Load | 1 | 2029 | 0.00043036
ENS | Alternate Scenario | C&I Loadshift to BUGs | C&I Loadshift to BUGs | Medium Industrial | Miscellaneous | % of Load | 1 | 2029 | 0.0018677
ENS | Alternate Scenario | Dynamic Pricing | Dynamic Pricing with enabling tech. | Small General | Manufacturing | % of Load | 1 | 2029 | 5.1953e-06
ENS | Alternate Scenario | Dynamic Pricing | Dynamic Pricing with enabling tech. | Residential Charitable | Residential LI | % of Load | 1 | 2029 | 0.00078564
ENS | Alternate Scenario | Dynamic Pricing | Dynamic Pricing with enabling tech. | Residential Charitable | Residential Market Rate | % of Load | 1 | 2029 | 0.0044871
ENS | Alternate Scenario | Dynamic Pricing | Dynamic Pricing w/o enabling tech. | Residential Charitable | Residential LI | % of Load | 1 | 2029 | 0.00089882
ENS | Alternate Scenario | Dynamic Pricing | Dynamic Pricing w/o enabling tech. | Residential Charitable | Residential Market Rate | % of Load | 1 | 2029 | 0.0051336
ENS | Alternate Scenario | Behavioral DR | Behavioral DR | Residential Charitable | Residential LI | % of Load | 1 | 2029 | 0.00024335
ENS | Alternate Scenario | Behavioral DR | Behavioral DR | Residential Charitable | Residential Market Rate | % of Load | 1 | 2029 | 0.0013899
ENS | Alternate Scenario | Time-of-Use Rates (TOU) | Time-of-Use Rates (TOU) | Residential Charitable | Residential LI | % of Load | 0 | 2029 | 0.0002902
ENS | Alternate Scenario | Time-of-Use Rates (TOU) | Time-of-Use Rates (TOU) | Residential Charitable | Residential Market Rate | % of Load | 0 | 2029 | 0.0016575
ENS | Alternate Scenario | C&I Curtailment | C&I Curtailment-Turnkey-Manual HVAC Control | General | Miscellaneous | % of Load | 1 | 2030 | 0.0012167
ENS | Alternate Scenario | C&I Curtailment | C&I Curtailment-Turnkey-Manual HVAC Control | General | Offices | % of Load | 1 | 2030 | 8.3615e-05
ENS | Alternate Scenario | C&I Curtailment | C&I Curtailment-Turnkey-Manual HVAC Control | General | Retail Trade | % of Load | 1 | 2030 | 0.00027946
ENS | Alternate Scenario | C&I Curtailment | C&I Curtailment-Turnkey-Manual HVAC Control | General | Services | % of Load | 1 | 2030 | 0.00018069
ENS | Alternate Scenario | C&I Curtailment | C&I Curtailment-Turnkey-Auto-DR HVAC Control | General | Miscellaneous | % of Load | 1 | 2030 | 9.6521e-05
ENS | Alternate Scenario | C&I Curtailment | C&I Curtailment-Turnkey-Auto-DR HVAC Control | General | Offices | % of Load | 1 | 2030 | 6.6331e-06
ENS | Alternate Scenario | C&I Curtailment | C&I Curtailment-Turnkey-Auto-DR HVAC Control | General | Retail Trade | % of Load | 1 | 2030 | 2.2169e-05
ENS | Alternate Scenario | C&I Curtailment | C&I Curtailment-Turnkey-Auto-DR HVAC Control | General | Services | % of Load | 1 | 2030 | 1.4334e-05
ENS | Alternate Scenario | C&I Curtailment | C&I Curtailment-Turnkey-Standard Lighting Control | General | Miscellaneous | % of Load | 1 | 2030 | 0.00050648
ENS | Alternate Scenario | C&I Curtailment | C&I Curtailment-Turnkey-Standard Lighting Control | General | Offices | % of Load | 1 | 2030 | 9.9426e-06
ENS | Alternate Scenario | C&I Curtailment | C&I Curtailment-Turnkey-Standard Lighting Control | General | Retail Trade | % of Load | 1 | 2030 | 0.00011134
ENS | Alternate Scenario | C&I Curtailment | C&I Curtailment-Turnkey-Standard Lighting Control | General | Services | % of Load | 1 | 2030 | 7.208e-05
ENS | Alternate Scenario | C&I Curtailment | C&I Curtailment-Turnkey-Water Heating Control | General | Miscellaneous | % of Load | 1 | 2030 | 3.3959e-05
ENS | Alternate Scenario | C&I Curtailment | C&I Curtailment-Turnkey-Water Heating Control | General | Offices | % of Load | 1 | 2030 | 9.017e-07
ENS | Alternate Scenario | C&I Curtailment | C&I Curtailment-Turnkey-Water Heating Control | General | Retail Trade | % of Load | 1 | 2030 | 1.8312e-05
ENS | Alternate Scenario | C&I Curtailment | C&I Curtailment-Turnkey-Water Heating Control | General | Services | % of Load | 1 | 2030 | 1.1824e-05
ENS | Alternate Scenario | C&I Curtailment | C&I Curtailment-Turnkey-Other | General | Miscellaneous | % of Load | 1 | 2030 | 0.0005931
ENS | Alternate Scenario | C&I Curtailment | C&I Curtailment-Turnkey-Other | General | Offices | % of Load | 1 | 2030 | 1.6131e-05
ENS | Alternate Scenario | C&I Curtailment | C&I Curtailment-Turnkey-Other | General | Retail Trade | % of Load | 1 | 2030 | 0.00018813
ENS | Alternate Scenario | C&I Curtailment | C&I Curtailment-Turnkey-Other | General | Services | % of Load | 1 | 2030 | 0.00012159
ENS | Alternate Scenario | C&I Curtailment | C&I Curtailment-Turnkey-Manual HVAC Control | Large General | Miscellaneous | % of Load | 1 | 2030 | 0.00084911
ENS | Alternate Scenario | C&I Curtailment | C&I Curtailment-Turnkey-Manual HVAC Control | Large General | Retail Trade | % of Load | 1 | 2030 | 3.5402e-05
ENS | Alternate Scenario | C&I Curtailment | C&I Curtailment-Turnkey-Manual HVAC Control | Large General | Services | % of Load | 1 | 2030 | 5.6693e-05
ENS | Alternate Scenario | C&I Curtailment | C&I Curtailment-Turnkey-Auto-DR HVAC Control | Large General | Miscellaneous | % of Load | 1 | 2030 | 6.7358e-05
ENS | Alternate Scenario | C&I Curtailment | C&I Curtailment-Turnkey-Auto-DR HVAC Control | Large General | Retail Trade | % of Load | 1 | 2030 | 2.8084e-06
ENS | Alternate Scenario | C&I Curtailment | C&I Curtailment-Turnkey-Auto-DR HVAC Control | Large General | Services | % of Load | 1 | 2030 | 4.4974e-06
ENS | Alternate Scenario | C&I Curtailment | C&I Curtailment-Turnkey-Standard Lighting Control | Large General | Miscellaneous | % of Load | 1 | 2030 | 0.00036706
ENS | Alternate Scenario | C&I Curtailment | C&I Curtailment-Turnkey-Standard Lighting Control | Large General | Retail Trade | % of Load | 1 | 2030 | 1.4012e-05
ENS | Alternate Scenario | C&I Curtailment | C&I Curtailment-Turnkey-Standard Lighting Control | Large General | Services | % of Load | 1 | 2030 | 2.2439e-05
ENS | Alternate Scenario | C&I Curtailment | C&I Curtailment-Turnkey-Water Heating Control | Large General | Miscellaneous | % of Load | 1 | 2030 | 1.864e-05
ENS | Alternate Scenario | C&I Curtailment | C&I Curtailment-Turnkey-Water Heating Control | Large General | Retail Trade | % of Load | 1 | 2030 | 2.3353e-06
ENS | Alternate Scenario | C&I Curtailment | C&I Curtailment-Turnkey-Water Heating Control | Large General | Services | % of Load | 1 | 2030 | 3.7398e-06
ENS | Alternate Scenario | C&I Curtailment | C&I Curtailment-Turnkey-Other | Large General | Miscellaneous | % of Load | 1 | 2030 | 0.00039841
ENS | Alternate Scenario | C&I Curtailment | C&I Curtailment-Turnkey-Other | Large General | Retail Trade | % of Load | 1 | 2030 | 2.3878e-05
ENS | Alternate Scenario | C&I Curtailment | C&I Curtailment-Turnkey-Other | Large General | Services | % of Load | 1 | 2030 | 3.8238e-05
ENS | Alternate Scenario | C&I Curtailment | C&I Curtailment-Turnkey-Manual HVAC Control | Small Industrial | Miscellaneous | % of Load | 1 | 2030 | 0.00017806
ENS | Alternate Scenario | C&I Curtailment | C&I Curtailment-Turnkey-Manual HVAC Control | Small Industrial | Offices | % of Load | 1 | 2030 | 2.2818e-06
ENS | Alternate Scenario | C&I Curtailment | C&I Curtailment-Turnkey-Manual HVAC Control | Small Industrial | Retail Trade | % of Load | 1 | 2030 | 7.5209e-06
ENS | Alternate Scenario | C&I Curtailment | C&I Curtailment-Turnkey-Manual HVAC Control | Small Industrial | Services | % of Load | 1 | 2030 | 2.376e-06
ENS | Alternate Scenario | C&I Curtailment | C&I Curtailment-Turnkey-Auto-DR HVAC Control | Small Industrial | Miscellaneous | % of Load | 1 | 2030 | 1.4125e-05
ENS | Alternate Scenario | C&I Curtailment | C&I Curtailment-Turnkey-Auto-DR HVAC Control | Small Industrial | Offices | % of Load | 1 | 2030 | 1.8101e-07
ENS | Alternate Scenario | C&I Curtailment | C&I Curtailment-Turnkey-Auto-DR HVAC Control | Small Industrial | Retail Trade | % of Load | 1 | 2030 | 5.9662e-07
ENS | Alternate Scenario | C&I Curtailment | C&I Curtailment-Turnkey-Auto-DR HVAC Control | Small Industrial | Services | % of Load | 1 | 2030 | 1.8849e-07
ENS | Alternate Scenario | C&I Curtailment | C&I Curtailment-Turnkey-Standard Lighting Control | Small Industrial | Miscellaneous | % of Load | 1 | 2030 | 5.5095e-05
ENS | Alternate Scenario | C&I Curtailment | C&I Curtailment-Turnkey-Standard Lighting Control | Small Industrial | Offices | % of Load | 1 | 2030 | 2.9747e-07
ENS | Alternate Scenario | C&I Curtailment | C&I Curtailment-Turnkey-Standard Lighting Control | Small Industrial | Retail Trade | % of Load | 1 | 2030 | 3.2549e-06
ENS | Alternate Scenario | C&I Curtailment | C&I Curtailment-Turnkey-Standard Lighting Control | Small Industrial | Services | % of Load | 1 | 2030 | 1.0283e-06
ENS | Alternate Scenario | C&I Curtailment | C&I Curtailment-Turnkey-Water Heating Control | Small Industrial | Miscellaneous | % of Load | 1 | 2030 | 4.6516e-06
ENS | Alternate Scenario | C&I Curtailment | C&I Curtailment-Turnkey-Water Heating Control | Small Industrial | Offices | % of Load | 1 | 2030 | 2.3578e-08
ENS | Alternate Scenario | C&I Curtailment | C&I Curtailment-Turnkey-Water Heating Control | Small Industrial | Retail Trade | % of Load | 1 | 2030 | 4.4929e-07
ENS | Alternate Scenario | C&I Curtailment | C&I Curtailment-Turnkey-Water Heating Control | Small Industrial | Services | % of Load | 1 | 2030 | 1.4194e-07
ENS | Alternate Scenario | C&I Curtailment | C&I Curtailment-Turnkey-Other | Small Industrial | Miscellaneous | % of Load | 1 | 2030 | 7.1334e-05
ENS | Alternate Scenario | C&I Curtailment | C&I Curtailment-Turnkey-Other | Small Industrial | Offices | % of Load | 1 | 2030 | 4.4513e-07
ENS | Alternate Scenario | C&I Curtailment | C&I Curtailment-Turnkey-Other | Small Industrial | Retail Trade | % of Load | 1 | 2030 | 4.9352e-06
ENS | Alternate Scenario | C&I Curtailment | C&I Curtailment-Turnkey-Other | Small Industrial | Services | % of Load | 1 | 2030 | 1.5592e-06
ENS | Alternate Scenario | C&I Curtailment | C&I Curtailment-Turnkey-Industrial | Small Industrial | Manufacturing | % of Load | 1 | 2030 | 1.6956e-05
ENS | Alternate Scenario | C&I Curtailment | C&I Curtailment-Turnkey-Manual HVAC Control | Medium Industrial | Miscellaneous | % of Load | 1 | 2030 | 0.0028633
ENS | Alternate Scenario | C&I Curtailment | C&I Curtailment-Turnkey-Manual HVAC Control | Medium Industrial | Offices | % of Load | 1 | 2030 | 4.6188e-05
ENS | Alternate Scenario | C&I Curtailment | C&I Curtailment-Turnkey-Manual HVAC Control | Medium Industrial | Retail Trade | % of Load | 1 | 2030 | 0.0006327
ENS | Alternate Scenario | C&I Curtailment | C&I Curtailment-Turnkey-Manual HVAC Control | Medium Industrial | Services | % of Load | 1 | 2030 | 2.9134e-05
ENS | Alternate Scenario | C&I Curtailment | C&I Curtailment-Turnkey-Auto-DR HVAC Control | Medium Industrial | Miscellaneous | % of Load | 1 | 2030 | 0.00022714
ENS | Alternate Scenario | C&I Curtailment | C&I Curtailment-Turnkey-Auto-DR HVAC Control | Medium Industrial | Offices | % of Load | 1 | 2030 | 3.664e-06
ENS | Alternate Scenario | C&I Curtailment | C&I Curtailment-Turnkey-Auto-DR HVAC Control | Medium Industrial | Retail Trade | % of Load | 1 | 2030 | 5.0191e-05
ENS | Alternate Scenario | C&I Curtailment | C&I Curtailment-Turnkey-Auto-DR HVAC Control | Medium Industrial | Services | % of Load | 1 | 2030 | 2.3111e-06
ENS | Alternate Scenario | C&I Curtailment | C&I Curtailment-Turnkey-Standard Lighting Control | Medium Industrial | Miscellaneous | % of Load | 1 | 2030 | 0.00088594
ENS | Alternate Scenario | C&I Curtailment | C&I Curtailment-Turnkey-Standard Lighting Control | Medium Industrial | Offices | % of Load | 1 | 2030 | 6.0213e-06
ENS | Alternate Scenario | C&I Curtailment | C&I Curtailment-Turnkey-Standard Lighting Control | Medium Industrial | Retail Trade | % of Load | 1 | 2030 | 0.00027382
ENS | Alternate Scenario | C&I Curtailment | C&I Curtailment-Turnkey-Standard Lighting Control | Medium Industrial | Services | % of Load | 1 | 2030 | 1.2608e-05
ENS | Alternate Scenario | C&I Curtailment | C&I Curtailment-Turnkey-Water Heating Control | Medium Industrial | Miscellaneous | % of Load | 1 | 2030 | 7.4798e-05
ENS | Alternate Scenario | C&I Curtailment | C&I Curtailment-Turnkey-Water Heating Control | Medium Industrial | Offices | % of Load | 1 | 2030 | 4.7725e-07
ENS | Alternate Scenario | C&I Curtailment | C&I Curtailment-Turnkey-Water Heating Control | Medium Industrial | Retail Trade | % of Load | 1 | 2030 | 3.7797e-05
ENS | Alternate Scenario | C&I Curtailment | C&I Curtailment-Turnkey-Water Heating Control | Medium Industrial | Services | % of Load | 1 | 2030 | 1.7404e-06
ENS | Alternate Scenario | C&I Curtailment | C&I Curtailment-Turnkey-Other | Medium Industrial | Miscellaneous | % of Load | 1 | 2030 | 0.0011471
ENS | Alternate Scenario | C&I Curtailment | C&I Curtailment-Turnkey-Other | Medium Industrial | Offices | % of Load | 1 | 2030 | 9.0101e-06
ENS | Alternate Scenario | C&I Curtailment | C&I Curtailment-Turnkey-Other | Medium Industrial | Retail Trade | % of Load | 1 | 2030 | 0.00041518
ENS | Alternate Scenario | C&I Curtailment | C&I Curtailment-Turnkey-Other | Medium Industrial | Services | % of Load | 1 | 2030 | 1.9118e-05
ENS | Alternate Scenario | C&I Curtailment | C&I Curtailment-Turnkey-Manual HVAC Control | Large Industrial | Miscellaneous | % of Load | 1 | 2030 | 6.0768e-05
ENS | Alternate Scenario | C&I Curtailment | C&I Curtailment-Turnkey-Auto-DR HVAC Control | Large Industrial | Miscellaneous | % of Load | 1 | 2030 | 4.8206e-06
ENS | Alternate Scenario | C&I Curtailment | C&I Curtailment-Turnkey-Standard Lighting Control | Large Industrial | Miscellaneous | % of Load | 1 | 2030 | 2.6269e-05
ENS | Alternate Scenario | C&I Curtailment | C&I Curtailment-Turnkey-Water Heating Control | Large Industrial | Miscellaneous | % of Load | 1 | 2030 | 1.334e-06
ENS | Alternate Scenario | C&I Curtailment | C&I Curtailment-Turnkey-Other | Large Industrial | Miscellaneous | % of Load | 1 | 2030 | 2.8513e-05
ENS | Alternate Scenario | C&I Curtailment | C&I Curtailment-Turnkey-Industrial | Large Industrial | Manufacturing | % of Load | 1 | 2030 | 5.5649e-06
ENS | Alternate Scenario | C&I Loadshift to BUGs | C&I Loadshift to BUGs | Large General | Miscellaneous | % of Load | 1 | 2030 | 0.0021118
ENS | Alternate Scenario | C&I Loadshift to BUGs | C&I Loadshift to BUGs | Small Industrial | Miscellaneous | % of Load | 1 | 2030 | 0.00073358
ENS | Alternate Scenario | C&I Loadshift to BUGs | C&I Loadshift to BUGs | Medium Industrial | Manufacturing | % of Load | 1 | 2030 | 0.00042919
ENS | Alternate Scenario | C&I Loadshift to BUGs | C&I Loadshift to BUGs | Medium Industrial | Miscellaneous | % of Load | 1 | 2030 | 0.0018627
ENS | Alternate Scenario | Dynamic Pricing | Dynamic Pricing with enabling tech. | Small General | Manufacturing | % of Load | 1 | 2030 | 5.618e-06
ENS | Alternate Scenario | Dynamic Pricing | Dynamic Pricing with enabling tech. | Residential Charitable | Residential LI | % of Load | 1 | 2030 | 0.0014867
ENS | Alternate Scenario | Dynamic Pricing | Dynamic Pricing with enabling tech. | Residential Charitable | Residential Market Rate | % of Load | 1 | 2030 | 0.0084914
ENS | Alternate Scenario | Dynamic Pricing | Dynamic Pricing w/o enabling tech. | Residential Charitable | Residential LI | % of Load | 1 | 2030 | 0.00052475
ENS | Alternate Scenario | Dynamic Pricing | Dynamic Pricing w/o enabling tech. | Residential Charitable | Residential Market Rate | % of Load | 1 | 2030 | 0.0029971
ENS | Alternate Scenario | Behavioral DR | Behavioral DR | Residential Charitable | Residential LI | % of Load | 1 | 2030 | 0.00028557
ENS | Alternate Scenario | Behavioral DR | Behavioral DR | Residential Charitable | Residential Market Rate | % of Load | 1 | 2030 | 0.001631
ENS | Alternate Scenario | Time-of-Use Rates (TOU) | Time-of-Use Rates (TOU) | Residential Charitable | Residential LI | % of Load | 0 | 2030 | 0.00028458
ENS | Alternate Scenario | Time-of-Use Rates (TOU) | Time-of-Use Rates (TOU) | Residential Charitable | Residential Market Rate | % of Load | 0 | 2030 | 0.0016253
ENS | Alternate Scenario | C&I Curtailment | C&I Curtailment-Turnkey-Manual HVAC Control | General | Miscellaneous | % of Load | 1 | 2031 | 0.0013488
ENS | Alternate Scenario | C&I Curtailment | C&I Curtailment-Turnkey-Manual HVAC Control | General | Offices | % of Load | 1 | 2031 | 9.2691e-05
ENS | Alternate Scenario | C&I Curtailment | C&I Curtailment-Turnkey-Manual HVAC Control | General | Retail Trade | % of Load | 1 | 2031 | 0.00030979
ENS | Alternate Scenario | C&I Curtailment | C&I Curtailment-Turnkey-Manual HVAC Control | General | Services | % of Load | 1 | 2031 | 0.0002003
ENS | Alternate Scenario | C&I Curtailment | C&I Curtailment-Turnkey-Auto-DR HVAC Control | General | Miscellaneous | % of Load | 1 | 2031 | 0.00013375
ENS | Alternate Scenario | C&I Curtailment | C&I Curtailment-Turnkey-Auto-DR HVAC Control | General | Offices | % of Load | 1 | 2031 | 9.1913e-06
ENS | Alternate Scenario | C&I Curtailment | C&I Curtailment-Turnkey-Auto-DR HVAC Control | General | Retail Trade | % of Load | 1 | 2031 | 3.0719e-05
ENS | Alternate Scenario | C&I Curtailment | C&I Curtailment-Turnkey-Auto-DR HVAC Control | General | Services | % of Load | 1 | 2031 | 1.9862e-05
ENS | Alternate Scenario | C&I Curtailment | C&I Curtailment-Turnkey-Standard Lighting Control | General | Miscellaneous | % of Load | 1 | 2031 | 0.00056146
ENS | Alternate Scenario | C&I Curtailment | C&I Curtailment-Turnkey-Standard Lighting Control | General | Offices | % of Load | 1 | 2031 | 1.1022e-05
ENS | Alternate Scenario | C&I Curtailment | C&I Curtailment-Turnkey-Standard Lighting Control | General | Retail Trade | % of Load | 1 | 2031 | 0.00012342
ENS | Alternate Scenario | C&I Curtailment | C&I Curtailment-Turnkey-Standard Lighting Control | General | Services | % of Load | 1 | 2031 | 7.9904e-05
ENS | Alternate Scenario | C&I Curtailment | C&I Curtailment-Turnkey-Water Heating Control | General | Miscellaneous | % of Load | 1 | 2031 | 3.7645e-05
ENS | Alternate Scenario | C&I Curtailment | C&I Curtailment-Turnkey-Water Heating Control | General | Offices | % of Load | 1 | 2031 | 9.9957e-07
ENS | Alternate Scenario | C&I Curtailment | C&I Curtailment-Turnkey-Water Heating Control | General | Retail Trade | % of Load | 1 | 2031 | 2.03e-05
ENS | Alternate Scenario | C&I Curtailment | C&I Curtailment-Turnkey-Water Heating Control | General | Services | % of Load | 1 | 2031 | 1.3108e-05
ENS | Alternate Scenario | C&I Curtailment | C&I Curtailment-Turnkey-Other | General | Miscellaneous | % of Load | 1 | 2031 | 0.00065748
ENS | Alternate Scenario | C&I Curtailment | C&I Curtailment-Turnkey-Other | General | Offices | % of Load | 1 | 2031 | 1.7882e-05
ENS | Alternate Scenario | C&I Curtailment | C&I Curtailment-Turnkey-Other | General | Retail Trade | % of Load | 1 | 2031 | 0.00020855
ENS | Alternate Scenario | C&I Curtailment | C&I Curtailment-Turnkey-Other | General | Services | % of Load | 1 | 2031 | 0.00013479
ENS | Alternate Scenario | C&I Curtailment | C&I Curtailment-Turnkey-Manual HVAC Control | Large General | Miscellaneous | % of Load | 1 | 2031 | 0.0009412
ENS | Alternate Scenario | C&I Curtailment | C&I Curtailment-Turnkey-Manual HVAC Control | Large General | Retail Trade | % of Load | 1 | 2031 | 3.9242e-05
ENS | Alternate Scenario | C&I Curtailment | C&I Curtailment-Turnkey-Manual HVAC Control | Large General | Services | % of Load | 1 | 2031 | 6.2842e-05
ENS | Alternate Scenario | C&I Curtailment | C&I Curtailment-Turnkey-Auto-DR HVAC Control | Large General | Miscellaneous | % of Load | 1 | 2031 | 9.3329e-05
ENS | Alternate Scenario | C&I Curtailment | C&I Curtailment-Turnkey-Auto-DR HVAC Control | Large General | Retail Trade | % of Load | 1 | 2031 | 3.8912e-06
ENS | Alternate Scenario | C&I Curtailment | C&I Curtailment-Turnkey-Auto-DR HVAC Control | Large General | Services | % of Load | 1 | 2031 | 6.2314e-06
ENS | Alternate Scenario | C&I Curtailment | C&I Curtailment-Turnkey-Standard Lighting Control | Large General | Miscellaneous | % of Load | 1 | 2031 | 0.00040687
ENS | Alternate Scenario | C&I Curtailment | C&I Curtailment-Turnkey-Standard Lighting Control | Large General | Retail Trade | % of Load | 1 | 2031 | 1.5532e-05
ENS | Alternate Scenario | C&I Curtailment | C&I Curtailment-Turnkey-Standard Lighting Control | Large General | Services | % of Load | 1 | 2031 | 2.4873e-05
ENS | Alternate Scenario | C&I Curtailment | C&I Curtailment-Turnkey-Water Heating Control | Large General | Miscellaneous | % of Load | 1 | 2031 | 2.0662e-05
ENS | Alternate Scenario | C&I Curtailment | C&I Curtailment-Turnkey-Water Heating Control | Large General | Retail Trade | % of Load | 1 | 2031 | 2.5886e-06
ENS | Alternate Scenario | C&I Curtailment | C&I Curtailment-Turnkey-Water Heating Control | Large General | Services | % of Load | 1 | 2031 | 4.1453e-06
ENS | Alternate Scenario | C&I Curtailment | C&I Curtailment-Turnkey-Other | Large General | Miscellaneous | % of Load | 1 | 2031 | 0.00044162
ENS | Alternate Scenario | C&I Curtailment | C&I Curtailment-Turnkey-Other | Large General | Retail Trade | % of Load | 1 | 2031 | 2.6467e-05
ENS | Alternate Scenario | C&I Curtailment | C&I Curtailment-Turnkey-Other | Large General | Services | % of Load | 1 | 2031 | 4.2384e-05
ENS | Alternate Scenario | C&I Curtailment | C&I Curtailment-Turnkey-Manual HVAC Control | Small Industrial | Miscellaneous | % of Load | 1 | 2031 | 0.00019728
ENS | Alternate Scenario | C&I Curtailment | C&I Curtailment-Turnkey-Manual HVAC Control | Small Industrial | Offices | % of Load | 1 | 2031 | 2.5281e-06
ENS | Alternate Scenario | C&I Curtailment | C&I Curtailment-Turnkey-Manual HVAC Control | Small Industrial | Retail Trade | % of Load | 1 | 2031 | 8.3326e-06
ENS | Alternate Scenario | C&I Curtailment | C&I Curtailment-Turnkey-Manual HVAC Control | Small Industrial | Services | % of Load | 1 | 2031 | 2.6325e-06
ENS | Alternate Scenario | C&I Curtailment | C&I Curtailment-Turnkey-Auto-DR HVAC Control | Small Industrial | Miscellaneous | % of Load | 1 | 2031 | 1.9562e-05
ENS | Alternate Scenario | C&I Curtailment | C&I Curtailment-Turnkey-Auto-DR HVAC Control | Small Industrial | Offices | % of Load | 1 | 2031 | 2.5068e-07
ENS | Alternate Scenario | C&I Curtailment | C&I Curtailment-Turnkey-Auto-DR HVAC Control | Small Industrial | Retail Trade | % of Load | 1 | 2031 | 8.2626e-07
ENS | Alternate Scenario | C&I Curtailment | C&I Curtailment-Turnkey-Auto-DR HVAC Control | Small Industrial | Services | % of Load | 1 | 2031 | 2.6104e-07
ENS | Alternate Scenario | C&I Curtailment | C&I Curtailment-Turnkey-Standard Lighting Control | Small Industrial | Miscellaneous | % of Load | 1 | 2031 | 6.1041e-05
ENS | Alternate Scenario | C&I Curtailment | C&I Curtailment-Turnkey-Standard Lighting Control | Small Industrial | Offices | % of Load | 1 | 2031 | 3.2957e-07
ENS | Alternate Scenario | C&I Curtailment | C&I Curtailment-Turnkey-Standard Lighting Control | Small Industrial | Retail Trade | % of Load | 1 | 2031 | 3.6061e-06
ENS | Alternate Scenario | C&I Curtailment | C&I Curtailment-Turnkey-Standard Lighting Control | Small Industrial | Services | % of Load | 1 | 2031 | 1.1393e-06
ENS | Alternate Scenario | C&I Curtailment | C&I Curtailment-Turnkey-Water Heating Control | Small Industrial | Miscellaneous | % of Load | 1 | 2031 | 5.1536e-06
ENS | Alternate Scenario | C&I Curtailment | C&I Curtailment-Turnkey-Water Heating Control | Small Industrial | Offices | % of Load | 1 | 2031 | 2.6122e-08
ENS | Alternate Scenario | C&I Curtailment | C&I Curtailment-Turnkey-Water Heating Control | Small Industrial | Retail Trade | % of Load | 1 | 2031 | 4.9778e-07
ENS | Alternate Scenario | C&I Curtailment | C&I Curtailment-Turnkey-Water Heating Control | Small Industrial | Services | % of Load | 1 | 2031 | 1.5726e-07
ENS | Alternate Scenario | C&I Curtailment | C&I Curtailment-Turnkey-Other | Small Industrial | Miscellaneous | % of Load | 1 | 2031 | 7.9033e-05
ENS | Alternate Scenario | C&I Curtailment | C&I Curtailment-Turnkey-Other | Small Industrial | Offices | % of Load | 1 | 2031 | 4.9317e-07
ENS | Alternate Scenario | C&I Curtailment | C&I Curtailment-Turnkey-Other | Small Industrial | Retail Trade | % of Load | 1 | 2031 | 5.4678e-06
ENS | Alternate Scenario | C&I Curtailment | C&I Curtailment-Turnkey-Other | Small Industrial | Services | % of Load | 1 | 2031 | 1.7274e-06
ENS | Alternate Scenario | C&I Curtailment | C&I Curtailment-Turnkey-Industrial | Small Industrial | Manufacturing | % of Load | 1 | 2031 | 1.8786e-05
ENS | Alternate Scenario | C&I Curtailment | C&I Curtailment-Turnkey-Manual HVAC Control | Medium Industrial | Miscellaneous | % of Load | 1 | 2031 | 0.0031716
ENS | Alternate Scenario | C&I Curtailment | C&I Curtailment-Turnkey-Manual HVAC Control | Medium Industrial | Offices | % of Load | 1 | 2031 | 5.1162e-05
ENS | Alternate Scenario | C&I Curtailment | C&I Curtailment-Turnkey-Manual HVAC Control | Medium Industrial | Retail Trade | % of Load | 1 | 2031 | 0.00070083
ENS | Alternate Scenario | C&I Curtailment | C&I Curtailment-Turnkey-Manual HVAC Control | Medium Industrial | Services | % of Load | 1 | 2031 | 3.2271e-05
ENS | Alternate Scenario | C&I Curtailment | C&I Curtailment-Turnkey-Auto-DR HVAC Control | Medium Industrial | Miscellaneous | % of Load | 1 | 2031 | 0.0003145
ENS | Alternate Scenario | C&I Curtailment | C&I Curtailment-Turnkey-Auto-DR HVAC Control | Medium Industrial | Offices | % of Load | 1 | 2031 | 5.0732e-06
ENS | Alternate Scenario | C&I Curtailment | C&I Curtailment-Turnkey-Auto-DR HVAC Control | Medium Industrial | Retail Trade | % of Load | 1 | 2031 | 6.9494e-05
ENS | Alternate Scenario | C&I Curtailment | C&I Curtailment-Turnkey-Auto-DR HVAC Control | Medium Industrial | Services | % of Load | 1 | 2031 | 3.2e-06
ENS | Alternate Scenario | C&I Curtailment | C&I Curtailment-Turnkey-Standard Lighting Control | Medium Industrial | Miscellaneous | % of Load | 1 | 2031 | 0.00098134
ENS | Alternate Scenario | C&I Curtailment | C&I Curtailment-Turnkey-Standard Lighting Control | Medium Industrial | Offices | % of Load | 1 | 2031 | 6.6697e-06
ENS | Alternate Scenario | C&I Curtailment | C&I Curtailment-Turnkey-Standard Lighting Control | Medium Industrial | Retail Trade | % of Load | 1 | 2031 | 0.0003033
ENS | Alternate Scenario | C&I Curtailment | C&I Curtailment-Turnkey-Standard Lighting Control | Medium Industrial | Services | % of Load | 1 | 2031 | 1.3966e-05
ENS | Alternate Scenario | C&I Curtailment | C&I Curtailment-Turnkey-Water Heating Control | Medium Industrial | Miscellaneous | % of Load | 1 | 2031 | 8.2853e-05
ENS | Alternate Scenario | C&I Curtailment | C&I Curtailment-Turnkey-Water Heating Control | Medium Industrial | Offices | % of Load | 1 | 2031 | 5.2864e-07
ENS | Alternate Scenario | C&I Curtailment | C&I Curtailment-Turnkey-Water Heating Control | Medium Industrial | Retail Trade | % of Load | 1 | 2031 | 4.1867e-05
ENS | Alternate Scenario | C&I Curtailment | C&I Curtailment-Turnkey-Water Heating Control | Medium Industrial | Services | % of Load | 1 | 2031 | 1.9278e-06
ENS | Alternate Scenario | C&I Curtailment | C&I Curtailment-Turnkey-Other | Medium Industrial | Miscellaneous | % of Load | 1 | 2031 | 0.0012706
ENS | Alternate Scenario | C&I Curtailment | C&I Curtailment-Turnkey-Other | Medium Industrial | Offices | % of Load | 1 | 2031 | 9.9804e-06
ENS | Alternate Scenario | C&I Curtailment | C&I Curtailment-Turnkey-Other | Medium Industrial | Retail Trade | % of Load | 1 | 2031 | 0.00045988
ENS | Alternate Scenario | C&I Curtailment | C&I Curtailment-Turnkey-Other | Medium Industrial | Services | % of Load | 1 | 2031 | 2.1176e-05
ENS | Alternate Scenario | C&I Curtailment | C&I Curtailment-Turnkey-Manual HVAC Control | Large Industrial | Miscellaneous | % of Load | 1 | 2031 | 6.7382e-05
ENS | Alternate Scenario | C&I Curtailment | C&I Curtailment-Turnkey-Auto-DR HVAC Control | Large Industrial | Miscellaneous | % of Load | 1 | 2031 | 6.6816e-06
ENS | Alternate Scenario | C&I Curtailment | C&I Curtailment-Turnkey-Standard Lighting Control | Large Industrial | Miscellaneous | % of Load | 1 | 2031 | 2.9128e-05
ENS | Alternate Scenario | C&I Curtailment | C&I Curtailment-Turnkey-Water Heating Control | Large Industrial | Miscellaneous | % of Load | 1 | 2031 | 1.4792e-06
ENS | Alternate Scenario | C&I Curtailment | C&I Curtailment-Turnkey-Other | Large Industrial | Miscellaneous | % of Load | 1 | 2031 | 3.1616e-05
ENS | Alternate Scenario | C&I Curtailment | C&I Curtailment-Turnkey-Industrial | Large Industrial | Manufacturing | % of Load | 1 | 2031 | 6.1705e-06
ENS | Alternate Scenario | C&I Loadshift to BUGs | C&I Loadshift to BUGs | Large General | Miscellaneous | % of Load | 1 | 2031 | 0.0021029
ENS | Alternate Scenario | C&I Loadshift to BUGs | C&I Loadshift to BUGs | Small Industrial | Miscellaneous | % of Load | 1 | 2031 | 0.00073799
ENS | Alternate Scenario | C&I Loadshift to BUGs | C&I Loadshift to BUGs | Medium Industrial | Manufacturing | % of Load | 1 | 2031 | 0.00043028
ENS | Alternate Scenario | C&I Loadshift to BUGs | C&I Loadshift to BUGs | Medium Industrial | Miscellaneous | % of Load | 1 | 2031 | 0.0018674
ENS | Alternate Scenario | Dynamic Pricing | Dynamic Pricing with enabling tech. | Small General | Manufacturing | % of Load | 1 | 2031 | 5.7313e-06
ENS | Alternate Scenario | Dynamic Pricing | Dynamic Pricing with enabling tech. | Residential Charitable | Residential LI | % of Load | 1 | 2031 | 0.0024733
ENS | Alternate Scenario | Dynamic Pricing | Dynamic Pricing with enabling tech. | Residential Charitable | Residential Market Rate | % of Load | 1 | 2031 | 0.014126
ENS | Alternate Scenario | Behavioral DR | Behavioral DR | Residential Charitable | Residential LI | % of Load | 1 | 2031 | 0.00029505
ENS | Alternate Scenario | Behavioral DR | Behavioral DR | Residential Charitable | Residential Market Rate | % of Load | 1 | 2031 | 0.0016852
ENS | Alternate Scenario | Time-of-Use Rates (TOU) | Time-of-Use Rates (TOU) | Residential Charitable | Residential LI | % of Load | 0 | 2031 | 0.00025817
ENS | Alternate Scenario | Time-of-Use Rates (TOU) | Time-of-Use Rates (TOU) | Residential Charitable | Residential Market Rate | % of Load | 0 | 2031 | 0.0014745
ENS | Alternate Scenario | C&I Curtailment | C&I Curtailment-Turnkey-Manual HVAC Control | General | Miscellaneous | % of Load | 1 | 2032 | 0.0013504
ENS | Alternate Scenario | C&I Curtailment | C&I Curtailment-Turnkey-Manual HVAC Control | General | Offices | % of Load | 1 | 2032 | 9.2803e-05
ENS | Alternate Scenario | C&I Curtailment | C&I Curtailment-Turnkey-Manual HVAC Control | General | Retail Trade | % of Load | 1 | 2032 | 0.00031017
ENS | Alternate Scenario | C&I Curtailment | C&I Curtailment-Turnkey-Manual HVAC Control | General | Services | % of Load | 1 | 2032 | 0.00020054
ENS | Alternate Scenario | C&I Curtailment | C&I Curtailment-Turnkey-Auto-DR HVAC Control | General | Miscellaneous | % of Load | 1 | 2032 | 0.00016739
ENS | Alternate Scenario | C&I Curtailment | C&I Curtailment-Turnkey-Auto-DR HVAC Control | General | Offices | % of Load | 1 | 2032 | 1.1503e-05
ENS | Alternate Scenario | C&I Curtailment | C&I Curtailment-Turnkey-Auto-DR HVAC Control | General | Retail Trade | % of Load | 1 | 2032 | 3.8445e-05
ENS | Alternate Scenario | C&I Curtailment | C&I Curtailment-Turnkey-Auto-DR HVAC Control | General | Services | % of Load | 1 | 2032 | 2.4857e-05
ENS | Alternate Scenario | C&I Curtailment | C&I Curtailment-Turnkey-Standard Lighting Control | General | Miscellaneous | % of Load | 1 | 2032 | 0.00056213
ENS | Alternate Scenario | C&I Curtailment | C&I Curtailment-Turnkey-Standard Lighting Control | General | Offices | % of Load | 1 | 2032 | 1.1035e-05
ENS | Alternate Scenario | C&I Curtailment | C&I Curtailment-Turnkey-Standard Lighting Control | General | Retail Trade | % of Load | 1 | 2032 | 0.00012357
ENS | Alternate Scenario | C&I Curtailment | C&I Curtailment-Turnkey-Standard Lighting Control | General | Services | % of Load | 1 | 2032 | 8e-05
ENS | Alternate Scenario | C&I Curtailment | C&I Curtailment-Turnkey-Water Heating Control | General | Miscellaneous | % of Load | 1 | 2032 | 3.769e-05
ENS | Alternate Scenario | C&I Curtailment | C&I Curtailment-Turnkey-Water Heating Control | General | Offices | % of Load | 1 | 2032 | 1.0008e-06
ENS | Alternate Scenario | C&I Curtailment | C&I Curtailment-Turnkey-Water Heating Control | General | Retail Trade | % of Load | 1 | 2032 | 2.0324e-05
ENS | Alternate Scenario | C&I Curtailment | C&I Curtailment-Turnkey-Water Heating Control | General | Services | % of Load | 1 | 2032 | 1.3123e-05
ENS | Alternate Scenario | C&I Curtailment | C&I Curtailment-Turnkey-Other | General | Miscellaneous | % of Load | 1 | 2032 | 0.00065827
ENS | Alternate Scenario | C&I Curtailment | C&I Curtailment-Turnkey-Other | General | Offices | % of Load | 1 | 2032 | 1.7903e-05
ENS | Alternate Scenario | C&I Curtailment | C&I Curtailment-Turnkey-Other | General | Retail Trade | % of Load | 1 | 2032 | 0.0002088
ENS | Alternate Scenario | C&I Curtailment | C&I Curtailment-Turnkey-Other | General | Services | % of Load | 1 | 2032 | 0.00013495
ENS | Alternate Scenario | C&I Curtailment | C&I Curtailment-Turnkey-Manual HVAC Control | Large General | Miscellaneous | % of Load | 1 | 2032 | 0.00093226
ENS | Alternate Scenario | C&I Curtailment | C&I Curtailment-Turnkey-Manual HVAC Control | Large General | Retail Trade | % of Load | 1 | 2032 | 3.8869e-05
ENS | Alternate Scenario | C&I Curtailment | C&I Curtailment-Turnkey-Manual HVAC Control | Large General | Services | % of Load | 1 | 2032 | 6.2245e-05
ENS | Alternate Scenario | C&I Curtailment | C&I Curtailment-Turnkey-Auto-DR HVAC Control | Large General | Miscellaneous | % of Load | 1 | 2032 | 0.00011555
ENS | Alternate Scenario | C&I Curtailment | C&I Curtailment-Turnkey-Auto-DR HVAC Control | Large General | Retail Trade | % of Load | 1 | 2032 | 4.8179e-06
ENS | Alternate Scenario | C&I Curtailment | C&I Curtailment-Turnkey-Auto-DR HVAC Control | Large General | Services | % of Load | 1 | 2032 | 7.7153e-06
ENS | Alternate Scenario | C&I Curtailment | C&I Curtailment-Turnkey-Standard Lighting Control | Large General | Miscellaneous | % of Load | 1 | 2032 | 0.00040301
ENS | Alternate Scenario | C&I Curtailment | C&I Curtailment-Turnkey-Standard Lighting Control | Large General | Retail Trade | % of Load | 1 | 2032 | 1.5384e-05
ENS | Alternate Scenario | C&I Curtailment | C&I Curtailment-Turnkey-Standard Lighting Control | Large General | Services | % of Load | 1 | 2032 | 2.4636e-05
ENS | Alternate Scenario | C&I Curtailment | C&I Curtailment-Turnkey-Water Heating Control | Large General | Miscellaneous | % of Load | 1 | 2032 | 2.0466e-05
ENS | Alternate Scenario | C&I Curtailment | C&I Curtailment-Turnkey-Water Heating Control | Large General | Retail Trade | % of Load | 1 | 2032 | 2.564e-06
ENS | Alternate Scenario | C&I Curtailment | C&I Curtailment-Turnkey-Water Heating Control | Large General | Services | % of Load | 1 | 2032 | 4.106e-06
ENS | Alternate Scenario | C&I Curtailment | C&I Curtailment-Turnkey-Other | Large General | Miscellaneous | % of Load | 1 | 2032 | 0.00043743
ENS | Alternate Scenario | C&I Curtailment | C&I Curtailment-Turnkey-Other | Large General | Retail Trade | % of Load | 1 | 2032 | 2.6216e-05
ENS | Alternate Scenario | C&I Curtailment | C&I Curtailment-Turnkey-Other | Large General | Services | % of Load | 1 | 2032 | 4.1982e-05
ENS | Alternate Scenario | C&I Curtailment | C&I Curtailment-Turnkey-Manual HVAC Control | Small Industrial | Miscellaneous | % of Load | 1 | 2032 | 0.00019736
ENS | Alternate Scenario | C&I Curtailment | C&I Curtailment-Turnkey-Manual HVAC Control | Small Industrial | Offices | % of Load | 1 | 2032 | 2.5291e-06
ENS | Alternate Scenario | C&I Curtailment | C&I Curtailment-Turnkey-Manual HVAC Control | Small Industrial | Retail Trade | % of Load | 1 | 2032 | 8.3361e-06
ENS | Alternate Scenario | C&I Curtailment | C&I Curtailment-Turnkey-Manual HVAC Control | Small Industrial | Services | % of Load | 1 | 2032 | 2.6336e-06
ENS | Alternate Scenario | C&I Curtailment | C&I Curtailment-Turnkey-Auto-DR HVAC Control | Small Industrial | Miscellaneous | % of Load | 1 | 2032 | 2.4463e-05
ENS | Alternate Scenario | C&I Curtailment | C&I Curtailment-Turnkey-Auto-DR HVAC Control | Small Industrial | Offices | % of Load | 1 | 2032 | 3.1349e-07
ENS | Alternate Scenario | C&I Curtailment | C&I Curtailment-Turnkey-Auto-DR HVAC Control | Small Industrial | Retail Trade | % of Load | 1 | 2032 | 1.0333e-06
ENS | Alternate Scenario | C&I Curtailment | C&I Curtailment-Turnkey-Auto-DR HVAC Control | Small Industrial | Services | % of Load | 1 | 2032 | 3.2643e-07
ENS | Alternate Scenario | C&I Curtailment | C&I Curtailment-Turnkey-Standard Lighting Control | Small Industrial | Miscellaneous | % of Load | 1 | 2032 | 6.1067e-05
ENS | Alternate Scenario | C&I Curtailment | C&I Curtailment-Turnkey-Standard Lighting Control | Small Industrial | Offices | % of Load | 1 | 2032 | 3.2971e-07
ENS | Alternate Scenario | C&I Curtailment | C&I Curtailment-Turnkey-Standard Lighting Control | Small Industrial | Retail Trade | % of Load | 1 | 2032 | 3.6076e-06
ENS | Alternate Scenario | C&I Curtailment | C&I Curtailment-Turnkey-Standard Lighting Control | Small Industrial | Services | % of Load | 1 | 2032 | 1.1397e-06
ENS | Alternate Scenario | C&I Curtailment | C&I Curtailment-Turnkey-Water Heating Control | Small Industrial | Miscellaneous | % of Load | 1 | 2032 | 5.1557e-06
ENS | Alternate Scenario | C&I Curtailment | C&I Curtailment-Turnkey-Water Heating Control | Small Industrial | Offices | % of Load | 1 | 2032 | 2.6133e-08
ENS | Alternate Scenario | C&I Curtailment | C&I Curtailment-Turnkey-Water Heating Control | Small Industrial | Retail Trade | % of Load | 1 | 2032 | 4.9799e-07
ENS | Alternate Scenario | C&I Curtailment | C&I Curtailment-Turnkey-Water Heating Control | Small Industrial | Services | % of Load | 1 | 2032 | 1.5733e-07
ENS | Alternate Scenario | C&I Curtailment | C&I Curtailment-Turnkey-Other | Small Industrial | Miscellaneous | % of Load | 1 | 2032 | 7.9066e-05
ENS | Alternate Scenario | C&I Curtailment | C&I Curtailment-Turnkey-Other | Small Industrial | Offices | % of Load | 1 | 2032 | 4.9337e-07
ENS | Alternate Scenario | C&I Curtailment | C&I Curtailment-Turnkey-Other | Small Industrial | Retail Trade | % of Load | 1 | 2032 | 5.4701e-06
ENS | Alternate Scenario | C&I Curtailment | C&I Curtailment-Turnkey-Other | Small Industrial | Services | % of Load | 1 | 2032 | 1.7282e-06
ENS | Alternate Scenario | C&I Curtailment | C&I Curtailment-Turnkey-Industrial | Small Industrial | Manufacturing | % of Load | 1 | 2032 | 1.8794e-05
ENS | Alternate Scenario | C&I Curtailment | C&I Curtailment-Turnkey-Manual HVAC Control | Medium Industrial | Miscellaneous | % of Load | 1 | 2032 | 0.0031632
ENS | Alternate Scenario | C&I Curtailment | C&I Curtailment-Turnkey-Manual HVAC Control | Medium Industrial | Offices | % of Load | 1 | 2032 | 5.1026e-05
ENS | Alternate Scenario | C&I Curtailment | C&I Curtailment-Turnkey-Manual HVAC Control | Medium Industrial | Retail Trade | % of Load | 1 | 2032 | 0.00069897
ENS | Alternate Scenario | C&I Curtailment | C&I Curtailment-Turnkey-Manual HVAC Control | Medium Industrial | Services | % of Load | 1 | 2032 | 3.2185e-05
ENS | Alternate Scenario | C&I Curtailment | C&I Curtailment-Turnkey-Auto-DR HVAC Control | Medium Industrial | Miscellaneous | % of Load | 1 | 2032 | 0.00039208
ENS | Alternate Scenario | C&I Curtailment | C&I Curtailment-Turnkey-Auto-DR HVAC Control | Medium Industrial | Offices | % of Load | 1 | 2032 | 6.3247e-06
ENS | Alternate Scenario | C&I Curtailment | C&I Curtailment-Turnkey-Auto-DR HVAC Control | Medium Industrial | Retail Trade | % of Load | 1 | 2032 | 8.6637e-05
ENS | Alternate Scenario | C&I Curtailment | C&I Curtailment-Turnkey-Auto-DR HVAC Control | Medium Industrial | Services | % of Load | 1 | 2032 | 3.9894e-06
ENS | Alternate Scenario | C&I Curtailment | C&I Curtailment-Turnkey-Standard Lighting Control | Medium Industrial | Miscellaneous | % of Load | 1 | 2032 | 0.00097873
ENS | Alternate Scenario | C&I Curtailment | C&I Curtailment-Turnkey-Standard Lighting Control | Medium Industrial | Offices | % of Load | 1 | 2032 | 6.652e-06
ENS | Alternate Scenario | C&I Curtailment | C&I Curtailment-Turnkey-Standard Lighting Control | Medium Industrial | Retail Trade | % of Load | 1 | 2032 | 0.0003025
ENS | Alternate Scenario | C&I Curtailment | C&I Curtailment-Turnkey-Standard Lighting Control | Medium Industrial | Services | % of Load | 1 | 2032 | 1.3929e-05
ENS | Alternate Scenario | C&I Curtailment | C&I Curtailment-Turnkey-Water Heating Control | Medium Industrial | Miscellaneous | % of Load | 1 | 2032 | 8.2633e-05
ENS | Alternate Scenario | C&I Curtailment | C&I Curtailment-Turnkey-Water Heating Control | Medium Industrial | Offices | % of Load | 1 | 2032 | 5.2724e-07
ENS | Alternate Scenario | C&I Curtailment | C&I Curtailment-Turnkey-Water Heating Control | Medium Industrial | Retail Trade | % of Load | 1 | 2032 | 4.1756e-05
ENS | Alternate Scenario | C&I Curtailment | C&I Curtailment-Turnkey-Water Heating Control | Medium Industrial | Services | % of Load | 1 | 2032 | 1.9227e-06
ENS | Alternate Scenario | C&I Curtailment | C&I Curtailment-Turnkey-Other | Medium Industrial | Miscellaneous | % of Load | 1 | 2032 | 0.0012672
ENS | Alternate Scenario | C&I Curtailment | C&I Curtailment-Turnkey-Other | Medium Industrial | Offices | % of Load | 1 | 2032 | 9.9539e-06
ENS | Alternate Scenario | C&I Curtailment | C&I Curtailment-Turnkey-Other | Medium Industrial | Retail Trade | % of Load | 1 | 2032 | 0.00045866
ENS | Alternate Scenario | C&I Curtailment | C&I Curtailment-Turnkey-Other | Medium Industrial | Services | % of Load | 1 | 2032 | 2.112e-05
ENS | Alternate Scenario | C&I Curtailment | C&I Curtailment-Turnkey-Manual HVAC Control | Large Industrial | Miscellaneous | % of Load | 1 | 2032 | 6.6696e-05
ENS | Alternate Scenario | C&I Curtailment | C&I Curtailment-Turnkey-Auto-DR HVAC Control | Large Industrial | Miscellaneous | % of Load | 1 | 2032 | 8.2669e-06
ENS | Alternate Scenario | C&I Curtailment | C&I Curtailment-Turnkey-Standard Lighting Control | Large Industrial | Miscellaneous | % of Load | 1 | 2032 | 2.8832e-05
ENS | Alternate Scenario | C&I Curtailment | C&I Curtailment-Turnkey-Water Heating Control | Large Industrial | Miscellaneous | % of Load | 1 | 2032 | 1.4642e-06
ENS | Alternate Scenario | C&I Curtailment | C&I Curtailment-Turnkey-Other | Large Industrial | Miscellaneous | % of Load | 1 | 2032 | 3.1294e-05
ENS | Alternate Scenario | C&I Curtailment | C&I Curtailment-Turnkey-Industrial | Large Industrial | Manufacturing | % of Load | 1 | 2032 | 6.1077e-06
ENS | Alternate Scenario | C&I Loadshift to BUGs | C&I Loadshift to BUGs | Large General | Miscellaneous | % of Load | 1 | 2032 | 0.0020829
ENS | Alternate Scenario | C&I Loadshift to BUGs | C&I Loadshift to BUGs | Small Industrial | Miscellaneous | % of Load | 1 | 2032 | 0.0007383
ENS | Alternate Scenario | C&I Loadshift to BUGs | C&I Loadshift to BUGs | Medium Industrial | Manufacturing | % of Load | 1 | 2032 | 0.00042914
ENS | Alternate Scenario | C&I Loadshift to BUGs | C&I Loadshift to BUGs | Medium Industrial | Miscellaneous | % of Load | 1 | 2032 | 0.0018625
ENS | Alternate Scenario | Dynamic Pricing | Dynamic Pricing with enabling tech. | Small General | Manufacturing | % of Load | 1 | 2032 | 5.8525e-06
ENS | Alternate Scenario | Dynamic Pricing | Dynamic Pricing with enabling tech. | Residential Charitable | Residential LI | % of Load | 1 | 2032 | 0.0024649
ENS | Alternate Scenario | Dynamic Pricing | Dynamic Pricing with enabling tech. | Residential Charitable | Residential Market Rate | % of Load | 1 | 2032 | 0.014078
ENS | Alternate Scenario | Behavioral DR | Behavioral DR | Residential Charitable | Residential LI | % of Load | 1 | 2032 | 0.00029405
ENS | Alternate Scenario | Behavioral DR | Behavioral DR | Residential Charitable | Residential Market Rate | % of Load | 1 | 2032 | 0.0016795
ENS | Alternate Scenario | Time-of-Use Rates (TOU) | Time-of-Use Rates (TOU) | Residential Charitable | Residential LI | % of Load | 0 | 2032 | 0.0002573
ENS | Alternate Scenario | Time-of-Use Rates (TOU) | Time-of-Use Rates (TOU) | Residential Charitable | Residential Market Rate | % of Load | 0 | 2032 | 0.0014695
ENS | Alternate Scenario | C&I Curtailment | C&I Curtailment-Turnkey-Manual HVAC Control | General | Miscellaneous | % of Load | 1 | 2033 | 0.0013504
ENS | Alternate Scenario | C&I Curtailment | C&I Curtailment-Turnkey-Manual HVAC Control | General | Offices | % of Load | 1 | 2033 | 9.2803e-05
ENS | Alternate Scenario | C&I Curtailment | C&I Curtailment-Turnkey-Manual HVAC Control | General | Retail Trade | % of Load | 1 | 2033 | 0.00031017
ENS | Alternate Scenario | C&I Curtailment | C&I Curtailment-Turnkey-Manual HVAC Control | General | Services | % of Load | 1 | 2033 | 0.00020054
ENS | Alternate Scenario | C&I Curtailment | C&I Curtailment-Turnkey-Auto-DR HVAC Control | General | Miscellaneous | % of Load | 1 | 2033 | 0.00020923
ENS | Alternate Scenario | C&I Curtailment | C&I Curtailment-Turnkey-Auto-DR HVAC Control | General | Offices | % of Load | 1 | 2033 | 1.4379e-05
ENS | Alternate Scenario | C&I Curtailment | C&I Curtailment-Turnkey-Auto-DR HVAC Control | General | Retail Trade | % of Load | 1 | 2033 | 4.8056e-05
ENS | Alternate Scenario | C&I Curtailment | C&I Curtailment-Turnkey-Auto-DR HVAC Control | General | Services | % of Load | 1 | 2033 | 3.1071e-05
ENS | Alternate Scenario | C&I Curtailment | C&I Curtailment-Turnkey-Standard Lighting Control | General | Miscellaneous | % of Load | 1 | 2033 | 0.00056213
ENS | Alternate Scenario | C&I Curtailment | C&I Curtailment-Turnkey-Standard Lighting Control | General | Offices | % of Load | 1 | 2033 | 1.1035e-05
ENS | Alternate Scenario | C&I Curtailment | C&I Curtailment-Turnkey-Standard Lighting Control | General | Retail Trade | % of Load | 1 | 2033 | 0.00012357
ENS | Alternate Scenario | C&I Curtailment | C&I Curtailment-Turnkey-Standard Lighting Control | General | Services | % of Load | 1 | 2033 | 8e-05
ENS | Alternate Scenario | C&I Curtailment | C&I Curtailment-Turnkey-Water Heating Control | General | Miscellaneous | % of Load | 1 | 2033 | 3.769e-05
ENS | Alternate Scenario | C&I Curtailment | C&I Curtailment-Turnkey-Water Heating Control | General | Offices | % of Load | 1 | 2033 | 1.0008e-06
ENS | Alternate Scenario | C&I Curtailment | C&I Curtailment-Turnkey-Water Heating Control | General | Retail Trade | % of Load | 1 | 2033 | 2.0324e-05
ENS | Alternate Scenario | C&I Curtailment | C&I Curtailment-Turnkey-Water Heating Control | General | Services | % of Load | 1 | 2033 | 1.3123e-05
ENS | Alternate Scenario | C&I Curtailment | C&I Curtailment-Turnkey-Other | General | Miscellaneous | % of Load | 1 | 2033 | 0.00065827
ENS | Alternate Scenario | C&I Curtailment | C&I Curtailment-Turnkey-Other | General | Offices | % of Load | 1 | 2033 | 1.7903e-05
ENS | Alternate Scenario | C&I Curtailment | C&I Curtailment-Turnkey-Other | General | Retail Trade | % of Load | 1 | 2033 | 0.0002088
ENS | Alternate Scenario | C&I Curtailment | C&I Curtailment-Turnkey-Other | General | Services | % of Load | 1 | 2033 | 0.00013495
ENS | Alternate Scenario | C&I Curtailment | C&I Curtailment-Turnkey-Manual HVAC Control | Large General | Miscellaneous | % of Load | 1 | 2033 | 0.00093226
ENS | Alternate Scenario | C&I Curtailment | C&I Curtailment-Turnkey-Manual HVAC Control | Large General | Retail Trade | % of Load | 1 | 2033 | 3.8869e-05
ENS | Alternate Scenario | C&I Curtailment | C&I Curtailment-Turnkey-Manual HVAC Control | Large General | Services | % of Load | 1 | 2033 | 6.2245e-05
ENS | Alternate Scenario | C&I Curtailment | C&I Curtailment-Turnkey-Auto-DR HVAC Control | Large General | Miscellaneous | % of Load | 1 | 2033 | 0.00014444
ENS | Alternate Scenario | C&I Curtailment | C&I Curtailment-Turnkey-Auto-DR HVAC Control | Large General | Retail Trade | % of Load | 1 | 2033 | 6.0224e-06
ENS | Alternate Scenario | C&I Curtailment | C&I Curtailment-Turnkey-Auto-DR HVAC Control | Large General | Services | % of Load | 1 | 2033 | 9.6441e-06
ENS | Alternate Scenario | C&I Curtailment | C&I Curtailment-Turnkey-Standard Lighting Control | Large General | Miscellaneous | % of Load | 1 | 2033 | 0.00040301
ENS | Alternate Scenario | C&I Curtailment | C&I Curtailment-Turnkey-Standard Lighting Control | Large General | Retail Trade | % of Load | 1 | 2033 | 1.5384e-05
ENS | Alternate Scenario | C&I Curtailment | C&I Curtailment-Turnkey-Standard Lighting Control | Large General | Services | % of Load | 1 | 2033 | 2.4636e-05
ENS | Alternate Scenario | C&I Curtailment | C&I Curtailment-Turnkey-Water Heating Control | Large General | Miscellaneous | % of Load | 1 | 2033 | 2.0466e-05
ENS | Alternate Scenario | C&I Curtailment | C&I Curtailment-Turnkey-Water Heating Control | Large General | Retail Trade | % of Load | 1 | 2033 | 2.564e-06
ENS | Alternate Scenario | C&I Curtailment | C&I Curtailment-Turnkey-Water Heating Control | Large General | Services | % of Load | 1 | 2033 | 4.106e-06
ENS | Alternate Scenario | C&I Curtailment | C&I Curtailment-Turnkey-Other | Large General | Miscellaneous | % of Load | 1 | 2033 | 0.00043743
ENS | Alternate Scenario | C&I Curtailment | C&I Curtailment-Turnkey-Other | Large General | Retail Trade | % of Load | 1 | 2033 | 2.6216e-05
ENS | Alternate Scenario | C&I Curtailment | C&I Curtailment-Turnkey-Other | Large General | Services | % of Load | 1 | 2033 | 4.1982e-05
ENS | Alternate Scenario | C&I Curtailment | C&I Curtailment-Turnkey-Manual HVAC Control | Small Industrial | Miscellaneous | % of Load | 1 | 2033 | 0.00019736
ENS | Alternate Scenario | C&I Curtailment | C&I Curtailment-Turnkey-Manual HVAC Control | Small Industrial | Offices | % of Load | 1 | 2033 | 2.5291e-06
ENS | Alternate Scenario | C&I Curtailment | C&I Curtailment-Turnkey-Manual HVAC Control | Small Industrial | Retail Trade | % of Load | 1 | 2033 | 8.3361e-06
ENS | Alternate Scenario | C&I Curtailment | C&I Curtailment-Turnkey-Manual HVAC Control | Small Industrial | Services | % of Load | 1 | 2033 | 2.6336e-06
ENS | Alternate Scenario | C&I Curtailment | C&I Curtailment-Turnkey-Auto-DR HVAC Control | Small Industrial | Miscellaneous | % of Load | 1 | 2033 | 3.0579e-05
ENS | Alternate Scenario | C&I Curtailment | C&I Curtailment-Turnkey-Auto-DR HVAC Control | Small Industrial | Offices | % of Load | 1 | 2033 | 3.9186e-07
ENS | Alternate Scenario | C&I Curtailment | C&I Curtailment-Turnkey-Auto-DR HVAC Control | Small Industrial | Retail Trade | % of Load | 1 | 2033 | 1.2916e-06
ENS | Alternate Scenario | C&I Curtailment | C&I Curtailment-Turnkey-Auto-DR HVAC Control | Small Industrial | Services | % of Load | 1 | 2033 | 4.0804e-07
ENS | Alternate Scenario | C&I Curtailment | C&I Curtailment-Turnkey-Standard Lighting Control | Small Industrial | Miscellaneous | % of Load | 1 | 2033 | 6.1067e-05
ENS | Alternate Scenario | C&I Curtailment | C&I Curtailment-Turnkey-Standard Lighting Control | Small Industrial | Offices | % of Load | 1 | 2033 | 3.2971e-07
ENS | Alternate Scenario | C&I Curtailment | C&I Curtailment-Turnkey-Standard Lighting Control | Small Industrial | Retail Trade | % of Load | 1 | 2033 | 3.6076e-06
ENS | Alternate Scenario | C&I Curtailment | C&I Curtailment-Turnkey-Standard Lighting Control | Small Industrial | Services | % of Load | 1 | 2033 | 1.1397e-06
ENS | Alternate Scenario | C&I Curtailment | C&I Curtailment-Turnkey-Water Heating Control | Small Industrial | Miscellaneous | % of Load | 1 | 2033 | 5.1557e-06
ENS | Alternate Scenario | C&I Curtailment | C&I Curtailment-Turnkey-Water Heating Control | Small Industrial | Offices | % of Load | 1 | 2033 | 2.6133e-08
ENS | Alternate Scenario | C&I Curtailment | C&I Curtailment-Turnkey-Water Heating Control | Small Industrial | Retail Trade | % of Load | 1 | 2033 | 4.9799e-07
ENS | Alternate Scenario | C&I Curtailment | C&I Curtailment-Turnkey-Water Heating Control | Small Industrial | Services | % of Load | 1 | 2033 | 1.5733e-07
ENS | Alternate Scenario | C&I Curtailment | C&I Curtailment-Turnkey-Other | Small Industrial | Miscellaneous | % of Load | 1 | 2033 | 7.9066e-05
ENS | Alternate Scenario | C&I Curtailment | C&I Curtailment-Turnkey-Other | Small Industrial | Offices | % of Load | 1 | 2033 | 4.9337e-07
ENS | Alternate Scenario | C&I Curtailment | C&I Curtailment-Turnkey-Other | Small Industrial | Retail Trade | % of Load | 1 | 2033 | 5.4701e-06
ENS | Alternate Scenario | C&I Curtailment | C&I Curtailment-Turnkey-Other | Small Industrial | Services | % of Load | 1 | 2033 | 1.7282e-06
ENS | Alternate Scenario | C&I Curtailment | C&I Curtailment-Turnkey-Industrial | Small Industrial | Manufacturing | % of Load | 1 | 2033 | 1.8794e-05
ENS | Alternate Scenario | C&I Curtailment | C&I Curtailment-Turnkey-Manual HVAC Control | Medium Industrial | Miscellaneous | % of Load | 1 | 2033 | 0.0031632
ENS | Alternate Scenario | C&I Curtailment | C&I Curtailment-Turnkey-Manual HVAC Control | Medium Industrial | Offices | % of Load | 1 | 2033 | 5.1026e-05
ENS | Alternate Scenario | C&I Curtailment | C&I Curtailment-Turnkey-Manual HVAC Control | Medium Industrial | Retail Trade | % of Load | 1 | 2033 | 0.00069897
ENS | Alternate Scenario | C&I Curtailment | C&I Curtailment-Turnkey-Manual HVAC Control | Medium Industrial | Services | % of Load | 1 | 2033 | 3.2185e-05
ENS | Alternate Scenario | C&I Curtailment | C&I Curtailment-Turnkey-Auto-DR HVAC Control | Medium Industrial | Miscellaneous | % of Load | 1 | 2033 | 0.0004901
ENS | Alternate Scenario | C&I Curtailment | C&I Curtailment-Turnkey-Auto-DR HVAC Control | Medium Industrial | Offices | % of Load | 1 | 2033 | 7.9058e-06
ENS | Alternate Scenario | C&I Curtailment | C&I Curtailment-Turnkey-Auto-DR HVAC Control | Medium Industrial | Retail Trade | % of Load | 1 | 2033 | 0.0001083
ENS | Alternate Scenario | C&I Curtailment | C&I Curtailment-Turnkey-Auto-DR HVAC Control | Medium Industrial | Services | % of Load | 1 | 2033 | 4.9867e-06
ENS | Alternate Scenario | C&I Curtailment | C&I Curtailment-Turnkey-Standard Lighting Control | Medium Industrial | Miscellaneous | % of Load | 1 | 2033 | 0.00097873
ENS | Alternate Scenario | C&I Curtailment | C&I Curtailment-Turnkey-Standard Lighting Control | Medium Industrial | Offices | % of Load | 1 | 2033 | 6.652e-06
ENS | Alternate Scenario | C&I Curtailment | C&I Curtailment-Turnkey-Standard Lighting Control | Medium Industrial | Retail Trade | % of Load | 1 | 2033 | 0.0003025
ENS | Alternate Scenario | C&I Curtailment | C&I Curtailment-Turnkey-Standard Lighting Control | Medium Industrial | Services | % of Load | 1 | 2033 | 1.3929e-05
ENS | Alternate Scenario | C&I Curtailment | C&I Curtailment-Turnkey-Water Heating Control | Medium Industrial | Miscellaneous | % of Load | 1 | 2033 | 8.2633e-05
ENS | Alternate Scenario | C&I Curtailment | C&I Curtailment-Turnkey-Water Heating Control | Medium Industrial | Offices | % of Load | 1 | 2033 | 5.2724e-07
ENS | Alternate Scenario | C&I Curtailment | C&I Curtailment-Turnkey-Water Heating Control | Medium Industrial | Retail Trade | % of Load | 1 | 2033 | 4.1756e-05
ENS | Alternate Scenario | C&I Curtailment | C&I Curtailment-Turnkey-Water Heating Control | Medium Industrial | Services | % of Load | 1 | 2033 | 1.9227e-06
ENS | Alternate Scenario | C&I Curtailment | C&I Curtailment-Turnkey-Other | Medium Industrial | Miscellaneous | % of Load | 1 | 2033 | 0.0012672
ENS | Alternate Scenario | C&I Curtailment | C&I Curtailment-Turnkey-Other | Medium Industrial | Offices | % of Load | 1 | 2033 | 9.9539e-06
ENS | Alternate Scenario | C&I Curtailment | C&I Curtailment-Turnkey-Other | Medium Industrial | Retail Trade | % of Load | 1 | 2033 | 0.00045866
ENS | Alternate Scenario | C&I Curtailment | C&I Curtailment-Turnkey-Other | Medium Industrial | Services | % of Load | 1 | 2033 | 2.112e-05
ENS | Alternate Scenario | C&I Curtailment | C&I Curtailment-Turnkey-Manual HVAC Control | Large Industrial | Miscellaneous | % of Load | 1 | 2033 | 6.6696e-05
ENS | Alternate Scenario | C&I Curtailment | C&I Curtailment-Turnkey-Auto-DR HVAC Control | Large Industrial | Miscellaneous | % of Load | 1 | 2033 | 1.0334e-05
ENS | Alternate Scenario | C&I Curtailment | C&I Curtailment-Turnkey-Standard Lighting Control | Large Industrial | Miscellaneous | % of Load | 1 | 2033 | 2.8832e-05
ENS | Alternate Scenario | C&I Curtailment | C&I Curtailment-Turnkey-Water Heating Control | Large Industrial | Miscellaneous | % of Load | 1 | 2033 | 1.4642e-06
ENS | Alternate Scenario | C&I Curtailment | C&I Curtailment-Turnkey-Other | Large Industrial | Miscellaneous | % of Load | 1 | 2033 | 3.1294e-05
ENS | Alternate Scenario | C&I Curtailment | C&I Curtailment-Turnkey-Industrial | Large Industrial | Manufacturing | % of Load | 1 | 2033 | 6.1077e-06
ENS | Alternate Scenario | C&I Loadshift to BUGs | C&I Loadshift to BUGs | Large General | Miscellaneous | % of Load | 1 | 2033 | 0.0020829
ENS | Alternate Scenario | C&I Loadshift to BUGs | C&I Loadshift to BUGs | Small Industrial | Miscellaneous | % of Load | 1 | 2033 | 0.0007383
ENS | Alternate Scenario | C&I Loadshift to BUGs | C&I Loadshift to BUGs | Medium Industrial | Manufacturing | % of Load | 1 | 2033 | 0.00042914
ENS | Alternate Scenario | C&I Loadshift to BUGs | C&I Loadshift to BUGs | Medium Industrial | Miscellaneous | % of Load | 1 | 2033 | 0.0018625
ENS | Alternate Scenario | Dynamic Pricing | Dynamic Pricing with enabling tech. | Small General | Manufacturing | % of Load | 1 | 2033 | 5.8525e-06
ENS | Alternate Scenario | Dynamic Pricing | Dynamic Pricing with enabling tech. | Residential Charitable | Residential LI | % of Load | 1 | 2033 | 0.0024649
ENS | Alternate Scenario | Dynamic Pricing | Dynamic Pricing with enabling tech. | Residential Charitable | Residential Market Rate | % of Load | 1 | 2033 | 0.014078
ENS | Alternate Scenario | Behavioral DR | Behavioral DR | Residential Charitable | Residential LI | % of Load | 1 | 2033 | 0.00029405
ENS | Alternate Scenario | Behavioral DR | Behavioral DR | Residential Charitable | Residential Market Rate | % of Load | 1 | 2033 | 0.0016795
ENS | Alternate Scenario | Time-of-Use Rates (TOU) | Time-of-Use Rates (TOU) | Residential Charitable | Residential LI | % of Load | 0 | 2033 | 0.0002573
ENS | Alternate Scenario | Time-of-Use Rates (TOU) | Time-of-Use Rates (TOU) | Residential Charitable | Residential Market Rate | % of Load | 0 | 2033 | 0.0014695
ENS | Preferred Plan | DLC-Thermostat | DLC-Thermostat-BYOT-Central Heat Pump | Residential Charitable | Residential LI | % of Load | 0 | 2025 | 1.2107e-05
ENS | Preferred Plan | DLC-Thermostat | DLC-Thermostat-BYOT-Central Heat Pump | Residential Charitable | Residential Market Rate | % of Load | 0 | 2025 | 7.4088e-05
ENS | Preferred Plan | DLC-Thermostat | DLC-Thermostat-DI-Baseboard Heating | Residential Charitable | Residential LI | % of Load | 0 | 2025 | 6.2554e-05
ENS | Preferred Plan | DLC-Thermostat | DLC-Thermostat-DI-Baseboard Heating | Residential Charitable | Residential Market Rate | % of Load | 0 | 2025 | 0.00059545
ENS | Preferred Plan | DLC-Thermostat | DLC-Thermostat-BYOT-Baseboard Heating | Residential Charitable | Residential LI | % of Load | 0 | 2025 | 4.3272e-06
ENS | Preferred Plan | DLC-Thermostat | DLC-Thermostat-BYOT-Baseboard Heating | Residential Charitable | Residential Market Rate | % of Load | 0 | 2025 | 4.119e-05
ENS | Preferred Plan | DLC-Thermostat | DLC-Thermostat-DI-MSHP | Residential Charitable | Residential LI | % of Load | 0 | 2025 | 2.4668e-05
ENS | Preferred Plan | DLC-Thermostat | DLC-Thermostat-DI-MSHP | Residential Charitable | Residential Market Rate | % of Load | 0 | 2025 | 0.00023482
ENS | Preferred Plan | DLC-Thermostat | DLC-Thermostat-BYOT-MSHP | Residential Charitable | Residential LI | % of Load | 0 | 2025 | 4.3584e-06
ENS | Preferred Plan | DLC-Thermostat | DLC-Thermostat-BYOT-MSHP | Residential Charitable | Residential Market Rate | % of Load | 0 | 2025 | 4.1488e-05
ENS | Preferred Plan | DLC-Water Heating | DLC-Switch-Water Heating | Residential Charitable | Residential LI | % of Load | 0 | 2025 | 1.5944e-05
ENS | Preferred Plan | DLC-Water Heating | DLC-Switch-Water Heating | Residential Charitable | Residential Market Rate | % of Load | 0 | 2025 | 0.00018212
ENS | Preferred Plan | C&I Curtailment | C&I Curtailment-Turnkey-Manual HVAC Control | General | Miscellaneous | % of Load | 1 | 2025 | 0.00056877
ENS | Preferred Plan | C&I Curtailment | C&I Curtailment-Turnkey-Manual HVAC Control | General | Offices | % of Load | 1 | 2025 | 3.734e-05
ENS | Preferred Plan | C&I Curtailment | C&I Curtailment-Turnkey-Manual HVAC Control | General | Retail Trade | % of Load | 1 | 2025 | 0.00013408
ENS | Preferred Plan | C&I Curtailment | C&I Curtailment-Turnkey-Manual HVAC Control | General | Services | % of Load | 1 | 2025 | 8.6677e-05
ENS | Preferred Plan | C&I Curtailment | C&I Curtailment-Turnkey-Auto-DR HVAC Control | General | Miscellaneous | % of Load | 1 | 2025 | 1.4326e-05
ENS | Preferred Plan | C&I Curtailment | C&I Curtailment-Turnkey-Auto-DR HVAC Control | General | Offices | % of Load | 1 | 2025 | 9.4053e-07
ENS | Preferred Plan | C&I Curtailment | C&I Curtailment-Turnkey-Auto-DR HVAC Control | General | Retail Trade | % of Load | 1 | 2025 | 3.3773e-06
ENS | Preferred Plan | C&I Curtailment | C&I Curtailment-Turnkey-Auto-DR HVAC Control | General | Services | % of Load | 1 | 2025 | 2.1832e-06
ENS | Preferred Plan | C&I Curtailment | C&I Curtailment-Turnkey-Standard Lighting Control | General | Miscellaneous | % of Load | 1 | 2025 | 0.00024115
ENS | Preferred Plan | C&I Curtailment | C&I Curtailment-Turnkey-Standard Lighting Control | General | Offices | % of Load | 1 | 2025 | 5.1324e-06
ENS | Preferred Plan | C&I Curtailment | C&I Curtailment-Turnkey-Standard Lighting Control | General | Retail Trade | % of Load | 1 | 2025 | 5.6126e-05
ENS | Preferred Plan | C&I Curtailment | C&I Curtailment-Turnkey-Standard Lighting Control | General | Services | % of Load | 1 | 2025 | 3.6306e-05
ENS | Preferred Plan | C&I Curtailment | C&I Curtailment-Turnkey-Water Heating Control | General | Miscellaneous | % of Load | 1 | 2025 | 1.3914e-05
ENS | Preferred Plan | C&I Curtailment | C&I Curtailment-Turnkey-Water Heating Control | General | Offices | % of Load | 1 | 2025 | 3.7523e-07
ENS | Preferred Plan | C&I Curtailment | C&I Curtailment-Turnkey-Water Heating Control | General | Retail Trade | % of Load | 1 | 2025 | 7.3534e-06
ENS | Preferred Plan | C&I Curtailment | C&I Curtailment-Turnkey-Water Heating Control | General | Services | % of Load | 1 | 2025 | 4.7511e-06
ENS | Preferred Plan | C&I Curtailment | C&I Curtailment-Turnkey-Other | General | Miscellaneous | % of Load | 1 | 2025 | 0.00025093
ENS | Preferred Plan | C&I Curtailment | C&I Curtailment-Turnkey-Other | General | Offices | % of Load | 1 | 2025 | 6.9167e-06
ENS | Preferred Plan | C&I Curtailment | C&I Curtailment-Turnkey-Other | General | Retail Trade | % of Load | 1 | 2025 | 7.9123e-05
ENS | Preferred Plan | C&I Curtailment | C&I Curtailment-Turnkey-Other | General | Services | % of Load | 1 | 2025 | 5.1145e-05
ENS | Preferred Plan | C&I Curtailment | C&I Curtailment-Turnkey-Manual HVAC Control | Large General | Miscellaneous | % of Load | 1 | 2025 | 0.00039559
ENS | Preferred Plan | C&I Curtailment | C&I Curtailment-Turnkey-Manual HVAC Control | Large General | Retail Trade | % of Load | 1 | 2025 | 1.7097e-05
ENS | Preferred Plan | C&I Curtailment | C&I Curtailment-Turnkey-Manual HVAC Control | Large General | Services | % of Load | 1 | 2025 | 2.7379e-05
ENS | Preferred Plan | C&I Curtailment | C&I Curtailment-Turnkey-Auto-DR HVAC Control | Large General | Miscellaneous | % of Load | 1 | 2025 | 9.9643e-06
ENS | Preferred Plan | C&I Curtailment | C&I Curtailment-Turnkey-Auto-DR HVAC Control | Large General | Retail Trade | % of Load | 1 | 2025 | 4.3064e-07
ENS | Preferred Plan | C&I Curtailment | C&I Curtailment-Turnkey-Auto-DR HVAC Control | Large General | Services | % of Load | 1 | 2025 | 6.8962e-07
ENS | Preferred Plan | C&I Curtailment | C&I Curtailment-Turnkey-Standard Lighting Control | Large General | Miscellaneous | % of Load | 1 | 2025 | 0.00017426
ENS | Preferred Plan | C&I Curtailment | C&I Curtailment-Turnkey-Standard Lighting Control | Large General | Retail Trade | % of Load | 1 | 2025 | 7.1337e-06
ENS | Preferred Plan | C&I Curtailment | C&I Curtailment-Turnkey-Standard Lighting Control | Large General | Services | % of Load | 1 | 2025 | 1.1424e-05
ENS | Preferred Plan | C&I Curtailment | C&I Curtailment-Turnkey-Water Heating Control | Large General | Miscellaneous | % of Load | 1 | 2025 | 7.8623e-06
ENS | Preferred Plan | C&I Curtailment | C&I Curtailment-Turnkey-Water Heating Control | Large General | Retail Trade | % of Load | 1 | 2025 | 9.4009e-07
ENS | Preferred Plan | C&I Curtailment | C&I Curtailment-Turnkey-Water Heating Control | Large General | Services | % of Load | 1 | 2025 | 1.5054e-06
ENS | Preferred Plan | C&I Curtailment | C&I Curtailment-Turnkey-Other | Large General | Miscellaneous | % of Load | 1 | 2025 | 0.00017006
ENS | Preferred Plan | C&I Curtailment | C&I Curtailment-Turnkey-Other | Large General | Retail Trade | % of Load | 1 | 2025 | 1.0093e-05
ENS | Preferred Plan | C&I Curtailment | C&I Curtailment-Turnkey-Other | Large General | Services | % of Load | 1 | 2025 | 1.6163e-05
ENS | Preferred Plan | C&I Curtailment | C&I Curtailment-Turnkey-Manual HVAC Control | Small Industrial | Miscellaneous | % of Load | 1 | 2025 | 8.3065e-05
ENS | Preferred Plan | C&I Curtailment | C&I Curtailment-Turnkey-Manual HVAC Control | Small Industrial | Offices | % of Load | 1 | 2025 | 1.0358e-06
ENS | Preferred Plan | C&I Curtailment | C&I Curtailment-Turnkey-Manual HVAC Control | Small Industrial | Retail Trade | % of Load | 1 | 2025 | 3.6021e-06
ENS | Preferred Plan | C&I Curtailment | C&I Curtailment-Turnkey-Manual HVAC Control | Small Industrial | Services | % of Load | 1 | 2025 | 1.138e-06
ENS | Preferred Plan | C&I Curtailment | C&I Curtailment-Turnkey-Auto-DR HVAC Control | Small Industrial | Miscellaneous | % of Load | 1 | 2025 | 2.0922e-06
ENS | Preferred Plan | C&I Curtailment | C&I Curtailment-Turnkey-Auto-DR HVAC Control | Small Industrial | Offices | % of Load | 1 | 2025 | 2.6091e-08
ENS | Preferred Plan | C&I Curtailment | C&I Curtailment-Turnkey-Auto-DR HVAC Control | Small Industrial | Retail Trade | % of Load | 1 | 2025 | 9.0732e-08
ENS | Preferred Plan | C&I Curtailment | C&I Curtailment-Turnkey-Auto-DR HVAC Control | Small Industrial | Services | % of Load | 1 | 2025 | 2.8664e-08
ENS | Preferred Plan | C&I Curtailment | C&I Curtailment-Turnkey-Standard Lighting Control | Small Industrial | Miscellaneous | % of Load | 1 | 2025 | 2.6785e-05
ENS | Preferred Plan | C&I Curtailment | C&I Curtailment-Turnkey-Standard Lighting Control | Small Industrial | Offices | % of Load | 1 | 2025 | 1.4829e-07
ENS | Preferred Plan | C&I Curtailment | C&I Curtailment-Turnkey-Standard Lighting Control | Small Industrial | Retail Trade | % of Load | 1 | 2025 | 1.5705e-06
ENS | Preferred Plan | C&I Curtailment | C&I Curtailment-Turnkey-Standard Lighting Control | Small Industrial | Services | % of Load | 1 | 2025 | 4.9617e-07
ENS | Preferred Plan | C&I Curtailment | C&I Curtailment-Turnkey-Water Heating Control | Small Industrial | Miscellaneous | % of Load | 1 | 2025 | 1.9511e-06
ENS | Preferred Plan | C&I Curtailment | C&I Curtailment-Turnkey-Water Heating Control | Small Industrial | Offices | % of Load | 1 | 2025 | 1.0221e-08
ENS | Preferred Plan | C&I Curtailment | C&I Curtailment-Turnkey-Water Heating Control | Small Industrial | Retail Trade | % of Load | 1 | 2025 | 1.9091e-07
ENS | Preferred Plan | C&I Curtailment | C&I Curtailment-Turnkey-Water Heating Control | Small Industrial | Services | % of Load | 1 | 2025 | 6.0313e-08
ENS | Preferred Plan | C&I Curtailment | C&I Curtailment-Turnkey-Other | Small Industrial | Miscellaneous | % of Load | 1 | 2025 | 3.0545e-05
ENS | Preferred Plan | C&I Curtailment | C&I Curtailment-Turnkey-Other | Small Industrial | Offices | % of Load | 1 | 2025 | 1.9269e-07
ENS | Preferred Plan | C&I Curtailment | C&I Curtailment-Turnkey-Other | Small Industrial | Retail Trade | % of Load | 1 | 2025 | 2.1153e-06
ENS | Preferred Plan | C&I Curtailment | C&I Curtailment-Turnkey-Other | Small Industrial | Services | % of Load | 1 | 2025 | 6.6827e-07
ENS | Preferred Plan | C&I Curtailment | C&I Curtailment-Turnkey-Industrial | Small Industrial | Manufacturing | % of Load | 1 | 2025 | 7.474e-06
ENS | Preferred Plan | C&I Curtailment | C&I Curtailment-Turnkey-Manual HVAC Control | Medium Industrial | Miscellaneous | % of Load | 1 | 2025 | 0.0013322
ENS | Preferred Plan | C&I Curtailment | C&I Curtailment-Turnkey-Manual HVAC Control | Medium Industrial | Offices | % of Load | 1 | 2025 | 2.0913e-05
ENS | Preferred Plan | C&I Curtailment | C&I Curtailment-Turnkey-Manual HVAC Control | Medium Industrial | Retail Trade | % of Load | 1 | 2025 | 0.00030225
ENS | Preferred Plan | C&I Curtailment | C&I Curtailment-Turnkey-Manual HVAC Control | Medium Industrial | Services | % of Load | 1 | 2025 | 1.3918e-05
ENS | Preferred Plan | C&I Curtailment | C&I Curtailment-Turnkey-Auto-DR HVAC Control | Medium Industrial | Miscellaneous | % of Load | 1 | 2025 | 3.3557e-05
ENS | Preferred Plan | C&I Curtailment | C&I Curtailment-Turnkey-Auto-DR HVAC Control | Medium Industrial | Offices | % of Load | 1 | 2025 | 5.2675e-07
ENS | Preferred Plan | C&I Curtailment | C&I Curtailment-Turnkey-Auto-DR HVAC Control | Medium Industrial | Retail Trade | % of Load | 1 | 2025 | 7.613e-06
ENS | Preferred Plan | C&I Curtailment | C&I Curtailment-Turnkey-Auto-DR HVAC Control | Medium Industrial | Services | % of Load | 1 | 2025 | 3.5056e-07
ENS | Preferred Plan | C&I Curtailment | C&I Curtailment-Turnkey-Standard Lighting Control | Medium Industrial | Miscellaneous | % of Load | 1 | 2025 | 0.0004296
ENS | Preferred Plan | C&I Curtailment | C&I Curtailment-Turnkey-Standard Lighting Control | Medium Industrial | Offices | % of Load | 1 | 2025 | 2.9939e-06
ENS | Preferred Plan | C&I Curtailment | C&I Curtailment-Turnkey-Standard Lighting Control | Medium Industrial | Retail Trade | % of Load | 1 | 2025 | 0.00013178
ENS | Preferred Plan | C&I Curtailment | C&I Curtailment-Turnkey-Standard Lighting Control | Medium Industrial | Services | % of Load | 1 | 2025 | 6.068e-06
ENS | Preferred Plan | C&I Curtailment | C&I Curtailment-Turnkey-Water Heating Control | Medium Industrial | Miscellaneous | % of Load | 1 | 2025 | 3.1293e-05
ENS | Preferred Plan | C&I Curtailment | C&I Curtailment-Turnkey-Water Heating Control | Medium Industrial | Offices | % of Load | 1 | 2025 | 2.0636e-07
ENS | Preferred Plan | C&I Curtailment | C&I Curtailment-Turnkey-Water Heating Control | Medium Industrial | Retail Trade | % of Load | 1 | 2025 | 1.6019e-05
ENS | Preferred Plan | C&I Curtailment | C&I Curtailment-Turnkey-Water Heating Control | Medium Industrial | Services | % of Load | 1 | 2025 | 7.376e-07
ENS | Preferred Plan | C&I Curtailment | C&I Curtailment-Turnkey-Other | Medium Industrial | Miscellaneous | % of Load | 1 | 2025 | 0.00048989
ENS | Preferred Plan | C&I Curtailment | C&I Curtailment-Turnkey-Other | Medium Industrial | Offices | % of Load | 1 | 2025 | 3.8903e-06
ENS | Preferred Plan | C&I Curtailment | C&I Curtailment-Turnkey-Other | Medium Industrial | Retail Trade | % of Load | 1 | 2025 | 0.00017749
ENS | Preferred Plan | C&I Curtailment | C&I Curtailment-Turnkey-Other | Medium Industrial | Services | % of Load | 1 | 2025 | 8.1727e-06
ENS | Preferred Plan | C&I Curtailment | C&I Curtailment-Turnkey-Manual HVAC Control | Large Industrial | Miscellaneous | % of Load | 1 | 2025 | 2.8398e-05
ENS | Preferred Plan | C&I Curtailment | C&I Curtailment-Turnkey-Auto-DR HVAC Control | Large Industrial | Miscellaneous | % of Load | 1 | 2025 | 7.1529e-07
ENS | Preferred Plan | C&I Curtailment | C&I Curtailment-Turnkey-Standard Lighting Control | Large Industrial | Miscellaneous | % of Load | 1 | 2025 | 1.2509e-05
ENS | Preferred Plan | C&I Curtailment | C&I Curtailment-Turnkey-Water Heating Control | Large Industrial | Miscellaneous | % of Load | 1 | 2025 | 5.6439e-07
ENS | Preferred Plan | C&I Curtailment | C&I Curtailment-Turnkey-Other | Large Industrial | Miscellaneous | % of Load | 1 | 2025 | 1.2208e-05
ENS | Preferred Plan | C&I Curtailment | C&I Curtailment-Turnkey-Industrial | Large Industrial | Manufacturing | % of Load | 1 | 2025 | 2.4497e-06
ENS | Preferred Plan | Dynamic Pricing | Dynamic Pricing with enabling tech. | Small General | Manufacturing | % of Load | 1 | 2025 | 9.9966e-07
ENS | Preferred Plan | Dynamic Pricing | Dynamic Pricing with enabling tech. | Residential Charitable | Residential LI | % of Load | 1 | 2025 | 1.5622e-05
ENS | Preferred Plan | Dynamic Pricing | Dynamic Pricing with enabling tech. | Residential Charitable | Residential Market Rate | % of Load | 1 | 2025 | 8.8957e-05
ENS | Preferred Plan | Dynamic Pricing | Dynamic Pricing w/o enabling tech. | Residential Charitable | Residential LI | % of Load | 1 | 2025 | 0.0007628
ENS | Preferred Plan | Dynamic Pricing | Dynamic Pricing w/o enabling tech. | Residential Charitable | Residential Market Rate | % of Load | 1 | 2025 | 0.0043436
ENS | Preferred Plan | BTM Battery Control | BTM Battery Control-BYOB | Residential Charitable | Residential Market Rate | % of Load | 0 | 2025 | 1.6665e-05
ENS | Preferred Plan | EV Charging Control | EV Charging Control | EV Res LDV | EV | % of Load | 0 | 2025 | 7.8148e-06
ENS | Preferred Plan | EV Charging Control | EV Charging Control | EV Com LDV | EV | % of Load | 0 | 2025 | 2.6421e-06
ENS | Preferred Plan | Time-of-Use Rates (TOU) | Time-of-Use Rates (TOU) | Residential Charitable | Residential LI | % of Load | 0 | 2025 | 0.00023649
ENS | Preferred Plan | Time-of-Use Rates (TOU) | Time-of-Use Rates (TOU) | Residential Charitable | Residential Market Rate | % of Load | 0 | 2025 | 0.0013485
ENS | Preferred Plan | DLC-Thermostat | DLC-Thermostat-BYOT-Central Heat Pump | Residential Charitable | Residential LI | % of Load | 0 | 2026 | 2.3203e-05
ENS | Preferred Plan | DLC-Thermostat | DLC-Thermostat-BYOT-Central Heat Pump | Residential Charitable | Residential Market Rate | % of Load | 0 | 2026 | 0.00014199
ENS | Preferred Plan | DLC-Thermostat | DLC-Thermostat-DI-Baseboard Heating | Residential Charitable | Residential LI | % of Load | 0 | 2026 | 0.0001188
ENS | Preferred Plan | DLC-Thermostat | DLC-Thermostat-DI-Baseboard Heating | Residential Charitable | Residential Market Rate | % of Load | 0 | 2026 | 0.0011309
ENS | Preferred Plan | DLC-Thermostat | DLC-Thermostat-BYOT-Baseboard Heating | Residential Charitable | Residential LI | % of Load | 0 | 2026 | 1.3889e-05
ENS | Preferred Plan | DLC-Thermostat | DLC-Thermostat-BYOT-Baseboard Heating | Residential Charitable | Residential Market Rate | % of Load | 0 | 2026 | 0.00013221
ENS | Preferred Plan | DLC-Thermostat | DLC-Thermostat-DI-MSHP | Residential Charitable | Residential LI | % of Load | 0 | 2026 | 6.8812e-05
ENS | Preferred Plan | DLC-Thermostat | DLC-Thermostat-DI-MSHP | Residential Charitable | Residential Market Rate | % of Load | 0 | 2026 | 0.00065503
ENS | Preferred Plan | DLC-Thermostat | DLC-Thermostat-BYOT-MSHP | Residential Charitable | Residential LI | % of Load | 0 | 2026 | 6.2219e-06
ENS | Preferred Plan | DLC-Thermostat | DLC-Thermostat-BYOT-MSHP | Residential Charitable | Residential Market Rate | % of Load | 0 | 2026 | 5.9226e-05
ENS | Preferred Plan | DLC-Water Heating | DLC-Switch-Water Heating | Residential Charitable | Residential LI | % of Load | 0 | 2026 | 5.5287e-05
ENS | Preferred Plan | DLC-Water Heating | DLC-Switch-Water Heating | Residential Charitable | Residential Market Rate | % of Load | 0 | 2026 | 0.00063153
ENS | Preferred Plan | C&I Curtailment | C&I Curtailment-Turnkey-Manual HVAC Control | General | Miscellaneous | % of Load | 1 | 2026 | 0.00046219
ENS | Preferred Plan | C&I Curtailment | C&I Curtailment-Turnkey-Manual HVAC Control | General | Offices | % of Load | 1 | 2026 | 3.0572e-05
ENS | Preferred Plan | C&I Curtailment | C&I Curtailment-Turnkey-Manual HVAC Control | General | Retail Trade | % of Load | 1 | 2026 | 0.00010851
ENS | Preferred Plan | C&I Curtailment | C&I Curtailment-Turnkey-Manual HVAC Control | General | Services | % of Load | 1 | 2026 | 7.015e-05
ENS | Preferred Plan | C&I Curtailment | C&I Curtailment-Turnkey-Auto-DR HVAC Control | General | Miscellaneous | % of Load | 1 | 2026 | 1.4607e-05
ENS | Preferred Plan | C&I Curtailment | C&I Curtailment-Turnkey-Auto-DR HVAC Control | General | Offices | % of Load | 1 | 2026 | 9.6623e-07
ENS | Preferred Plan | C&I Curtailment | C&I Curtailment-Turnkey-Auto-DR HVAC Control | General | Retail Trade | % of Load | 1 | 2026 | 3.4295e-06
ENS | Preferred Plan | C&I Curtailment | C&I Curtailment-Turnkey-Auto-DR HVAC Control | General | Services | % of Load | 1 | 2026 | 2.2171e-06
ENS | Preferred Plan | C&I Curtailment | C&I Curtailment-Turnkey-Standard Lighting Control | General | Miscellaneous | % of Load | 1 | 2026 | 0.00019413
ENS | Preferred Plan | C&I Curtailment | C&I Curtailment-Turnkey-Standard Lighting Control | General | Offices | % of Load | 1 | 2026 | 4.069e-06
ENS | Preferred Plan | C&I Curtailment | C&I Curtailment-Turnkey-Standard Lighting Control | General | Retail Trade | % of Load | 1 | 2026 | 4.4696e-05
ENS | Preferred Plan | C&I Curtailment | C&I Curtailment-Turnkey-Standard Lighting Control | General | Services | % of Load | 1 | 2026 | 2.8917e-05
ENS | Preferred Plan | C&I Curtailment | C&I Curtailment-Turnkey-Water Heating Control | General | Miscellaneous | % of Load | 1 | 2026 | 1.1541e-05
ENS | Preferred Plan | C&I Curtailment | C&I Curtailment-Turnkey-Water Heating Control | General | Offices | % of Load | 1 | 2026 | 3.1036e-07
ENS | Preferred Plan | C&I Curtailment | C&I Curtailment-Turnkey-Water Heating Control | General | Retail Trade | % of Load | 1 | 2026 | 6.1255e-06
ENS | Preferred Plan | C&I Curtailment | C&I Curtailment-Turnkey-Water Heating Control | General | Services | % of Load | 1 | 2026 | 3.9573e-06
ENS | Preferred Plan | C&I Curtailment | C&I Curtailment-Turnkey-Other | General | Miscellaneous | % of Load | 1 | 2026 | 0.00020704
ENS | Preferred Plan | C&I Curtailment | C&I Curtailment-Turnkey-Other | General | Offices | % of Load | 1 | 2026 | 5.6937e-06
ENS | Preferred Plan | C&I Curtailment | C&I Curtailment-Turnkey-Other | General | Retail Trade | % of Load | 1 | 2026 | 6.5357e-05
ENS | Preferred Plan | C&I Curtailment | C&I Curtailment-Turnkey-Other | General | Services | % of Load | 1 | 2026 | 4.2246e-05
ENS | Preferred Plan | C&I Curtailment | C&I Curtailment-Turnkey-Manual HVAC Control | Large General | Miscellaneous | % of Load | 1 | 2026 | 0.0003218
ENS | Preferred Plan | C&I Curtailment | C&I Curtailment-Turnkey-Manual HVAC Control | Large General | Retail Trade | % of Load | 1 | 2026 | 1.3823e-05
ENS | Preferred Plan | C&I Curtailment | C&I Curtailment-Turnkey-Manual HVAC Control | Large General | Services | % of Load | 1 | 2026 | 2.2136e-05
ENS | Preferred Plan | C&I Curtailment | C&I Curtailment-Turnkey-Auto-DR HVAC Control | Large General | Miscellaneous | % of Load | 1 | 2026 | 1.017e-05
ENS | Preferred Plan | C&I Curtailment | C&I Curtailment-Turnkey-Auto-DR HVAC Control | Large General | Retail Trade | % of Load | 1 | 2026 | 4.3687e-07
ENS | Preferred Plan | C&I Curtailment | C&I Curtailment-Turnkey-Auto-DR HVAC Control | Large General | Services | % of Load | 1 | 2026 | 6.996e-07
ENS | Preferred Plan | C&I Curtailment | C&I Curtailment-Turnkey-Standard Lighting Control | Large General | Miscellaneous | % of Load | 1 | 2026 | 0.00014038
ENS | Preferred Plan | C&I Curtailment | C&I Curtailment-Turnkey-Standard Lighting Control | Large General | Retail Trade | % of Load | 1 | 2026 | 5.6711e-06
ENS | Preferred Plan | C&I Curtailment | C&I Curtailment-Turnkey-Standard Lighting Control | Large General | Services | % of Load | 1 | 2026 | 9.0816e-06
ENS | Preferred Plan | C&I Curtailment | C&I Curtailment-Turnkey-Water Heating Control | Large General | Miscellaneous | % of Load | 1 | 2026 | 6.482e-06
ENS | Preferred Plan | C&I Curtailment | C&I Curtailment-Turnkey-Water Heating Control | Large General | Retail Trade | % of Load | 1 | 2026 | 7.8293e-07
ENS | Preferred Plan | C&I Curtailment | C&I Curtailment-Turnkey-Water Heating Control | Large General | Services | % of Load | 1 | 2026 | 1.2538e-06
ENS | Preferred Plan | C&I Curtailment | C&I Curtailment-Turnkey-Other | Large General | Miscellaneous | % of Load | 1 | 2026 | 0.0001401
ENS | Preferred Plan | C&I Curtailment | C&I Curtailment-Turnkey-Other | Large General | Retail Trade | % of Load | 1 | 2026 | 8.3311e-06
ENS | Preferred Plan | C&I Curtailment | C&I Curtailment-Turnkey-Other | Large General | Services | % of Load | 1 | 2026 | 1.3341e-05
ENS | Preferred Plan | C&I Curtailment | C&I Curtailment-Turnkey-Manual HVAC Control | Small Industrial | Miscellaneous | % of Load | 1 | 2026 | 6.7508e-05
ENS | Preferred Plan | C&I Curtailment | C&I Curtailment-Turnkey-Manual HVAC Control | Small Industrial | Offices | % of Load | 1 | 2026 | 8.4553e-07
ENS | Preferred Plan | C&I Curtailment | C&I Curtailment-Turnkey-Manual HVAC Control | Small Industrial | Retail Trade | % of Load | 1 | 2026 | 2.9147e-06
ENS | Preferred Plan | C&I Curtailment | C&I Curtailment-Turnkey-Manual HVAC Control | Small Industrial | Services | % of Load | 1 | 2026 | 9.2082e-07
ENS | Preferred Plan | C&I Curtailment | C&I Curtailment-Turnkey-Auto-DR HVAC Control | Small Industrial | Miscellaneous | % of Load | 1 | 2026 | 2.1336e-06
ENS | Preferred Plan | C&I Curtailment | C&I Curtailment-Turnkey-Auto-DR HVAC Control | Small Industrial | Offices | % of Load | 1 | 2026 | 2.6723e-08
ENS | Preferred Plan | C&I Curtailment | C&I Curtailment-Turnkey-Auto-DR HVAC Control | Small Industrial | Retail Trade | % of Load | 1 | 2026 | 9.2117e-08
ENS | Preferred Plan | C&I Curtailment | C&I Curtailment-Turnkey-Auto-DR HVAC Control | Small Industrial | Services | % of Load | 1 | 2026 | 2.9102e-08
ENS | Preferred Plan | C&I Curtailment | C&I Curtailment-Turnkey-Standard Lighting Control | Small Industrial | Miscellaneous | % of Load | 1 | 2026 | 2.1485e-05
ENS | Preferred Plan | C&I Curtailment | C&I Curtailment-Turnkey-Standard Lighting Control | Small Industrial | Offices | % of Load | 1 | 2026 | 1.1842e-07
ENS | Preferred Plan | C&I Curtailment | C&I Curtailment-Turnkey-Standard Lighting Control | Small Industrial | Retail Trade | % of Load | 1 | 2026 | 1.262e-06
ENS | Preferred Plan | C&I Curtailment | C&I Curtailment-Turnkey-Standard Lighting Control | Small Industrial | Services | % of Load | 1 | 2026 | 3.9871e-07
ENS | Preferred Plan | C&I Curtailment | C&I Curtailment-Turnkey-Water Heating Control | Small Industrial | Miscellaneous | % of Load | 1 | 2026 | 1.6118e-06
ENS | Preferred Plan | C&I Curtailment | C&I Curtailment-Turnkey-Water Heating Control | Small Industrial | Offices | % of Load | 1 | 2026 | 8.3897e-09
ENS | Preferred Plan | C&I Curtailment | C&I Curtailment-Turnkey-Water Heating Control | Small Industrial | Retail Trade | % of Load | 1 | 2026 | 1.5734e-07
ENS | Preferred Plan | C&I Curtailment | C&I Curtailment-Turnkey-Water Heating Control | Small Industrial | Services | % of Load | 1 | 2026 | 4.9707e-08
ENS | Preferred Plan | C&I Curtailment | C&I Curtailment-Turnkey-Other | Small Industrial | Miscellaneous | % of Load | 1 | 2026 | 2.5134e-05
ENS | Preferred Plan | C&I Curtailment | C&I Curtailment-Turnkey-Other | Small Industrial | Offices | % of Load | 1 | 2026 | 1.5822e-07
ENS | Preferred Plan | C&I Curtailment | C&I Curtailment-Turnkey-Other | Small Industrial | Retail Trade | % of Load | 1 | 2026 | 1.7402e-06
ENS | Preferred Plan | C&I Curtailment | C&I Curtailment-Turnkey-Other | Small Industrial | Services | % of Load | 1 | 2026 | 5.4977e-07
ENS | Preferred Plan | C&I Curtailment | C&I Curtailment-Turnkey-Industrial | Small Industrial | Manufacturing | % of Load | 1 | 2026 | 6.1172e-06
ENS | Preferred Plan | C&I Curtailment | C&I Curtailment-Turnkey-Manual HVAC Control | Medium Industrial | Miscellaneous | % of Load | 1 | 2026 | 0.0010835
ENS | Preferred Plan | C&I Curtailment | C&I Curtailment-Turnkey-Manual HVAC Control | Medium Industrial | Offices | % of Load | 1 | 2026 | 1.7083e-05
ENS | Preferred Plan | C&I Curtailment | C&I Curtailment-Turnkey-Manual HVAC Control | Medium Industrial | Retail Trade | % of Load | 1 | 2026 | 0.00024474
ENS | Preferred Plan | C&I Curtailment | C&I Curtailment-Turnkey-Manual HVAC Control | Medium Industrial | Services | % of Load | 1 | 2026 | 1.127e-05
ENS | Preferred Plan | C&I Curtailment | C&I Curtailment-Turnkey-Auto-DR HVAC Control | Medium Industrial | Miscellaneous | % of Load | 1 | 2026 | 3.4244e-05
ENS | Preferred Plan | C&I Curtailment | C&I Curtailment-Turnkey-Auto-DR HVAC Control | Medium Industrial | Offices | % of Load | 1 | 2026 | 5.3991e-07
ENS | Preferred Plan | C&I Curtailment | C&I Curtailment-Turnkey-Auto-DR HVAC Control | Medium Industrial | Retail Trade | % of Load | 1 | 2026 | 7.735e-06
ENS | Preferred Plan | C&I Curtailment | C&I Curtailment-Turnkey-Auto-DR HVAC Control | Medium Industrial | Services | % of Load | 1 | 2026 | 3.5617e-07
ENS | Preferred Plan | C&I Curtailment | C&I Curtailment-Turnkey-Standard Lighting Control | Medium Industrial | Miscellaneous | % of Load | 1 | 2026 | 0.00034485
ENS | Preferred Plan | C&I Curtailment | C&I Curtailment-Turnkey-Standard Lighting Control | Medium Industrial | Offices | % of Load | 1 | 2026 | 2.3926e-06
ENS | Preferred Plan | C&I Curtailment | C&I Curtailment-Turnkey-Standard Lighting Control | Medium Industrial | Retail Trade | % of Load | 1 | 2026 | 0.00010597
ENS | Preferred Plan | C&I Curtailment | C&I Curtailment-Turnkey-Standard Lighting Control | Medium Industrial | Services | % of Load | 1 | 2026 | 4.8797e-06
ENS | Preferred Plan | C&I Curtailment | C&I Curtailment-Turnkey-Water Heating Control | Medium Industrial | Miscellaneous | % of Load | 1 | 2026 | 2.5871e-05
ENS | Preferred Plan | C&I Curtailment | C&I Curtailment-Turnkey-Water Heating Control | Medium Industrial | Offices | % of Load | 1 | 2026 | 1.6951e-07
ENS | Preferred Plan | C&I Curtailment | C&I Curtailment-Turnkey-Water Heating Control | Medium Industrial | Retail Trade | % of Load | 1 | 2026 | 1.3211e-05
ENS | Preferred Plan | C&I Curtailment | C&I Curtailment-Turnkey-Water Heating Control | Medium Industrial | Services | % of Load | 1 | 2026 | 6.0834e-07
ENS | Preferred Plan | C&I Curtailment | C&I Curtailment-Turnkey-Other | Medium Industrial | Miscellaneous | % of Load | 1 | 2026 | 0.0004034
ENS | Preferred Plan | C&I Curtailment | C&I Curtailment-Turnkey-Other | Medium Industrial | Offices | % of Load | 1 | 2026 | 3.1967e-06
ENS | Preferred Plan | C&I Curtailment | C&I Curtailment-Turnkey-Other | Medium Industrial | Retail Trade | % of Load | 1 | 2026 | 0.00014612
ENS | Preferred Plan | C&I Curtailment | C&I Curtailment-Turnkey-Other | Medium Industrial | Services | % of Load | 1 | 2026 | 6.7285e-06
ENS | Preferred Plan | C&I Curtailment | C&I Curtailment-Turnkey-Manual HVAC Control | Large Industrial | Miscellaneous | % of Load | 1 | 2026 | 2.3085e-05
ENS | Preferred Plan | C&I Curtailment | C&I Curtailment-Turnkey-Auto-DR HVAC Control | Large Industrial | Miscellaneous | % of Load | 1 | 2026 | 7.2958e-07
ENS | Preferred Plan | C&I Curtailment | C&I Curtailment-Turnkey-Standard Lighting Control | Large Industrial | Miscellaneous | % of Load | 1 | 2026 | 1.007e-05
ENS | Preferred Plan | C&I Curtailment | C&I Curtailment-Turnkey-Water Heating Control | Large Industrial | Miscellaneous | % of Load | 1 | 2026 | 4.6499e-07
ENS | Preferred Plan | C&I Curtailment | C&I Curtailment-Turnkey-Other | Large Industrial | Miscellaneous | % of Load | 1 | 2026 | 1.005e-05
ENS | Preferred Plan | C&I Curtailment | C&I Curtailment-Turnkey-Industrial | Large Industrial | Manufacturing | % of Load | 1 | 2026 | 2.0061e-06
ENS | Preferred Plan | C&I Loadshift to BUGs | C&I Loadshift to BUGs | Large General | Miscellaneous | % of Load | 1 | 2026 | 0.0021659
ENS | Preferred Plan | C&I Loadshift to BUGs | C&I Loadshift to BUGs | Small Industrial | Miscellaneous | % of Load | 1 | 2026 | 0.00072601
ENS | Preferred Plan | C&I Loadshift to BUGs | C&I Loadshift to BUGs | Medium Industrial | Manufacturing | % of Load | 1 | 2026 | 0.00043164
ENS | Preferred Plan | C&I Loadshift to BUGs | C&I Loadshift to BUGs | Medium Industrial | Miscellaneous | % of Load | 1 | 2026 | 0.0018733
ENS | Preferred Plan | Dynamic Pricing | Dynamic Pricing with enabling tech. | Small General | Manufacturing | % of Load | 1 | 2026 | 2.3867e-06
ENS | Preferred Plan | Dynamic Pricing | Dynamic Pricing with enabling tech. | Residential Charitable | Residential LI | % of Load | 1 | 2026 | 6.5873e-05
ENS | Preferred Plan | Dynamic Pricing | Dynamic Pricing with enabling tech. | Residential Charitable | Residential Market Rate | % of Load | 1 | 2026 | 0.00037373
ENS | Preferred Plan | Dynamic Pricing | Dynamic Pricing w/o enabling tech. | Residential Charitable | Residential LI | % of Load | 1 | 2026 | 0.0011727
ENS | Preferred Plan | Dynamic Pricing | Dynamic Pricing w/o enabling tech. | Residential Charitable | Residential Market Rate | % of Load | 1 | 2026 | 0.0066532
ENS | Preferred Plan | BTM Battery Control | BTM Battery Control-BYOB | Residential Charitable | Residential Market Rate | % of Load | 0 | 2026 | 9.2422e-05
ENS | Preferred Plan | EV Charging Control | EV Charging Control | EV Res LDV | EV | % of Load | 0 | 2026 | 1.3825e-05
ENS | Preferred Plan | EV Charging Control | EV Charging Control | EV Com LDV | EV | % of Load | 0 | 2026 | 4.8401e-06
ENS | Preferred Plan | Behavioral DR | Behavioral DR | Residential Charitable | Residential LI | % of Load | 1 | 2026 | 3.5067e-05
ENS | Preferred Plan | Behavioral DR | Behavioral DR | Residential Charitable | Residential Market Rate | % of Load | 1 | 2026 | 0.00019971
ENS | Preferred Plan | Time-of-Use Rates (TOU) | Time-of-Use Rates (TOU) | Residential Charitable | Residential LI | % of Load | 0 | 2026 | 0.00030501
ENS | Preferred Plan | Time-of-Use Rates (TOU) | Time-of-Use Rates (TOU) | Residential Charitable | Residential Market Rate | % of Load | 0 | 2026 | 0.0017371
ENS | Preferred Plan | DLC-Thermostat | DLC-Thermostat-BYOT-Central Heat Pump | Residential Charitable | Residential LI | % of Load | 0 | 2027 | 2.1988e-05
ENS | Preferred Plan | DLC-Thermostat | DLC-Thermostat-BYOT-Central Heat Pump | Residential Charitable | Residential Market Rate | % of Load | 0 | 2027 | 0.00013455
ENS | Preferred Plan | DLC-Thermostat | DLC-Thermostat-DI-Baseboard Heating | Residential Charitable | Residential LI | % of Load | 0 | 2027 | 0.00011231
ENS | Preferred Plan | DLC-Thermostat | DLC-Thermostat-DI-Baseboard Heating | Residential Charitable | Residential Market Rate | % of Load | 0 | 2027 | 0.0010691
ENS | Preferred Plan | DLC-Thermostat | DLC-Thermostat-BYOT-Baseboard Heating | Residential Charitable | Residential LI | % of Load | 0 | 2027 | 1.3127e-05
ENS | Preferred Plan | DLC-Thermostat | DLC-Thermostat-BYOT-Baseboard Heating | Residential Charitable | Residential Market Rate | % of Load | 0 | 2027 | 0.00012496
ENS | Preferred Plan | DLC-Thermostat | DLC-Thermostat-DI-MSHP | Residential Charitable | Residential LI | % of Load | 0 | 2027 | 6.5077e-05
ENS | Preferred Plan | DLC-Thermostat | DLC-Thermostat-DI-MSHP | Residential Charitable | Residential Market Rate | % of Load | 0 | 2027 | 0.00061947
ENS | Preferred Plan | DLC-Thermostat | DLC-Thermostat-BYOT-MSHP | Residential Charitable | Residential LI | % of Load | 0 | 2027 | 5.8816e-06
ENS | Preferred Plan | DLC-Thermostat | DLC-Thermostat-BYOT-MSHP | Residential Charitable | Residential Market Rate | % of Load | 0 | 2027 | 5.5987e-05
ENS | Preferred Plan | DLC-Water Heating | DLC-Switch-Water Heating | Residential Charitable | Residential LI | % of Load | 0 | 2027 | 6.4273e-05
ENS | Preferred Plan | DLC-Water Heating | DLC-Switch-Water Heating | Residential Charitable | Residential Market Rate | % of Load | 0 | 2027 | 0.00073418
ENS | Preferred Plan | C&I Curtailment | C&I Curtailment-Turnkey-Manual HVAC Control | General | Miscellaneous | % of Load | 1 | 2027 | 0.00080329
ENS | Preferred Plan | C&I Curtailment | C&I Curtailment-Turnkey-Manual HVAC Control | General | Offices | % of Load | 1 | 2027 | 5.3579e-05
ENS | Preferred Plan | C&I Curtailment | C&I Curtailment-Turnkey-Manual HVAC Control | General | Retail Trade | % of Load | 1 | 2027 | 0.0001878
ENS | Preferred Plan | C&I Curtailment | C&I Curtailment-Turnkey-Manual HVAC Control | General | Services | % of Load | 1 | 2027 | 0.00012141
ENS | Preferred Plan | C&I Curtailment | C&I Curtailment-Turnkey-Auto-DR HVAC Control | General | Miscellaneous | % of Load | 1 | 2027 | 3.1886e-05
ENS | Preferred Plan | C&I Curtailment | C&I Curtailment-Turnkey-Auto-DR HVAC Control | General | Offices | % of Load | 1 | 2027 | 2.1268e-06
ENS | Preferred Plan | C&I Curtailment | C&I Curtailment-Turnkey-Auto-DR HVAC Control | General | Retail Trade | % of Load | 1 | 2027 | 7.4545e-06
ENS | Preferred Plan | C&I Curtailment | C&I Curtailment-Turnkey-Auto-DR HVAC Control | General | Services | % of Load | 1 | 2027 | 4.8192e-06
ENS | Preferred Plan | C&I Curtailment | C&I Curtailment-Turnkey-Standard Lighting Control | General | Miscellaneous | % of Load | 1 | 2027 | 0.000335
ENS | Preferred Plan | C&I Curtailment | C&I Curtailment-Turnkey-Standard Lighting Control | General | Offices | % of Load | 1 | 2027 | 6.9122e-06
ENS | Preferred Plan | C&I Curtailment | C&I Curtailment-Turnkey-Standard Lighting Control | General | Retail Trade | % of Load | 1 | 2027 | 7.6347e-05
ENS | Preferred Plan | C&I Curtailment | C&I Curtailment-Turnkey-Standard Lighting Control | General | Services | % of Load | 1 | 2027 | 4.9402e-05
ENS | Preferred Plan | C&I Curtailment | C&I Curtailment-Turnkey-Water Heating Control | General | Miscellaneous | % of Load | 1 | 2027 | 2.0531e-05
ENS | Preferred Plan | C&I Curtailment | C&I Curtailment-Turnkey-Water Heating Control | General | Offices | % of Load | 1 | 2027 | 5.5028e-07
ENS | Preferred Plan | C&I Curtailment | C&I Curtailment-Turnkey-Water Heating Control | General | Retail Trade | % of Load | 1 | 2027 | 1.0935e-05
ENS | Preferred Plan | C&I Curtailment | C&I Curtailment-Turnkey-Water Heating Control | General | Services | % of Load | 1 | 2027 | 7.0638e-06
ENS | Preferred Plan | C&I Curtailment | C&I Curtailment-Turnkey-Other | General | Miscellaneous | % of Load | 1 | 2027 | 0.0003662
ENS | Preferred Plan | C&I Curtailment | C&I Curtailment-Turnkey-Other | General | Offices | % of Load | 1 | 2027 | 1.0046e-05
ENS | Preferred Plan | C&I Curtailment | C&I Curtailment-Turnkey-Other | General | Retail Trade | % of Load | 1 | 2027 | 0.0001157
ENS | Preferred Plan | C&I Curtailment | C&I Curtailment-Turnkey-Other | General | Services | % of Load | 1 | 2027 | 7.4786e-05
ENS | Preferred Plan | C&I Curtailment | C&I Curtailment-Turnkey-Manual HVAC Control | Large General | Miscellaneous | % of Load | 1 | 2027 | 0.00055936
ENS | Preferred Plan | C&I Curtailment | C&I Curtailment-Turnkey-Manual HVAC Control | Large General | Retail Trade | % of Load | 1 | 2027 | 2.3882e-05
ENS | Preferred Plan | C&I Curtailment | C&I Curtailment-Turnkey-Manual HVAC Control | Large General | Services | % of Load | 1 | 2027 | 3.8244e-05
ENS | Preferred Plan | C&I Curtailment | C&I Curtailment-Turnkey-Auto-DR HVAC Control | Large General | Miscellaneous | % of Load | 1 | 2027 | 2.2203e-05
ENS | Preferred Plan | C&I Curtailment | C&I Curtailment-Turnkey-Auto-DR HVAC Control | Large General | Retail Trade | % of Load | 1 | 2027 | 9.4798e-07
ENS | Preferred Plan | C&I Curtailment | C&I Curtailment-Turnkey-Auto-DR HVAC Control | Large General | Services | % of Load | 1 | 2027 | 1.5181e-06
ENS | Preferred Plan | C&I Curtailment | C&I Curtailment-Turnkey-Standard Lighting Control | Large General | Miscellaneous | % of Load | 1 | 2027 | 0.00024222
ENS | Preferred Plan | C&I Curtailment | C&I Curtailment-Turnkey-Standard Lighting Control | Large General | Retail Trade | % of Load | 1 | 2027 | 9.6646e-06
ENS | Preferred Plan | C&I Curtailment | C&I Curtailment-Turnkey-Standard Lighting Control | Large General | Services | % of Load | 1 | 2027 | 1.5477e-05
ENS | Preferred Plan | C&I Curtailment | C&I Curtailment-Turnkey-Water Heating Control | Large General | Miscellaneous | % of Load | 1 | 2027 | 1.146e-05
ENS | Preferred Plan | C&I Curtailment | C&I Curtailment-Turnkey-Water Heating Control | Large General | Retail Trade | % of Load | 1 | 2027 | 1.3963e-06
ENS | Preferred Plan | C&I Curtailment | C&I Curtailment-Turnkey-Water Heating Control | Large General | Services | % of Load | 1 | 2027 | 2.236e-06
ENS | Preferred Plan | C&I Curtailment | C&I Curtailment-Turnkey-Other | Large General | Miscellaneous | % of Load | 1 | 2027 | 0.00024726
ENS | Preferred Plan | C&I Curtailment | C&I Curtailment-Turnkey-Other | Large General | Retail Trade | % of Load | 1 | 2027 | 1.4727e-05
ENS | Preferred Plan | C&I Curtailment | C&I Curtailment-Turnkey-Other | Large General | Services | % of Load | 1 | 2027 | 2.3583e-05
ENS | Preferred Plan | C&I Curtailment | C&I Curtailment-Turnkey-Manual HVAC Control | Small Industrial | Miscellaneous | % of Load | 1 | 2027 | 0.00011742
ENS | Preferred Plan | C&I Curtailment | C&I Curtailment-Turnkey-Manual HVAC Control | Small Industrial | Offices | % of Load | 1 | 2027 | 1.4782e-06
ENS | Preferred Plan | C&I Curtailment | C&I Curtailment-Turnkey-Manual HVAC Control | Small Industrial | Retail Trade | % of Load | 1 | 2027 | 5.0438e-06
ENS | Preferred Plan | C&I Curtailment | C&I Curtailment-Turnkey-Manual HVAC Control | Small Industrial | Services | % of Load | 1 | 2027 | 1.5935e-06
ENS | Preferred Plan | C&I Curtailment | C&I Curtailment-Turnkey-Auto-DR HVAC Control | Small Industrial | Miscellaneous | % of Load | 1 | 2027 | 4.661e-06
ENS | Preferred Plan | C&I Curtailment | C&I Curtailment-Turnkey-Auto-DR HVAC Control | Small Industrial | Offices | % of Load | 1 | 2027 | 5.8674e-08
ENS | Preferred Plan | C&I Curtailment | C&I Curtailment-Turnkey-Auto-DR HVAC Control | Small Industrial | Retail Trade | % of Load | 1 | 2027 | 2.0021e-07
ENS | Preferred Plan | C&I Curtailment | C&I Curtailment-Turnkey-Auto-DR HVAC Control | Small Industrial | Services | % of Load | 1 | 2027 | 6.3251e-08
ENS | Preferred Plan | C&I Curtailment | C&I Curtailment-Turnkey-Standard Lighting Control | Small Industrial | Miscellaneous | % of Load | 1 | 2027 | 3.6923e-05
ENS | Preferred Plan | C&I Curtailment | C&I Curtailment-Turnkey-Standard Lighting Control | Small Industrial | Offices | % of Load | 1 | 2027 | 2.0249e-07
ENS | Preferred Plan | C&I Curtailment | C&I Curtailment-Turnkey-Standard Lighting Control | Small Industrial | Retail Trade | % of Load | 1 | 2027 | 2.1725e-06
ENS | Preferred Plan | C&I Curtailment | C&I Curtailment-Turnkey-Standard Lighting Control | Small Industrial | Services | % of Load | 1 | 2027 | 6.8636e-07
ENS | Preferred Plan | C&I Curtailment | C&I Curtailment-Turnkey-Water Heating Control | Small Industrial | Miscellaneous | % of Load | 1 | 2027 | 2.8571e-06
ENS | Preferred Plan | C&I Curtailment | C&I Curtailment-Turnkey-Water Heating Control | Small Industrial | Offices | % of Load | 1 | 2027 | 1.477e-08
ENS | Preferred Plan | C&I Curtailment | C&I Curtailment-Turnkey-Water Heating Control | Small Industrial | Retail Trade | % of Load | 1 | 2027 | 2.7819e-07
ENS | Preferred Plan | C&I Curtailment | C&I Curtailment-Turnkey-Water Heating Control | Small Industrial | Services | % of Load | 1 | 2027 | 8.7887e-08
ENS | Preferred Plan | C&I Curtailment | C&I Curtailment-Turnkey-Other | Small Industrial | Miscellaneous | % of Load | 1 | 2027 | 4.4376e-05
ENS | Preferred Plan | C&I Curtailment | C&I Curtailment-Turnkey-Other | Small Industrial | Offices | % of Load | 1 | 2027 | 2.7874e-07
ENS | Preferred Plan | C&I Curtailment | C&I Curtailment-Turnkey-Other | Small Industrial | Retail Trade | % of Load | 1 | 2027 | 3.0719e-06
ENS | Preferred Plan | C&I Curtailment | C&I Curtailment-Turnkey-Other | Small Industrial | Services | % of Load | 1 | 2027 | 9.7049e-07
ENS | Preferred Plan | C&I Curtailment | C&I Curtailment-Turnkey-Industrial | Small Industrial | Manufacturing | % of Load | 1 | 2027 | 1.0737e-05
ENS | Preferred Plan | C&I Curtailment | C&I Curtailment-Turnkey-Manual HVAC Control | Medium Industrial | Miscellaneous | % of Load | 1 | 2027 | 0.0018844
ENS | Preferred Plan | C&I Curtailment | C&I Curtailment-Turnkey-Manual HVAC Control | Medium Industrial | Offices | % of Load | 1 | 2027 | 2.986e-05
ENS | Preferred Plan | C&I Curtailment | C&I Curtailment-Turnkey-Manual HVAC Control | Medium Industrial | Retail Trade | % of Load | 1 | 2027 | 0.00042346
ENS | Preferred Plan | C&I Curtailment | C&I Curtailment-Turnkey-Manual HVAC Control | Medium Industrial | Services | % of Load | 1 | 2027 | 1.9499e-05
ENS | Preferred Plan | C&I Curtailment | C&I Curtailment-Turnkey-Auto-DR HVAC Control | Medium Industrial | Miscellaneous | % of Load | 1 | 2027 | 7.4798e-05
ENS | Preferred Plan | C&I Curtailment | C&I Curtailment-Turnkey-Auto-DR HVAC Control | Medium Industrial | Offices | % of Load | 1 | 2027 | 1.1853e-06
ENS | Preferred Plan | C&I Curtailment | C&I Curtailment-Turnkey-Auto-DR HVAC Control | Medium Industrial | Retail Trade | % of Load | 1 | 2027 | 1.6809e-05
ENS | Preferred Plan | C&I Curtailment | C&I Curtailment-Turnkey-Auto-DR HVAC Control | Medium Industrial | Services | % of Load | 1 | 2027 | 7.74e-07
ENS | Preferred Plan | C&I Curtailment | C&I Curtailment-Turnkey-Standard Lighting Control | Medium Industrial | Miscellaneous | % of Load | 1 | 2027 | 0.00059254
ENS | Preferred Plan | C&I Curtailment | C&I Curtailment-Turnkey-Standard Lighting Control | Medium Industrial | Offices | % of Load | 1 | 2027 | 4.0905e-06
ENS | Preferred Plan | C&I Curtailment | C&I Curtailment-Turnkey-Standard Lighting Control | Medium Industrial | Retail Trade | % of Load | 1 | 2027 | 0.0001824
ENS | Preferred Plan | C&I Curtailment | C&I Curtailment-Turnkey-Standard Lighting Control | Medium Industrial | Services | % of Load | 1 | 2027 | 8.3989e-06
ENS | Preferred Plan | C&I Curtailment | C&I Curtailment-Turnkey-Water Heating Control | Medium Industrial | Miscellaneous | % of Load | 1 | 2027 | 4.5851e-05
ENS | Preferred Plan | C&I Curtailment | C&I Curtailment-Turnkey-Water Heating Control | Medium Industrial | Offices | % of Load | 1 | 2027 | 2.9836e-07
ENS | Preferred Plan | C&I Curtailment | C&I Curtailment-Turnkey-Water Heating Control | Medium Industrial | Retail Trade | % of Load | 1 | 2027 | 2.3356e-05
ENS | Preferred Plan | C&I Curtailment | C&I Curtailment-Turnkey-Water Heating Control | Medium Industrial | Services | % of Load | 1 | 2027 | 1.0755e-06
ENS | Preferred Plan | C&I Curtailment | C&I Curtailment-Turnkey-Other | Medium Industrial | Miscellaneous | % of Load | 1 | 2027 | 0.00071214
ENS | Preferred Plan | C&I Curtailment | C&I Curtailment-Turnkey-Other | Medium Industrial | Offices | % of Load | 1 | 2027 | 5.6309e-06
ENS | Preferred Plan | C&I Curtailment | C&I Curtailment-Turnkey-Other | Medium Industrial | Retail Trade | % of Load | 1 | 2027 | 0.00025791
ENS | Preferred Plan | C&I Curtailment | C&I Curtailment-Turnkey-Other | Medium Industrial | Services | % of Load | 1 | 2027 | 1.1876e-05
ENS | Preferred Plan | C&I Curtailment | C&I Curtailment-Turnkey-Manual HVAC Control | Large Industrial | Miscellaneous | % of Load | 1 | 2027 | 4.0115e-05
ENS | Preferred Plan | C&I Curtailment | C&I Curtailment-Turnkey-Auto-DR HVAC Control | Large Industrial | Miscellaneous | % of Load | 1 | 2027 | 1.5923e-06
ENS | Preferred Plan | C&I Curtailment | C&I Curtailment-Turnkey-Standard Lighting Control | Large Industrial | Miscellaneous | % of Load | 1 | 2027 | 1.7371e-05
ENS | Preferred Plan | C&I Curtailment | C&I Curtailment-Turnkey-Water Heating Control | Large Industrial | Miscellaneous | % of Load | 1 | 2027 | 8.2186e-07
ENS | Preferred Plan | C&I Curtailment | C&I Curtailment-Turnkey-Other | Large Industrial | Miscellaneous | % of Load | 1 | 2027 | 1.7733e-05
ENS | Preferred Plan | C&I Curtailment | C&I Curtailment-Turnkey-Industrial | Large Industrial | Manufacturing | % of Load | 1 | 2027 | 3.5197e-06
ENS | Preferred Plan | C&I Loadshift to BUGs | C&I Loadshift to BUGs | Large General | Miscellaneous | % of Load | 1 | 2027 | 0.0021681
ENS | Preferred Plan | C&I Loadshift to BUGs | C&I Loadshift to BUGs | Small Industrial | Miscellaneous | % of Load | 1 | 2027 | 0.00073081
ENS | Preferred Plan | C&I Loadshift to BUGs | C&I Loadshift to BUGs | Medium Industrial | Manufacturing | % of Load | 1 | 2027 | 0.00043249
ENS | Preferred Plan | C&I Loadshift to BUGs | C&I Loadshift to BUGs | Medium Industrial | Miscellaneous | % of Load | 1 | 2027 | 0.001877
ENS | Preferred Plan | Dynamic Pricing | Dynamic Pricing with enabling tech. | Small General | Manufacturing | % of Load | 1 | 2027 | 3.978e-06
ENS | Preferred Plan | Dynamic Pricing | Dynamic Pricing with enabling tech. | Residential Charitable | Residential LI | % of Load | 1 | 2027 | 0.00019339
ENS | Preferred Plan | Dynamic Pricing | Dynamic Pricing with enabling tech. | Residential Charitable | Residential Market Rate | % of Load | 1 | 2027 | 0.0010974
ENS | Preferred Plan | Dynamic Pricing | Dynamic Pricing w/o enabling tech. | Residential Charitable | Residential LI | % of Load | 1 | 2027 | 0.0013553
ENS | Preferred Plan | Dynamic Pricing | Dynamic Pricing w/o enabling tech. | Residential Charitable | Residential Market Rate | % of Load | 1 | 2027 | 0.0076911
ENS | Preferred Plan | Behavioral DR | Behavioral DR | Residential Charitable | Residential LI | % of Load | 1 | 2027 | 7.6721e-05
ENS | Preferred Plan | Behavioral DR | Behavioral DR | Residential Charitable | Residential Market Rate | % of Load | 1 | 2027 | 0.0004371
ENS | Preferred Plan | Time-of-Use Rates (TOU) | Time-of-Use Rates (TOU) | Residential Charitable | Residential LI | % of Load | 0 | 2027 | 0.00032441
ENS | Preferred Plan | Time-of-Use Rates (TOU) | Time-of-Use Rates (TOU) | Residential Charitable | Residential Market Rate | % of Load | 0 | 2027 | 0.0018483
ENS | Preferred Plan | DLC-Thermostat | DLC-Thermostat-BYOT-Central Heat Pump | Residential Charitable | Residential LI | % of Load | 0 | 2028 | 2.1464e-05
ENS | Preferred Plan | DLC-Thermostat | DLC-Thermostat-BYOT-Central Heat Pump | Residential Charitable | Residential Market Rate | % of Load | 0 | 2028 | 0.00013135
ENS | Preferred Plan | DLC-Thermostat | DLC-Thermostat-DI-Baseboard Heating | Residential Charitable | Residential LI | % of Load | 0 | 2028 | 0.00010908
ENS | Preferred Plan | DLC-Thermostat | DLC-Thermostat-DI-Baseboard Heating | Residential Charitable | Residential Market Rate | % of Load | 0 | 2028 | 0.0010383
ENS | Preferred Plan | DLC-Thermostat | DLC-Thermostat-BYOT-Baseboard Heating | Residential Charitable | Residential LI | % of Load | 0 | 2028 | 1.2754e-05
ENS | Preferred Plan | DLC-Thermostat | DLC-Thermostat-BYOT-Baseboard Heating | Residential Charitable | Residential Market Rate | % of Load | 0 | 2028 | 0.00012141
ENS | Preferred Plan | DLC-Thermostat | DLC-Thermostat-DI-MSHP | Residential Charitable | Residential LI | % of Load | 0 | 2028 | 6.3207e-05
ENS | Preferred Plan | DLC-Thermostat | DLC-Thermostat-DI-MSHP | Residential Charitable | Residential Market Rate | % of Load | 0 | 2028 | 0.00060167
ENS | Preferred Plan | DLC-Thermostat | DLC-Thermostat-BYOT-MSHP | Residential Charitable | Residential LI | % of Load | 0 | 2028 | 5.7092e-06
ENS | Preferred Plan | DLC-Thermostat | DLC-Thermostat-BYOT-MSHP | Residential Charitable | Residential Market Rate | % of Load | 0 | 2028 | 5.4346e-05
ENS | Preferred Plan | DLC-Water Heating | DLC-Switch-Water Heating | Residential Charitable | Residential LI | % of Load | 0 | 2028 | 6.2412e-05
ENS | Preferred Plan | DLC-Water Heating | DLC-Switch-Water Heating | Residential Charitable | Residential Market Rate | % of Load | 0 | 2028 | 0.00071292
ENS | Preferred Plan | C&I Curtailment | C&I Curtailment-Turnkey-Manual HVAC Control | General | Miscellaneous | % of Load | 1 | 2028 | 0.00094956
ENS | Preferred Plan | C&I Curtailment | C&I Curtailment-Turnkey-Manual HVAC Control | General | Offices | % of Load | 1 | 2028 | 6.3998e-05
ENS | Preferred Plan | C&I Curtailment | C&I Curtailment-Turnkey-Manual HVAC Control | General | Retail Trade | % of Load | 1 | 2028 | 0.00022072
ENS | Preferred Plan | C&I Curtailment | C&I Curtailment-Turnkey-Manual HVAC Control | General | Services | % of Load | 1 | 2028 | 0.0001427
ENS | Preferred Plan | C&I Curtailment | C&I Curtailment-Turnkey-Auto-DR HVAC Control | General | Miscellaneous | % of Load | 1 | 2028 | 4.7397e-05
ENS | Preferred Plan | C&I Curtailment | C&I Curtailment-Turnkey-Auto-DR HVAC Control | General | Offices | % of Load | 1 | 2028 | 3.1945e-06
ENS | Preferred Plan | C&I Curtailment | C&I Curtailment-Turnkey-Auto-DR HVAC Control | General | Retail Trade | % of Load | 1 | 2028 | 1.1017e-05
ENS | Preferred Plan | C&I Curtailment | C&I Curtailment-Turnkey-Auto-DR HVAC Control | General | Services | % of Load | 1 | 2028 | 7.1228e-06
ENS | Preferred Plan | C&I Curtailment | C&I Curtailment-Turnkey-Standard Lighting Control | General | Miscellaneous | % of Load | 1 | 2028 | 0.00039386
ENS | Preferred Plan | C&I Curtailment | C&I Curtailment-Turnkey-Standard Lighting Control | General | Offices | % of Load | 1 | 2028 | 7.9762e-06
ENS | Preferred Plan | C&I Curtailment | C&I Curtailment-Turnkey-Standard Lighting Control | General | Retail Trade | % of Load | 1 | 2028 | 8.866e-05
ENS | Preferred Plan | C&I Curtailment | C&I Curtailment-Turnkey-Standard Lighting Control | General | Services | % of Load | 1 | 2028 | 5.738e-05
ENS | Preferred Plan | C&I Curtailment | C&I Curtailment-Turnkey-Water Heating Control | General | Miscellaneous | % of Load | 1 | 2028 | 2.497e-05
ENS | Preferred Plan | C&I Curtailment | C&I Curtailment-Turnkey-Water Heating Control | General | Offices | % of Load | 1 | 2028 | 6.6689e-07
ENS | Preferred Plan | C&I Curtailment | C&I Curtailment-Turnkey-Water Heating Control | General | Retail Trade | % of Load | 1 | 2028 | 1.3361e-05
ENS | Preferred Plan | C&I Curtailment | C&I Curtailment-Turnkey-Water Heating Control | General | Services | % of Load | 1 | 2028 | 8.6296e-06
ENS | Preferred Plan | C&I Curtailment | C&I Curtailment-Turnkey-Other | General | Miscellaneous | % of Load | 1 | 2028 | 0.00044239
ENS | Preferred Plan | C&I Curtailment | C&I Curtailment-Turnkey-Other | General | Offices | % of Load | 1 | 2028 | 1.21e-05
ENS | Preferred Plan | C&I Curtailment | C&I Curtailment-Turnkey-Other | General | Retail Trade | % of Load | 1 | 2028 | 0.00013994
ENS | Preferred Plan | C&I Curtailment | C&I Curtailment-Turnkey-Other | General | Services | % of Load | 1 | 2028 | 9.045e-05
ENS | Preferred Plan | C&I Curtailment | C&I Curtailment-Turnkey-Manual HVAC Control | Large General | Miscellaneous | % of Load | 1 | 2028 | 0.00066144
ENS | Preferred Plan | C&I Curtailment | C&I Curtailment-Turnkey-Manual HVAC Control | Large General | Retail Trade | % of Load | 1 | 2028 | 2.8024e-05
ENS | Preferred Plan | C&I Curtailment | C&I Curtailment-Turnkey-Manual HVAC Control | Large General | Services | % of Load | 1 | 2028 | 4.4878e-05
ENS | Preferred Plan | C&I Curtailment | C&I Curtailment-Turnkey-Auto-DR HVAC Control | Large General | Miscellaneous | % of Load | 1 | 2028 | 3.3016e-05
ENS | Preferred Plan | C&I Curtailment | C&I Curtailment-Turnkey-Auto-DR HVAC Control | Large General | Retail Trade | % of Load | 1 | 2028 | 1.3988e-06
ENS | Preferred Plan | C&I Curtailment | C&I Curtailment-Turnkey-Auto-DR HVAC Control | Large General | Services | % of Load | 1 | 2028 | 2.2401e-06
ENS | Preferred Plan | C&I Curtailment | C&I Curtailment-Turnkey-Standard Lighting Control | Large General | Miscellaneous | % of Load | 1 | 2028 | 0.00028488
ENS | Preferred Plan | C&I Curtailment | C&I Curtailment-Turnkey-Standard Lighting Control | Large General | Retail Trade | % of Load | 1 | 2028 | 1.1197e-05
ENS | Preferred Plan | C&I Curtailment | C&I Curtailment-Turnkey-Standard Lighting Control | Large General | Services | % of Load | 1 | 2028 | 1.7931e-05
ENS | Preferred Plan | C&I Curtailment | C&I Curtailment-Turnkey-Water Heating Control | Large General | Miscellaneous | % of Load | 1 | 2028 | 1.3854e-05
ENS | Preferred Plan | C&I Curtailment | C&I Curtailment-Turnkey-Water Heating Control | Large General | Retail Trade | % of Load | 1 | 2028 | 1.7048e-06
ENS | Preferred Plan | C&I Curtailment | C&I Curtailment-Turnkey-Water Heating Control | Large General | Services | % of Load | 1 | 2028 | 2.7301e-06
ENS | Preferred Plan | C&I Curtailment | C&I Curtailment-Turnkey-Other | Large General | Miscellaneous | % of Load | 1 | 2028 | 0.0002981
ENS | Preferred Plan | C&I Curtailment | C&I Curtailment-Turnkey-Other | Large General | Retail Trade | % of Load | 1 | 2028 | 1.7789e-05
ENS | Preferred Plan | C&I Curtailment | C&I Curtailment-Turnkey-Other | Large General | Services | % of Load | 1 | 2028 | 2.8486e-05
ENS | Preferred Plan | C&I Curtailment | C&I Curtailment-Turnkey-Manual HVAC Control | Small Industrial | Miscellaneous | % of Load | 1 | 2028 | 0.00013889
ENS | Preferred Plan | C&I Curtailment | C&I Curtailment-Turnkey-Manual HVAC Control | Small Industrial | Offices | % of Load | 1 | 2028 | 1.7593e-06
ENS | Preferred Plan | C&I Curtailment | C&I Curtailment-Turnkey-Manual HVAC Control | Small Industrial | Retail Trade | % of Load | 1 | 2028 | 5.9299e-06
ENS | Preferred Plan | C&I Curtailment | C&I Curtailment-Turnkey-Manual HVAC Control | Small Industrial | Services | % of Load | 1 | 2028 | 1.8734e-06
ENS | Preferred Plan | C&I Curtailment | C&I Curtailment-Turnkey-Auto-DR HVAC Control | Small Industrial | Miscellaneous | % of Load | 1 | 2028 | 6.9327e-06
ENS | Preferred Plan | C&I Curtailment | C&I Curtailment-Turnkey-Auto-DR HVAC Control | Small Industrial | Offices | % of Load | 1 | 2028 | 8.7815e-08
ENS | Preferred Plan | C&I Curtailment | C&I Curtailment-Turnkey-Auto-DR HVAC Control | Small Industrial | Retail Trade | % of Load | 1 | 2028 | 2.9599e-07
ENS | Preferred Plan | C&I Curtailment | C&I Curtailment-Turnkey-Auto-DR HVAC Control | Small Industrial | Services | % of Load | 1 | 2028 | 9.3511e-08
ENS | Preferred Plan | C&I Curtailment | C&I Curtailment-Turnkey-Standard Lighting Control | Small Industrial | Miscellaneous | % of Load | 1 | 2028 | 4.3214e-05
ENS | Preferred Plan | C&I Curtailment | C&I Curtailment-Turnkey-Standard Lighting Control | Small Industrial | Offices | % of Load | 1 | 2028 | 2.3566e-07
ENS | Preferred Plan | C&I Curtailment | C&I Curtailment-Turnkey-Standard Lighting Control | Small Industrial | Retail Trade | % of Load | 1 | 2028 | 2.5476e-06
ENS | Preferred Plan | C&I Curtailment | C&I Curtailment-Turnkey-Standard Lighting Control | Small Industrial | Services | % of Load | 1 | 2028 | 8.0487e-07
ENS | Preferred Plan | C&I Curtailment | C&I Curtailment-Turnkey-Water Heating Control | Small Industrial | Miscellaneous | % of Load | 1 | 2028 | 3.4571e-06
ENS | Preferred Plan | C&I Curtailment | C&I Curtailment-Turnkey-Water Heating Control | Small Industrial | Offices | % of Load | 1 | 2028 | 1.7735e-08
ENS | Preferred Plan | C&I Curtailment | C&I Curtailment-Turnkey-Water Heating Control | Small Industrial | Retail Trade | % of Load | 1 | 2028 | 3.3564e-07
ENS | Preferred Plan | C&I Curtailment | C&I Curtailment-Turnkey-Water Heating Control | Small Industrial | Services | % of Load | 1 | 2028 | 1.0604e-07
ENS | Preferred Plan | C&I Curtailment | C&I Curtailment-Turnkey-Other | Small Industrial | Miscellaneous | % of Load | 1 | 2028 | 5.3481e-05
ENS | Preferred Plan | C&I Curtailment | C&I Curtailment-Turnkey-Other | Small Industrial | Offices | % of Load | 1 | 2028 | 3.3513e-07
ENS | Preferred Plan | C&I Curtailment | C&I Curtailment-Turnkey-Other | Small Industrial | Retail Trade | % of Load | 1 | 2028 | 3.7011e-06
ENS | Preferred Plan | C&I Curtailment | C&I Curtailment-Turnkey-Other | Small Industrial | Services | % of Load | 1 | 2028 | 1.1693e-06
ENS | Preferred Plan | C&I Curtailment | C&I Curtailment-Turnkey-Industrial | Small Industrial | Manufacturing | % of Load | 1 | 2028 | 1.2853e-05
ENS | Preferred Plan | C&I Curtailment | C&I Curtailment-Turnkey-Manual HVAC Control | Medium Industrial | Miscellaneous | % of Load | 1 | 2028 | 0.0022295
ENS | Preferred Plan | C&I Curtailment | C&I Curtailment-Turnkey-Manual HVAC Control | Medium Industrial | Offices | % of Load | 1 | 2028 | 3.5549e-05
ENS | Preferred Plan | C&I Curtailment | C&I Curtailment-Turnkey-Manual HVAC Control | Medium Industrial | Retail Trade | % of Load | 1 | 2028 | 0.00049799
ENS | Preferred Plan | C&I Curtailment | C&I Curtailment-Turnkey-Manual HVAC Control | Medium Industrial | Services | % of Load | 1 | 2028 | 2.2931e-05
ENS | Preferred Plan | C&I Curtailment | C&I Curtailment-Turnkey-Auto-DR HVAC Control | Medium Industrial | Miscellaneous | % of Load | 1 | 2028 | 0.00011129
ENS | Preferred Plan | C&I Curtailment | C&I Curtailment-Turnkey-Auto-DR HVAC Control | Medium Industrial | Offices | % of Load | 1 | 2028 | 1.7744e-06
ENS | Preferred Plan | C&I Curtailment | C&I Curtailment-Turnkey-Auto-DR HVAC Control | Medium Industrial | Retail Trade | % of Load | 1 | 2028 | 2.4857e-05
ENS | Preferred Plan | C&I Curtailment | C&I Curtailment-Turnkey-Auto-DR HVAC Control | Medium Industrial | Services | % of Load | 1 | 2028 | 1.1446e-06
ENS | Preferred Plan | C&I Curtailment | C&I Curtailment-Turnkey-Standard Lighting Control | Medium Industrial | Miscellaneous | % of Load | 1 | 2028 | 0.00069367
ENS | Preferred Plan | C&I Curtailment | C&I Curtailment-Turnkey-Standard Lighting Control | Medium Industrial | Offices | % of Load | 1 | 2028 | 4.7619e-06
ENS | Preferred Plan | C&I Curtailment | C&I Curtailment-Turnkey-Standard Lighting Control | Medium Industrial | Retail Trade | % of Load | 1 | 2028 | 0.00021395
ENS | Preferred Plan | C&I Curtailment | C&I Curtailment-Turnkey-Standard Lighting Control | Medium Industrial | Services | % of Load | 1 | 2028 | 9.8516e-06
ENS | Preferred Plan | C&I Curtailment | C&I Curtailment-Turnkey-Water Heating Control | Medium Industrial | Miscellaneous | % of Load | 1 | 2028 | 5.5494e-05
ENS | Preferred Plan | C&I Curtailment | C&I Curtailment-Turnkey-Water Heating Control | Medium Industrial | Offices | % of Load | 1 | 2028 | 3.5836e-07
ENS | Preferred Plan | C&I Curtailment | C&I Curtailment-Turnkey-Water Heating Control | Medium Industrial | Retail Trade | % of Load | 1 | 2028 | 2.8187e-05
ENS | Preferred Plan | C&I Curtailment | C&I Curtailment-Turnkey-Water Heating Control | Medium Industrial | Services | % of Load | 1 | 2028 | 1.2979e-06
ENS | Preferred Plan | C&I Curtailment | C&I Curtailment-Turnkey-Other | Medium Industrial | Miscellaneous | % of Load | 1 | 2028 | 0.00085848
ENS | Preferred Plan | C&I Curtailment | C&I Curtailment-Turnkey-Other | Medium Industrial | Offices | % of Load | 1 | 2028 | 6.7717e-06
ENS | Preferred Plan | C&I Curtailment | C&I Curtailment-Turnkey-Other | Medium Industrial | Retail Trade | % of Load | 1 | 2028 | 0.00031082
ENS | Preferred Plan | C&I Curtailment | C&I Curtailment-Turnkey-Other | Medium Industrial | Services | % of Load | 1 | 2028 | 1.4312e-05
ENS | Preferred Plan | C&I Curtailment | C&I Curtailment-Turnkey-Manual HVAC Control | Large Industrial | Miscellaneous | % of Load | 1 | 2028 | 4.741e-05
ENS | Preferred Plan | C&I Curtailment | C&I Curtailment-Turnkey-Auto-DR HVAC Control | Large Industrial | Miscellaneous | % of Load | 1 | 2028 | 2.3665e-06
ENS | Preferred Plan | C&I Curtailment | C&I Curtailment-Turnkey-Standard Lighting Control | Large Industrial | Miscellaneous | % of Load | 1 | 2028 | 2.0419e-05
ENS | Preferred Plan | C&I Curtailment | C&I Curtailment-Turnkey-Water Heating Control | Large Industrial | Miscellaneous | % of Load | 1 | 2028 | 9.9302e-07
ENS | Preferred Plan | C&I Curtailment | C&I Curtailment-Turnkey-Other | Large Industrial | Miscellaneous | % of Load | 1 | 2028 | 2.1367e-05
ENS | Preferred Plan | C&I Curtailment | C&I Curtailment-Turnkey-Industrial | Large Industrial | Manufacturing | % of Load | 1 | 2028 | 4.2135e-06
ENS | Preferred Plan | C&I Loadshift to BUGs | C&I Loadshift to BUGs | Large General | Miscellaneous | % of Load | 1 | 2028 | 0.0021452
ENS | Preferred Plan | C&I Loadshift to BUGs | C&I Loadshift to BUGs | Small Industrial | Miscellaneous | % of Load | 1 | 2028 | 0.00073
ENS | Preferred Plan | C&I Loadshift to BUGs | C&I Loadshift to BUGs | Medium Industrial | Manufacturing | % of Load | 1 | 2028 | 0.00043017
ENS | Preferred Plan | C&I Loadshift to BUGs | C&I Loadshift to BUGs | Medium Industrial | Miscellaneous | % of Load | 1 | 2028 | 0.0018669
ENS | Preferred Plan | Dynamic Pricing | Dynamic Pricing with enabling tech. | Small General | Manufacturing | % of Load | 1 | 2028 | 4.9797e-06
ENS | Preferred Plan | Dynamic Pricing | Dynamic Pricing with enabling tech. | Residential Charitable | Residential LI | % of Load | 1 | 2028 | 0.00042569
ENS | Preferred Plan | Dynamic Pricing | Dynamic Pricing with enabling tech. | Residential Charitable | Residential Market Rate | % of Load | 1 | 2028 | 0.0024161
ENS | Preferred Plan | Dynamic Pricing | Dynamic Pricing w/o enabling tech. | Residential Charitable | Residential LI | % of Load | 1 | 2028 | 0.0015009
ENS | Preferred Plan | Dynamic Pricing | Dynamic Pricing w/o enabling tech. | Residential Charitable | Residential Market Rate | % of Load | 1 | 2028 | 0.0085188
ENS | Preferred Plan | Behavioral DR | Behavioral DR | Residential Charitable | Residential LI | % of Load | 1 | 2028 | 0.00016666
ENS | Preferred Plan | Behavioral DR | Behavioral DR | Residential Charitable | Residential Market Rate | % of Load | 1 | 2028 | 0.00094967
ENS | Preferred Plan | Time-of-Use Rates (TOU) | Time-of-Use Rates (TOU) | Residential Charitable | Residential LI | % of Load | 0 | 2028 | 0.00032265
ENS | Preferred Plan | Time-of-Use Rates (TOU) | Time-of-Use Rates (TOU) | Residential Charitable | Residential Market Rate | % of Load | 0 | 2028 | 0.0018385
ENS | Preferred Plan | DLC-Thermostat | DLC-Thermostat-BYOT-Central Heat Pump | Residential Charitable | Residential LI | % of Load | 0 | 2029 | 2.0854e-05
ENS | Preferred Plan | DLC-Thermostat | DLC-Thermostat-BYOT-Central Heat Pump | Residential Charitable | Residential Market Rate | % of Load | 0 | 2029 | 0.00012761
ENS | Preferred Plan | DLC-Thermostat | DLC-Thermostat-DI-Baseboard Heating | Residential Charitable | Residential LI | % of Load | 0 | 2029 | 0.00010648
ENS | Preferred Plan | DLC-Thermostat | DLC-Thermostat-DI-Baseboard Heating | Residential Charitable | Residential Market Rate | % of Load | 0 | 2029 | 0.0010136
ENS | Preferred Plan | DLC-Thermostat | DLC-Thermostat-BYOT-Baseboard Heating | Residential Charitable | Residential LI | % of Load | 0 | 2029 | 1.2452e-05
ENS | Preferred Plan | DLC-Thermostat | DLC-Thermostat-BYOT-Baseboard Heating | Residential Charitable | Residential Market Rate | % of Load | 0 | 2029 | 0.00011853
ENS | Preferred Plan | DLC-Thermostat | DLC-Thermostat-DI-MSHP | Residential Charitable | Residential LI | % of Load | 0 | 2029 | 6.1704e-05
ENS | Preferred Plan | DLC-Thermostat | DLC-Thermostat-DI-MSHP | Residential Charitable | Residential Market Rate | % of Load | 0 | 2029 | 0.00058736
ENS | Preferred Plan | DLC-Thermostat | DLC-Thermostat-BYOT-MSHP | Residential Charitable | Residential LI | % of Load | 0 | 2029 | 5.5916e-06
ENS | Preferred Plan | DLC-Thermostat | DLC-Thermostat-BYOT-MSHP | Residential Charitable | Residential Market Rate | % of Load | 0 | 2029 | 5.3226e-05
ENS | Preferred Plan | DLC-Water Heating | DLC-Switch-Water Heating | Residential Charitable | Residential LI | % of Load | 0 | 2029 | 6.0961e-05
ENS | Preferred Plan | DLC-Water Heating | DLC-Switch-Water Heating | Residential Charitable | Residential Market Rate | % of Load | 0 | 2029 | 0.00069635
ENS | Preferred Plan | C&I Curtailment | C&I Curtailment-Turnkey-Manual HVAC Control | General | Miscellaneous | % of Load | 1 | 2029 | 0.0010928
ENS | Preferred Plan | C&I Curtailment | C&I Curtailment-Turnkey-Manual HVAC Control | General | Offices | % of Load | 1 | 2029 | 7.4366e-05
ENS | Preferred Plan | C&I Curtailment | C&I Curtailment-Turnkey-Manual HVAC Control | General | Retail Trade | % of Load | 1 | 2029 | 0.00025254
ENS | Preferred Plan | C&I Curtailment | C&I Curtailment-Turnkey-Manual HVAC Control | General | Services | % of Load | 1 | 2029 | 0.00016328
ENS | Preferred Plan | C&I Curtailment | C&I Curtailment-Turnkey-Auto-DR HVAC Control | General | Miscellaneous | % of Load | 1 | 2029 | 6.8699e-05
ENS | Preferred Plan | C&I Curtailment | C&I Curtailment-Turnkey-Auto-DR HVAC Control | General | Offices | % of Load | 1 | 2029 | 4.675e-06
ENS | Preferred Plan | C&I Curtailment | C&I Curtailment-Turnkey-Auto-DR HVAC Control | General | Retail Trade | % of Load | 1 | 2029 | 1.5876e-05
ENS | Preferred Plan | C&I Curtailment | C&I Curtailment-Turnkey-Auto-DR HVAC Control | General | Services | % of Load | 1 | 2029 | 1.0264e-05
ENS | Preferred Plan | C&I Curtailment | C&I Curtailment-Turnkey-Standard Lighting Control | General | Miscellaneous | % of Load | 1 | 2029 | 0.00045366
ENS | Preferred Plan | C&I Curtailment | C&I Curtailment-Turnkey-Standard Lighting Control | General | Offices | % of Load | 1 | 2029 | 9.0483e-06
ENS | Preferred Plan | C&I Curtailment | C&I Curtailment-Turnkey-Standard Lighting Control | General | Retail Trade | % of Load | 1 | 2029 | 0.00010095
ENS | Preferred Plan | C&I Curtailment | C&I Curtailment-Turnkey-Standard Lighting Control | General | Services | % of Load | 1 | 2029 | 6.5346e-05
ENS | Preferred Plan | C&I Curtailment | C&I Curtailment-Turnkey-Water Heating Control | General | Miscellaneous | % of Load | 1 | 2029 | 2.9572e-05
ENS | Preferred Plan | C&I Curtailment | C&I Curtailment-Turnkey-Water Heating Control | General | Offices | % of Load | 1 | 2029 | 7.876e-07
ENS | Preferred Plan | C&I Curtailment | C&I Curtailment-Turnkey-Water Heating Control | General | Retail Trade | % of Load | 1 | 2029 | 1.5886e-05
ENS | Preferred Plan | C&I Curtailment | C&I Curtailment-Turnkey-Water Heating Control | General | Services | % of Load | 1 | 2029 | 1.0259e-05
ENS | Preferred Plan | C&I Curtailment | C&I Curtailment-Turnkey-Other | General | Miscellaneous | % of Load | 1 | 2029 | 0.00052024
ENS | Preferred Plan | C&I Curtailment | C&I Curtailment-Turnkey-Other | General | Offices | % of Load | 1 | 2029 | 1.419e-05
ENS | Preferred Plan | C&I Curtailment | C&I Curtailment-Turnkey-Other | General | Retail Trade | % of Load | 1 | 2029 | 0.00016479
ENS | Preferred Plan | C&I Curtailment | C&I Curtailment-Turnkey-Other | General | Services | % of Load | 1 | 2029 | 0.00010651
ENS | Preferred Plan | C&I Curtailment | C&I Curtailment-Turnkey-Manual HVAC Control | Large General | Miscellaneous | % of Load | 1 | 2029 | 0.00076233
ENS | Preferred Plan | C&I Curtailment | C&I Curtailment-Turnkey-Manual HVAC Control | Large General | Retail Trade | % of Load | 1 | 2029 | 3.2047e-05
ENS | Preferred Plan | C&I Curtailment | C&I Curtailment-Turnkey-Manual HVAC Control | Large General | Services | % of Load | 1 | 2029 | 5.132e-05
ENS | Preferred Plan | C&I Curtailment | C&I Curtailment-Turnkey-Auto-DR HVAC Control | Large General | Miscellaneous | % of Load | 1 | 2029 | 4.7923e-05
ENS | Preferred Plan | C&I Curtailment | C&I Curtailment-Turnkey-Auto-DR HVAC Control | Large General | Retail Trade | % of Load | 1 | 2029 | 2.0146e-06
ENS | Preferred Plan | C&I Curtailment | C&I Curtailment-Turnkey-Auto-DR HVAC Control | Large General | Services | % of Load | 1 | 2029 | 3.2262e-06
ENS | Preferred Plan | C&I Curtailment | C&I Curtailment-Turnkey-Standard Lighting Control | Large General | Miscellaneous | % of Load | 1 | 2029 | 0.00032862
ENS | Preferred Plan | C&I Curtailment | C&I Curtailment-Turnkey-Standard Lighting Control | Large General | Retail Trade | % of Load | 1 | 2029 | 1.2735e-05
ENS | Preferred Plan | C&I Curtailment | C&I Curtailment-Turnkey-Standard Lighting Control | Large General | Services | % of Load | 1 | 2029 | 2.0394e-05
ENS | Preferred Plan | C&I Curtailment | C&I Curtailment-Turnkey-Water Heating Control | Large General | Miscellaneous | % of Load | 1 | 2029 | 1.6332e-05
ENS | Preferred Plan | C&I Curtailment | C&I Curtailment-Turnkey-Water Heating Control | Large General | Retail Trade | % of Load | 1 | 2029 | 2.0276e-06
ENS | Preferred Plan | C&I Curtailment | C&I Curtailment-Turnkey-Water Heating Control | Large General | Services | % of Load | 1 | 2029 | 3.2469e-06
ENS | Preferred Plan | C&I Curtailment | C&I Curtailment-Turnkey-Other | Large General | Miscellaneous | % of Load | 1 | 2029 | 0.00035023
ENS | Preferred Plan | C&I Curtailment | C&I Curtailment-Turnkey-Other | Large General | Retail Trade | % of Load | 1 | 2029 | 2.0944e-05
ENS | Preferred Plan | C&I Curtailment | C&I Curtailment-Turnkey-Other | Large General | Services | % of Load | 1 | 2029 | 3.3539e-05
ENS | Preferred Plan | C&I Curtailment | C&I Curtailment-Turnkey-Manual HVAC Control | Small Industrial | Miscellaneous | % of Load | 1 | 2029 | 0.00015985
ENS | Preferred Plan | C&I Curtailment | C&I Curtailment-Turnkey-Manual HVAC Control | Small Industrial | Offices | % of Load | 1 | 2029 | 2.0364e-06
ENS | Preferred Plan | C&I Curtailment | C&I Curtailment-Turnkey-Manual HVAC Control | Small Industrial | Retail Trade | % of Load | 1 | 2029 | 6.788e-06
ENS | Preferred Plan | C&I Curtailment | C&I Curtailment-Turnkey-Manual HVAC Control | Small Industrial | Services | % of Load | 1 | 2029 | 2.1445e-06
ENS | Preferred Plan | C&I Curtailment | C&I Curtailment-Turnkey-Auto-DR HVAC Control | Small Industrial | Miscellaneous | % of Load | 1 | 2029 | 1.0049e-05
ENS | Preferred Plan | C&I Curtailment | C&I Curtailment-Turnkey-Auto-DR HVAC Control | Small Industrial | Offices | % of Load | 1 | 2029 | 1.2802e-07
ENS | Preferred Plan | C&I Curtailment | C&I Curtailment-Turnkey-Auto-DR HVAC Control | Small Industrial | Retail Trade | % of Load | 1 | 2029 | 4.2672e-07
ENS | Preferred Plan | C&I Curtailment | C&I Curtailment-Turnkey-Auto-DR HVAC Control | Small Industrial | Services | % of Load | 1 | 2029 | 1.3481e-07
ENS | Preferred Plan | C&I Curtailment | C&I Curtailment-Turnkey-Standard Lighting Control | Small Industrial | Miscellaneous | % of Load | 1 | 2029 | 4.955e-05
ENS | Preferred Plan | C&I Curtailment | C&I Curtailment-Turnkey-Standard Lighting Control | Small Industrial | Offices | % of Load | 1 | 2029 | 2.6889e-07
ENS | Preferred Plan | C&I Curtailment | C&I Curtailment-Turnkey-Standard Lighting Control | Small Industrial | Retail Trade | % of Load | 1 | 2029 | 2.9242e-06
ENS | Preferred Plan | C&I Curtailment | C&I Curtailment-Turnkey-Standard Lighting Control | Small Industrial | Services | % of Load | 1 | 2029 | 9.2383e-07
ENS | Preferred Plan | C&I Curtailment | C&I Curtailment-Turnkey-Water Heating Control | Small Industrial | Miscellaneous | % of Load | 1 | 2029 | 4.072e-06
ENS | Preferred Plan | C&I Curtailment | C&I Curtailment-Turnkey-Water Heating Control | Small Industrial | Offices | % of Load | 1 | 2029 | 2.0766e-08
ENS | Preferred Plan | C&I Curtailment | C&I Curtailment-Turnkey-Water Heating Control | Small Industrial | Retail Trade | % of Load | 1 | 2029 | 3.9434e-07
ENS | Preferred Plan | C&I Curtailment | C&I Curtailment-Turnkey-Water Heating Control | Small Industrial | Services | % of Load | 1 | 2029 | 1.2458e-07
ENS | Preferred Plan | C&I Curtailment | C&I Curtailment-Turnkey-Other | Small Industrial | Miscellaneous | % of Load | 1 | 2029 | 6.2719e-05
ENS | Preferred Plan | C&I Curtailment | C&I Curtailment-Turnkey-Other | Small Industrial | Offices | % of Load | 1 | 2029 | 3.9219e-07
ENS | Preferred Plan | C&I Curtailment | C&I Curtailment-Turnkey-Other | Small Industrial | Retail Trade | % of Load | 1 | 2029 | 4.3398e-06
ENS | Preferred Plan | C&I Curtailment | C&I Curtailment-Turnkey-Other | Small Industrial | Services | % of Load | 1 | 2029 | 1.3711e-06
ENS | Preferred Plan | C&I Curtailment | C&I Curtailment-Turnkey-Industrial | Small Industrial | Manufacturing | % of Load | 1 | 2029 | 1.499e-05
ENS | Preferred Plan | C&I Curtailment | C&I Curtailment-Turnkey-Manual HVAC Control | Medium Industrial | Miscellaneous | % of Load | 1 | 2029 | 0.0025697
ENS | Preferred Plan | C&I Curtailment | C&I Curtailment-Turnkey-Manual HVAC Control | Medium Industrial | Offices | % of Load | 1 | 2029 | 4.121e-05
ENS | Preferred Plan | C&I Curtailment | C&I Curtailment-Turnkey-Manual HVAC Control | Medium Industrial | Retail Trade | % of Load | 1 | 2029 | 0.0005709
ENS | Preferred Plan | C&I Curtailment | C&I Curtailment-Turnkey-Manual HVAC Control | Medium Industrial | Services | % of Load | 1 | 2029 | 2.6288e-05
ENS | Preferred Plan | C&I Curtailment | C&I Curtailment-Turnkey-Auto-DR HVAC Control | Medium Industrial | Miscellaneous | % of Load | 1 | 2029 | 0.00016154
ENS | Preferred Plan | C&I Curtailment | C&I Curtailment-Turnkey-Auto-DR HVAC Control | Medium Industrial | Offices | % of Load | 1 | 2029 | 2.5907e-06
ENS | Preferred Plan | C&I Curtailment | C&I Curtailment-Turnkey-Auto-DR HVAC Control | Medium Industrial | Retail Trade | % of Load | 1 | 2029 | 3.5889e-05
ENS | Preferred Plan | C&I Curtailment | C&I Curtailment-Turnkey-Auto-DR HVAC Control | Medium Industrial | Services | % of Load | 1 | 2029 | 1.6526e-06
ENS | Preferred Plan | C&I Curtailment | C&I Curtailment-Turnkey-Standard Lighting Control | Medium Industrial | Miscellaneous | % of Load | 1 | 2029 | 0.00079657
ENS | Preferred Plan | C&I Curtailment | C&I Curtailment-Turnkey-Standard Lighting Control | Medium Industrial | Offices | % of Load | 1 | 2029 | 5.4413e-06
ENS | Preferred Plan | C&I Curtailment | C&I Curtailment-Turnkey-Standard Lighting Control | Medium Industrial | Retail Trade | % of Load | 1 | 2029 | 0.00024593
ENS | Preferred Plan | C&I Curtailment | C&I Curtailment-Turnkey-Standard Lighting Control | Medium Industrial | Services | % of Load | 1 | 2029 | 1.1325e-05
ENS | Preferred Plan | C&I Curtailment | C&I Curtailment-Turnkey-Water Heating Control | Medium Industrial | Miscellaneous | % of Load | 1 | 2029 | 6.5462e-05
ENS | Preferred Plan | C&I Curtailment | C&I Curtailment-Turnkey-Water Heating Control | Medium Industrial | Offices | % of Load | 1 | 2029 | 4.2023e-07
ENS | Preferred Plan | C&I Curtailment | C&I Curtailment-Turnkey-Water Heating Control | Medium Industrial | Retail Trade | % of Load | 1 | 2029 | 3.3166e-05
ENS | Preferred Plan | C&I Curtailment | C&I Curtailment-Turnkey-Water Heating Control | Medium Industrial | Services | % of Load | 1 | 2029 | 1.5272e-06
ENS | Preferred Plan | C&I Curtailment | C&I Curtailment-Turnkey-Other | Medium Industrial | Miscellaneous | % of Load | 1 | 2029 | 0.0010083
ENS | Preferred Plan | C&I Curtailment | C&I Curtailment-Turnkey-Other | Medium Industrial | Offices | % of Load | 1 | 2029 | 7.9366e-06
ENS | Preferred Plan | C&I Curtailment | C&I Curtailment-Turnkey-Other | Medium Industrial | Retail Trade | % of Load | 1 | 2029 | 0.000365
ENS | Preferred Plan | C&I Curtailment | C&I Curtailment-Turnkey-Other | Medium Industrial | Services | % of Load | 1 | 2029 | 1.6807e-05
ENS | Preferred Plan | C&I Curtailment | C&I Curtailment-Turnkey-Manual HVAC Control | Large Industrial | Miscellaneous | % of Load | 1 | 2029 | 5.4586e-05
ENS | Preferred Plan | C&I Curtailment | C&I Curtailment-Turnkey-Auto-DR HVAC Control | Large Industrial | Miscellaneous | % of Load | 1 | 2029 | 3.4315e-06
ENS | Preferred Plan | C&I Curtailment | C&I Curtailment-Turnkey-Standard Lighting Control | Large Industrial | Miscellaneous | % of Load | 1 | 2029 | 2.3531e-05
ENS | Preferred Plan | C&I Curtailment | C&I Curtailment-Turnkey-Water Heating Control | Large Industrial | Miscellaneous | % of Load | 1 | 2029 | 1.1694e-06
ENS | Preferred Plan | C&I Curtailment | C&I Curtailment-Turnkey-Other | Large Industrial | Miscellaneous | % of Load | 1 | 2029 | 2.5078e-05
ENS | Preferred Plan | C&I Curtailment | C&I Curtailment-Turnkey-Industrial | Large Industrial | Manufacturing | % of Load | 1 | 2029 | 4.9196e-06
ENS | Preferred Plan | C&I Loadshift to BUGs | C&I Loadshift to BUGs | Large General | Miscellaneous | % of Load | 1 | 2029 | 0.0021332
ENS | Preferred Plan | C&I Loadshift to BUGs | C&I Loadshift to BUGs | Small Industrial | Miscellaneous | % of Load | 1 | 2029 | 0.00073322
ENS | Preferred Plan | C&I Loadshift to BUGs | C&I Loadshift to BUGs | Medium Industrial | Manufacturing | % of Load | 1 | 2029 | 0.00043036
ENS | Preferred Plan | C&I Loadshift to BUGs | C&I Loadshift to BUGs | Medium Industrial | Miscellaneous | % of Load | 1 | 2029 | 0.0018677
ENS | Preferred Plan | Dynamic Pricing | Dynamic Pricing with enabling tech. | Small General | Manufacturing | % of Load | 1 | 2029 | 5.9746e-06
ENS | Preferred Plan | Dynamic Pricing | Dynamic Pricing with enabling tech. | Residential Charitable | Residential LI | % of Load | 1 | 2029 | 0.00089498
ENS | Preferred Plan | Dynamic Pricing | Dynamic Pricing with enabling tech. | Residential Charitable | Residential Market Rate | % of Load | 1 | 2029 | 0.0050805
ENS | Preferred Plan | Dynamic Pricing | Dynamic Pricing w/o enabling tech. | Residential Charitable | Residential LI | % of Load | 1 | 2029 | 0.0014949
ENS | Preferred Plan | Dynamic Pricing | Dynamic Pricing w/o enabling tech. | Residential Charitable | Residential Market Rate | % of Load | 1 | 2029 | 0.0084864
ENS | Preferred Plan | Behavioral DR | Behavioral DR | Residential Charitable | Residential LI | % of Load | 1 | 2029 | 0.00025725
ENS | Preferred Plan | Behavioral DR | Behavioral DR | Residential Charitable | Residential Market Rate | % of Load | 1 | 2029 | 0.001466
ENS | Preferred Plan | Time-of-Use Rates (TOU) | Time-of-Use Rates (TOU) | Residential Charitable | Residential LI | % of Load | 0 | 2029 | 0.00029834
ENS | Preferred Plan | Time-of-Use Rates (TOU) | Time-of-Use Rates (TOU) | Residential Charitable | Residential Market Rate | % of Load | 0 | 2029 | 0.0017001
ENS | Preferred Plan | DLC-Thermostat | DLC-Thermostat-BYOT-Central Heat Pump | Residential Charitable | Residential LI | % of Load | 0 | 2030 | 2.0248e-05
ENS | Preferred Plan | DLC-Thermostat | DLC-Thermostat-BYOT-Central Heat Pump | Residential Charitable | Residential Market Rate | % of Load | 0 | 2030 | 0.00012391
ENS | Preferred Plan | DLC-Thermostat | DLC-Thermostat-DI-Baseboard Heating | Residential Charitable | Residential LI | % of Load | 0 | 2030 | 0.0001031
ENS | Preferred Plan | DLC-Thermostat | DLC-Thermostat-DI-Baseboard Heating | Residential Charitable | Residential Market Rate | % of Load | 0 | 2030 | 0.00098138
ENS | Preferred Plan | DLC-Thermostat | DLC-Thermostat-BYOT-Baseboard Heating | Residential Charitable | Residential LI | % of Load | 0 | 2030 | 1.2055e-05
ENS | Preferred Plan | DLC-Thermostat | DLC-Thermostat-BYOT-Baseboard Heating | Residential Charitable | Residential Market Rate | % of Load | 0 | 2030 | 0.00011475
ENS | Preferred Plan | DLC-Thermostat | DLC-Thermostat-DI-MSHP | Residential Charitable | Residential LI | % of Load | 0 | 2030 | 5.9744e-05
ENS | Preferred Plan | DLC-Thermostat | DLC-Thermostat-DI-MSHP | Residential Charitable | Residential Market Rate | % of Load | 0 | 2030 | 0.0005687
ENS | Preferred Plan | DLC-Thermostat | DLC-Thermostat-BYOT-MSHP | Residential Charitable | Residential LI | % of Load | 0 | 2030 | 5.406e-06
ENS | Preferred Plan | DLC-Thermostat | DLC-Thermostat-BYOT-MSHP | Residential Charitable | Residential Market Rate | % of Load | 0 | 2030 | 5.146e-05
ENS | Preferred Plan | DLC-Water Heating | DLC-Switch-Water Heating | Residential Charitable | Residential LI | % of Load | 0 | 2030 | 5.9014e-05
ENS | Preferred Plan | DLC-Water Heating | DLC-Switch-Water Heating | Residential Charitable | Residential Market Rate | % of Load | 0 | 2030 | 0.00067411
ENS | Preferred Plan | C&I Curtailment | C&I Curtailment-Turnkey-Manual HVAC Control | General | Miscellaneous | % of Load | 1 | 2030 | 0.0012167
ENS | Preferred Plan | C&I Curtailment | C&I Curtailment-Turnkey-Manual HVAC Control | General | Offices | % of Load | 1 | 2030 | 8.3615e-05
ENS | Preferred Plan | C&I Curtailment | C&I Curtailment-Turnkey-Manual HVAC Control | General | Retail Trade | % of Load | 1 | 2030 | 0.00027946
ENS | Preferred Plan | C&I Curtailment | C&I Curtailment-Turnkey-Manual HVAC Control | General | Services | % of Load | 1 | 2030 | 0.00018069
ENS | Preferred Plan | C&I Curtailment | C&I Curtailment-Turnkey-Auto-DR HVAC Control | General | Miscellaneous | % of Load | 1 | 2030 | 9.6521e-05
ENS | Preferred Plan | C&I Curtailment | C&I Curtailment-Turnkey-Auto-DR HVAC Control | General | Offices | % of Load | 1 | 2030 | 6.6331e-06
ENS | Preferred Plan | C&I Curtailment | C&I Curtailment-Turnkey-Auto-DR HVAC Control | General | Retail Trade | % of Load | 1 | 2030 | 2.2169e-05
ENS | Preferred Plan | C&I Curtailment | C&I Curtailment-Turnkey-Auto-DR HVAC Control | General | Services | % of Load | 1 | 2030 | 1.4334e-05
ENS | Preferred Plan | C&I Curtailment | C&I Curtailment-Turnkey-Standard Lighting Control | General | Miscellaneous | % of Load | 1 | 2030 | 0.00050648
ENS | Preferred Plan | C&I Curtailment | C&I Curtailment-Turnkey-Standard Lighting Control | General | Offices | % of Load | 1 | 2030 | 9.9426e-06
ENS | Preferred Plan | C&I Curtailment | C&I Curtailment-Turnkey-Standard Lighting Control | General | Retail Trade | % of Load | 1 | 2030 | 0.00011134
ENS | Preferred Plan | C&I Curtailment | C&I Curtailment-Turnkey-Standard Lighting Control | General | Services | % of Load | 1 | 2030 | 7.208e-05
ENS | Preferred Plan | C&I Curtailment | C&I Curtailment-Turnkey-Water Heating Control | General | Miscellaneous | % of Load | 1 | 2030 | 3.3959e-05
ENS | Preferred Plan | C&I Curtailment | C&I Curtailment-Turnkey-Water Heating Control | General | Offices | % of Load | 1 | 2030 | 9.017e-07
ENS | Preferred Plan | C&I Curtailment | C&I Curtailment-Turnkey-Water Heating Control | General | Retail Trade | % of Load | 1 | 2030 | 1.8312e-05
ENS | Preferred Plan | C&I Curtailment | C&I Curtailment-Turnkey-Water Heating Control | General | Services | % of Load | 1 | 2030 | 1.1824e-05
ENS | Preferred Plan | C&I Curtailment | C&I Curtailment-Turnkey-Other | General | Miscellaneous | % of Load | 1 | 2030 | 0.0005931
ENS | Preferred Plan | C&I Curtailment | C&I Curtailment-Turnkey-Other | General | Offices | % of Load | 1 | 2030 | 1.6131e-05
ENS | Preferred Plan | C&I Curtailment | C&I Curtailment-Turnkey-Other | General | Retail Trade | % of Load | 1 | 2030 | 0.00018813
ENS | Preferred Plan | C&I Curtailment | C&I Curtailment-Turnkey-Other | General | Services | % of Load | 1 | 2030 | 0.00012159
ENS | Preferred Plan | C&I Curtailment | C&I Curtailment-Turnkey-Manual HVAC Control | Large General | Miscellaneous | % of Load | 1 | 2030 | 0.00084911
ENS | Preferred Plan | C&I Curtailment | C&I Curtailment-Turnkey-Manual HVAC Control | Large General | Retail Trade | % of Load | 1 | 2030 | 3.5402e-05
ENS | Preferred Plan | C&I Curtailment | C&I Curtailment-Turnkey-Manual HVAC Control | Large General | Services | % of Load | 1 | 2030 | 5.6693e-05
ENS | Preferred Plan | C&I Curtailment | C&I Curtailment-Turnkey-Auto-DR HVAC Control | Large General | Miscellaneous | % of Load | 1 | 2030 | 6.7358e-05
ENS | Preferred Plan | C&I Curtailment | C&I Curtailment-Turnkey-Auto-DR HVAC Control | Large General | Retail Trade | % of Load | 1 | 2030 | 2.8084e-06
ENS | Preferred Plan | C&I Curtailment | C&I Curtailment-Turnkey-Auto-DR HVAC Control | Large General | Services | % of Load | 1 | 2030 | 4.4974e-06
ENS | Preferred Plan | C&I Curtailment | C&I Curtailment-Turnkey-Standard Lighting Control | Large General | Miscellaneous | % of Load | 1 | 2030 | 0.00036706
ENS | Preferred Plan | C&I Curtailment | C&I Curtailment-Turnkey-Standard Lighting Control | Large General | Retail Trade | % of Load | 1 | 2030 | 1.4012e-05
ENS | Preferred Plan | C&I Curtailment | C&I Curtailment-Turnkey-Standard Lighting Control | Large General | Services | % of Load | 1 | 2030 | 2.2439e-05
ENS | Preferred Plan | C&I Curtailment | C&I Curtailment-Turnkey-Water Heating Control | Large General | Miscellaneous | % of Load | 1 | 2030 | 1.864e-05
ENS | Preferred Plan | C&I Curtailment | C&I Curtailment-Turnkey-Water Heating Control | Large General | Retail Trade | % of Load | 1 | 2030 | 2.3353e-06
ENS | Preferred Plan | C&I Curtailment | C&I Curtailment-Turnkey-Water Heating Control | Large General | Services | % of Load | 1 | 2030 | 3.7398e-06
ENS | Preferred Plan | C&I Curtailment | C&I Curtailment-Turnkey-Other | Large General | Miscellaneous | % of Load | 1 | 2030 | 0.00039841
ENS | Preferred Plan | C&I Curtailment | C&I Curtailment-Turnkey-Other | Large General | Retail Trade | % of Load | 1 | 2030 | 2.3878e-05
ENS | Preferred Plan | C&I Curtailment | C&I Curtailment-Turnkey-Other | Large General | Services | % of Load | 1 | 2030 | 3.8238e-05
ENS | Preferred Plan | C&I Curtailment | C&I Curtailment-Turnkey-Manual HVAC Control | Small Industrial | Miscellaneous | % of Load | 1 | 2030 | 0.00017806
ENS | Preferred Plan | C&I Curtailment | C&I Curtailment-Turnkey-Manual HVAC Control | Small Industrial | Offices | % of Load | 1 | 2030 | 2.2818e-06
ENS | Preferred Plan | C&I Curtailment | C&I Curtailment-Turnkey-Manual HVAC Control | Small Industrial | Retail Trade | % of Load | 1 | 2030 | 7.5209e-06
ENS | Preferred Plan | C&I Curtailment | C&I Curtailment-Turnkey-Manual HVAC Control | Small Industrial | Services | % of Load | 1 | 2030 | 2.376e-06
ENS | Preferred Plan | C&I Curtailment | C&I Curtailment-Turnkey-Auto-DR HVAC Control | Small Industrial | Miscellaneous | % of Load | 1 | 2030 | 1.4125e-05
ENS | Preferred Plan | C&I Curtailment | C&I Curtailment-Turnkey-Auto-DR HVAC Control | Small Industrial | Offices | % of Load | 1 | 2030 | 1.8101e-07
ENS | Preferred Plan | C&I Curtailment | C&I Curtailment-Turnkey-Auto-DR HVAC Control | Small Industrial | Retail Trade | % of Load | 1 | 2030 | 5.9662e-07
ENS | Preferred Plan | C&I Curtailment | C&I Curtailment-Turnkey-Auto-DR HVAC Control | Small Industrial | Services | % of Load | 1 | 2030 | 1.8849e-07
ENS | Preferred Plan | C&I Curtailment | C&I Curtailment-Turnkey-Standard Lighting Control | Small Industrial | Miscellaneous | % of Load | 1 | 2030 | 5.5095e-05
ENS | Preferred Plan | C&I Curtailment | C&I Curtailment-Turnkey-Standard Lighting Control | Small Industrial | Offices | % of Load | 1 | 2030 | 2.9747e-07
ENS | Preferred Plan | C&I Curtailment | C&I Curtailment-Turnkey-Standard Lighting Control | Small Industrial | Retail Trade | % of Load | 1 | 2030 | 3.2549e-06
ENS | Preferred Plan | C&I Curtailment | C&I Curtailment-Turnkey-Standard Lighting Control | Small Industrial | Services | % of Load | 1 | 2030 | 1.0283e-06
ENS | Preferred Plan | C&I Curtailment | C&I Curtailment-Turnkey-Water Heating Control | Small Industrial | Miscellaneous | % of Load | 1 | 2030 | 4.6516e-06
ENS | Preferred Plan | C&I Curtailment | C&I Curtailment-Turnkey-Water Heating Control | Small Industrial | Offices | % of Load | 1 | 2030 | 2.3578e-08
ENS | Preferred Plan | C&I Curtailment | C&I Curtailment-Turnkey-Water Heating Control | Small Industrial | Retail Trade | % of Load | 1 | 2030 | 4.4929e-07
ENS | Preferred Plan | C&I Curtailment | C&I Curtailment-Turnkey-Water Heating Control | Small Industrial | Services | % of Load | 1 | 2030 | 1.4194e-07
ENS | Preferred Plan | C&I Curtailment | C&I Curtailment-Turnkey-Other | Small Industrial | Miscellaneous | % of Load | 1 | 2030 | 7.1334e-05
ENS | Preferred Plan | C&I Curtailment | C&I Curtailment-Turnkey-Other | Small Industrial | Offices | % of Load | 1 | 2030 | 4.4513e-07
ENS | Preferred Plan | C&I Curtailment | C&I Curtailment-Turnkey-Other | Small Industrial | Retail Trade | % of Load | 1 | 2030 | 4.9352e-06
ENS | Preferred Plan | C&I Curtailment | C&I Curtailment-Turnkey-Other | Small Industrial | Services | % of Load | 1 | 2030 | 1.5592e-06
ENS | Preferred Plan | C&I Curtailment | C&I Curtailment-Turnkey-Industrial | Small Industrial | Manufacturing | % of Load | 1 | 2030 | 1.6956e-05
ENS | Preferred Plan | C&I Curtailment | C&I Curtailment-Turnkey-Manual HVAC Control | Medium Industrial | Miscellaneous | % of Load | 1 | 2030 | 0.0028633
ENS | Preferred Plan | C&I Curtailment | C&I Curtailment-Turnkey-Manual HVAC Control | Medium Industrial | Offices | % of Load | 1 | 2030 | 4.6188e-05
ENS | Preferred Plan | C&I Curtailment | C&I Curtailment-Turnkey-Manual HVAC Control | Medium Industrial | Retail Trade | % of Load | 1 | 2030 | 0.0006327
ENS | Preferred Plan | C&I Curtailment | C&I Curtailment-Turnkey-Manual HVAC Control | Medium Industrial | Services | % of Load | 1 | 2030 | 2.9134e-05
ENS | Preferred Plan | C&I Curtailment | C&I Curtailment-Turnkey-Auto-DR HVAC Control | Medium Industrial | Miscellaneous | % of Load | 1 | 2030 | 0.00022714
ENS | Preferred Plan | C&I Curtailment | C&I Curtailment-Turnkey-Auto-DR HVAC Control | Medium Industrial | Offices | % of Load | 1 | 2030 | 3.664e-06
ENS | Preferred Plan | C&I Curtailment | C&I Curtailment-Turnkey-Auto-DR HVAC Control | Medium Industrial | Retail Trade | % of Load | 1 | 2030 | 5.0191e-05
ENS | Preferred Plan | C&I Curtailment | C&I Curtailment-Turnkey-Auto-DR HVAC Control | Medium Industrial | Services | % of Load | 1 | 2030 | 2.3111e-06
ENS | Preferred Plan | C&I Curtailment | C&I Curtailment-Turnkey-Standard Lighting Control | Medium Industrial | Miscellaneous | % of Load | 1 | 2030 | 0.00088594
ENS | Preferred Plan | C&I Curtailment | C&I Curtailment-Turnkey-Standard Lighting Control | Medium Industrial | Offices | % of Load | 1 | 2030 | 6.0213e-06
ENS | Preferred Plan | C&I Curtailment | C&I Curtailment-Turnkey-Standard Lighting Control | Medium Industrial | Retail Trade | % of Load | 1 | 2030 | 0.00027382
ENS | Preferred Plan | C&I Curtailment | C&I Curtailment-Turnkey-Standard Lighting Control | Medium Industrial | Services | % of Load | 1 | 2030 | 1.2608e-05
ENS | Preferred Plan | C&I Curtailment | C&I Curtailment-Turnkey-Water Heating Control | Medium Industrial | Miscellaneous | % of Load | 1 | 2030 | 7.4798e-05
ENS | Preferred Plan | C&I Curtailment | C&I Curtailment-Turnkey-Water Heating Control | Medium Industrial | Offices | % of Load | 1 | 2030 | 4.7725e-07
ENS | Preferred Plan | C&I Curtailment | C&I Curtailment-Turnkey-Water Heating Control | Medium Industrial | Retail Trade | % of Load | 1 | 2030 | 3.7797e-05
ENS | Preferred Plan | C&I Curtailment | C&I Curtailment-Turnkey-Water Heating Control | Medium Industrial | Services | % of Load | 1 | 2030 | 1.7404e-06
ENS | Preferred Plan | C&I Curtailment | C&I Curtailment-Turnkey-Other | Medium Industrial | Miscellaneous | % of Load | 1 | 2030 | 0.0011471
ENS | Preferred Plan | C&I Curtailment | C&I Curtailment-Turnkey-Other | Medium Industrial | Offices | % of Load | 1 | 2030 | 9.0101e-06
ENS | Preferred Plan | C&I Curtailment | C&I Curtailment-Turnkey-Other | Medium Industrial | Retail Trade | % of Load | 1 | 2030 | 0.00041518
ENS | Preferred Plan | C&I Curtailment | C&I Curtailment-Turnkey-Other | Medium Industrial | Services | % of Load | 1 | 2030 | 1.9118e-05
ENS | Preferred Plan | C&I Curtailment | C&I Curtailment-Turnkey-Manual HVAC Control | Large Industrial | Miscellaneous | % of Load | 1 | 2030 | 6.0768e-05
ENS | Preferred Plan | C&I Curtailment | C&I Curtailment-Turnkey-Auto-DR HVAC Control | Large Industrial | Miscellaneous | % of Load | 1 | 2030 | 4.8206e-06
ENS | Preferred Plan | C&I Curtailment | C&I Curtailment-Turnkey-Standard Lighting Control | Large Industrial | Miscellaneous | % of Load | 1 | 2030 | 2.6269e-05
ENS | Preferred Plan | C&I Curtailment | C&I Curtailment-Turnkey-Water Heating Control | Large Industrial | Miscellaneous | % of Load | 1 | 2030 | 1.334e-06
ENS | Preferred Plan | C&I Curtailment | C&I Curtailment-Turnkey-Other | Large Industrial | Miscellaneous | % of Load | 1 | 2030 | 2.8513e-05
ENS | Preferred Plan | C&I Curtailment | C&I Curtailment-Turnkey-Industrial | Large Industrial | Manufacturing | % of Load | 1 | 2030 | 5.5649e-06
ENS | Preferred Plan | C&I Loadshift to BUGs | C&I Loadshift to BUGs | Large General | Miscellaneous | % of Load | 1 | 2030 | 0.0021118
ENS | Preferred Plan | C&I Loadshift to BUGs | C&I Loadshift to BUGs | Small Industrial | Miscellaneous | % of Load | 1 | 2030 | 0.00073358
ENS | Preferred Plan | C&I Loadshift to BUGs | C&I Loadshift to BUGs | Medium Industrial | Manufacturing | % of Load | 1 | 2030 | 0.00042919
ENS | Preferred Plan | C&I Loadshift to BUGs | C&I Loadshift to BUGs | Medium Industrial | Miscellaneous | % of Load | 1 | 2030 | 0.0018627
ENS | Preferred Plan | Dynamic Pricing | Dynamic Pricing with enabling tech. | Small General | Manufacturing | % of Load | 1 | 2030 | 6.4607e-06
ENS | Preferred Plan | Dynamic Pricing | Dynamic Pricing with enabling tech. | Residential Charitable | Residential LI | % of Load | 1 | 2030 | 0.0016941
ENS | Preferred Plan | Dynamic Pricing | Dynamic Pricing with enabling tech. | Residential Charitable | Residential Market Rate | % of Load | 1 | 2030 | 0.0096185
ENS | Preferred Plan | Dynamic Pricing | Dynamic Pricing w/o enabling tech. | Residential Charitable | Residential LI | % of Load | 1 | 2030 | 0.0014896
ENS | Preferred Plan | Dynamic Pricing | Dynamic Pricing w/o enabling tech. | Residential Charitable | Residential Market Rate | % of Load | 1 | 2030 | 0.0084573
ENS | Preferred Plan | Behavioral DR | Behavioral DR | Residential Charitable | Residential LI | % of Load | 1 | 2030 | 0.00029761
ENS | Preferred Plan | Behavioral DR | Behavioral DR | Residential Charitable | Residential Market Rate | % of Load | 1 | 2030 | 0.0016961
ENS | Preferred Plan | Time-of-Use Rates (TOU) | Time-of-Use Rates (TOU) | Residential Charitable | Residential LI | % of Load | 0 | 2030 | 0.00028681
ENS | Preferred Plan | Time-of-Use Rates (TOU) | Time-of-Use Rates (TOU) | Residential Charitable | Residential Market Rate | % of Load | 0 | 2030 | 0.0016345
ENS | Preferred Plan | DLC-Thermostat | DLC-Thermostat-BYOT-Central Heat Pump | Residential Charitable | Residential LI | % of Load | 0 | 2031 | 1.9768e-05
ENS | Preferred Plan | DLC-Thermostat | DLC-Thermostat-BYOT-Central Heat Pump | Residential Charitable | Residential Market Rate | % of Load | 0 | 2031 | 0.00012097
ENS | Preferred Plan | DLC-Thermostat | DLC-Thermostat-DI-Baseboard Heating | Residential Charitable | Residential LI | % of Load | 0 | 2031 | 0.00010052
ENS | Preferred Plan | DLC-Thermostat | DLC-Thermostat-DI-Baseboard Heating | Residential Charitable | Residential Market Rate | % of Load | 0 | 2031 | 0.00095688
ENS | Preferred Plan | DLC-Thermostat | DLC-Thermostat-BYOT-Baseboard Heating | Residential Charitable | Residential LI | % of Load | 0 | 2031 | 1.1753e-05
ENS | Preferred Plan | DLC-Thermostat | DLC-Thermostat-BYOT-Baseboard Heating | Residential Charitable | Residential Market Rate | % of Load | 0 | 2031 | 0.00011187
ENS | Preferred Plan | DLC-Thermostat | DLC-Thermostat-DI-MSHP | Residential Charitable | Residential LI | % of Load | 0 | 2031 | 5.8245e-05
ENS | Preferred Plan | DLC-Thermostat | DLC-Thermostat-DI-MSHP | Residential Charitable | Residential Market Rate | % of Load | 0 | 2031 | 0.00055444
ENS | Preferred Plan | DLC-Thermostat | DLC-Thermostat-BYOT-MSHP | Residential Charitable | Residential LI | % of Load | 0 | 2031 | 5.2612e-06
ENS | Preferred Plan | DLC-Thermostat | DLC-Thermostat-BYOT-MSHP | Residential Charitable | Residential Market Rate | % of Load | 0 | 2031 | 5.0082e-05
ENS | Preferred Plan | DLC-Water Heating | DLC-Switch-Water Heating | Residential Charitable | Residential LI | % of Load | 0 | 2031 | 5.7543e-05
ENS | Preferred Plan | DLC-Water Heating | DLC-Switch-Water Heating | Residential Charitable | Residential Market Rate | % of Load | 0 | 2031 | 0.0006573
ENS | Preferred Plan | C&I Curtailment | C&I Curtailment-Turnkey-Manual HVAC Control | General | Miscellaneous | % of Load | 1 | 2031 | 0.0013488
ENS | Preferred Plan | C&I Curtailment | C&I Curtailment-Turnkey-Manual HVAC Control | General | Offices | % of Load | 1 | 2031 | 9.2691e-05
ENS | Preferred Plan | C&I Curtailment | C&I Curtailment-Turnkey-Manual HVAC Control | General | Retail Trade | % of Load | 1 | 2031 | 0.00030979
ENS | Preferred Plan | C&I Curtailment | C&I Curtailment-Turnkey-Manual HVAC Control | General | Services | % of Load | 1 | 2031 | 0.0002003
ENS | Preferred Plan | C&I Curtailment | C&I Curtailment-Turnkey-Auto-DR HVAC Control | General | Miscellaneous | % of Load | 1 | 2031 | 0.00013375
ENS | Preferred Plan | C&I Curtailment | C&I Curtailment-Turnkey-Auto-DR HVAC Control | General | Offices | % of Load | 1 | 2031 | 9.1913e-06
ENS | Preferred Plan | C&I Curtailment | C&I Curtailment-Turnkey-Auto-DR HVAC Control | General | Retail Trade | % of Load | 1 | 2031 | 3.0719e-05
ENS | Preferred Plan | C&I Curtailment | C&I Curtailment-Turnkey-Auto-DR HVAC Control | General | Services | % of Load | 1 | 2031 | 1.9862e-05
ENS | Preferred Plan | C&I Curtailment | C&I Curtailment-Turnkey-Standard Lighting Control | General | Miscellaneous | % of Load | 1 | 2031 | 0.00056146
ENS | Preferred Plan | C&I Curtailment | C&I Curtailment-Turnkey-Standard Lighting Control | General | Offices | % of Load | 1 | 2031 | 1.1022e-05
ENS | Preferred Plan | C&I Curtailment | C&I Curtailment-Turnkey-Standard Lighting Control | General | Retail Trade | % of Load | 1 | 2031 | 0.00012342
ENS | Preferred Plan | C&I Curtailment | C&I Curtailment-Turnkey-Standard Lighting Control | General | Services | % of Load | 1 | 2031 | 7.9904e-05
ENS | Preferred Plan | C&I Curtailment | C&I Curtailment-Turnkey-Water Heating Control | General | Miscellaneous | % of Load | 1 | 2031 | 3.7645e-05
ENS | Preferred Plan | C&I Curtailment | C&I Curtailment-Turnkey-Water Heating Control | General | Offices | % of Load | 1 | 2031 | 9.9957e-07
ENS | Preferred Plan | C&I Curtailment | C&I Curtailment-Turnkey-Water Heating Control | General | Retail Trade | % of Load | 1 | 2031 | 2.03e-05
ENS | Preferred Plan | C&I Curtailment | C&I Curtailment-Turnkey-Water Heating Control | General | Services | % of Load | 1 | 2031 | 1.3108e-05
ENS | Preferred Plan | C&I Curtailment | C&I Curtailment-Turnkey-Other | General | Miscellaneous | % of Load | 1 | 2031 | 0.00065748
ENS | Preferred Plan | C&I Curtailment | C&I Curtailment-Turnkey-Other | General | Offices | % of Load | 1 | 2031 | 1.7882e-05
ENS | Preferred Plan | C&I Curtailment | C&I Curtailment-Turnkey-Other | General | Retail Trade | % of Load | 1 | 2031 | 0.00020855
ENS | Preferred Plan | C&I Curtailment | C&I Curtailment-Turnkey-Other | General | Services | % of Load | 1 | 2031 | 0.00013479
ENS | Preferred Plan | C&I Curtailment | C&I Curtailment-Turnkey-Manual HVAC Control | Large General | Miscellaneous | % of Load | 1 | 2031 | 0.0009412
ENS | Preferred Plan | C&I Curtailment | C&I Curtailment-Turnkey-Manual HVAC Control | Large General | Retail Trade | % of Load | 1 | 2031 | 3.9242e-05
ENS | Preferred Plan | C&I Curtailment | C&I Curtailment-Turnkey-Manual HVAC Control | Large General | Services | % of Load | 1 | 2031 | 6.2842e-05
ENS | Preferred Plan | C&I Curtailment | C&I Curtailment-Turnkey-Auto-DR HVAC Control | Large General | Miscellaneous | % of Load | 1 | 2031 | 9.3329e-05
ENS | Preferred Plan | C&I Curtailment | C&I Curtailment-Turnkey-Auto-DR HVAC Control | Large General | Retail Trade | % of Load | 1 | 2031 | 3.8912e-06
ENS | Preferred Plan | C&I Curtailment | C&I Curtailment-Turnkey-Auto-DR HVAC Control | Large General | Services | % of Load | 1 | 2031 | 6.2314e-06
ENS | Preferred Plan | C&I Curtailment | C&I Curtailment-Turnkey-Standard Lighting Control | Large General | Miscellaneous | % of Load | 1 | 2031 | 0.00040687
ENS | Preferred Plan | C&I Curtailment | C&I Curtailment-Turnkey-Standard Lighting Control | Large General | Retail Trade | % of Load | 1 | 2031 | 1.5532e-05
ENS | Preferred Plan | C&I Curtailment | C&I Curtailment-Turnkey-Standard Lighting Control | Large General | Services | % of Load | 1 | 2031 | 2.4873e-05
ENS | Preferred Plan | C&I Curtailment | C&I Curtailment-Turnkey-Water Heating Control | Large General | Miscellaneous | % of Load | 1 | 2031 | 2.0662e-05
ENS | Preferred Plan | C&I Curtailment | C&I Curtailment-Turnkey-Water Heating Control | Large General | Retail Trade | % of Load | 1 | 2031 | 2.5886e-06
ENS | Preferred Plan | C&I Curtailment | C&I Curtailment-Turnkey-Water Heating Control | Large General | Services | % of Load | 1 | 2031 | 4.1453e-06
ENS | Preferred Plan | C&I Curtailment | C&I Curtailment-Turnkey-Other | Large General | Miscellaneous | % of Load | 1 | 2031 | 0.00044162
ENS | Preferred Plan | C&I Curtailment | C&I Curtailment-Turnkey-Other | Large General | Retail Trade | % of Load | 1 | 2031 | 2.6467e-05
ENS | Preferred Plan | C&I Curtailment | C&I Curtailment-Turnkey-Other | Large General | Services | % of Load | 1 | 2031 | 4.2384e-05
ENS | Preferred Plan | C&I Curtailment | C&I Curtailment-Turnkey-Manual HVAC Control | Small Industrial | Miscellaneous | % of Load | 1 | 2031 | 0.00019728
ENS | Preferred Plan | C&I Curtailment | C&I Curtailment-Turnkey-Manual HVAC Control | Small Industrial | Offices | % of Load | 1 | 2031 | 2.5281e-06
ENS | Preferred Plan | C&I Curtailment | C&I Curtailment-Turnkey-Manual HVAC Control | Small Industrial | Retail Trade | % of Load | 1 | 2031 | 8.3326e-06
ENS | Preferred Plan | C&I Curtailment | C&I Curtailment-Turnkey-Manual HVAC Control | Small Industrial | Services | % of Load | 1 | 2031 | 2.6325e-06
ENS | Preferred Plan | C&I Curtailment | C&I Curtailment-Turnkey-Auto-DR HVAC Control | Small Industrial | Miscellaneous | % of Load | 1 | 2031 | 1.9562e-05
ENS | Preferred Plan | C&I Curtailment | C&I Curtailment-Turnkey-Auto-DR HVAC Control | Small Industrial | Offices | % of Load | 1 | 2031 | 2.5068e-07
ENS | Preferred Plan | C&I Curtailment | C&I Curtailment-Turnkey-Auto-DR HVAC Control | Small Industrial | Retail Trade | % of Load | 1 | 2031 | 8.2626e-07
ENS | Preferred Plan | C&I Curtailment | C&I Curtailment-Turnkey-Auto-DR HVAC Control | Small Industrial | Services | % of Load | 1 | 2031 | 2.6104e-07
ENS | Preferred Plan | C&I Curtailment | C&I Curtailment-Turnkey-Standard Lighting Control | Small Industrial | Miscellaneous | % of Load | 1 | 2031 | 6.1041e-05
ENS | Preferred Plan | C&I Curtailment | C&I Curtailment-Turnkey-Standard Lighting Control | Small Industrial | Offices | % of Load | 1 | 2031 | 3.2957e-07
ENS | Preferred Plan | C&I Curtailment | C&I Curtailment-Turnkey-Standard Lighting Control | Small Industrial | Retail Trade | % of Load | 1 | 2031 | 3.6061e-06
ENS | Preferred Plan | C&I Curtailment | C&I Curtailment-Turnkey-Standard Lighting Control | Small Industrial | Services | % of Load | 1 | 2031 | 1.1393e-06
ENS | Preferred Plan | C&I Curtailment | C&I Curtailment-Turnkey-Water Heating Control | Small Industrial | Miscellaneous | % of Load | 1 | 2031 | 5.1536e-06
ENS | Preferred Plan | C&I Curtailment | C&I Curtailment-Turnkey-Water Heating Control | Small Industrial | Offices | % of Load | 1 | 2031 | 2.6122e-08
ENS | Preferred Plan | C&I Curtailment | C&I Curtailment-Turnkey-Water Heating Control | Small Industrial | Retail Trade | % of Load | 1 | 2031 | 4.9778e-07
ENS | Preferred Plan | C&I Curtailment | C&I Curtailment-Turnkey-Water Heating Control | Small Industrial | Services | % of Load | 1 | 2031 | 1.5726e-07
ENS | Preferred Plan | C&I Curtailment | C&I Curtailment-Turnkey-Other | Small Industrial | Miscellaneous | % of Load | 1 | 2031 | 7.9033e-05
ENS | Preferred Plan | C&I Curtailment | C&I Curtailment-Turnkey-Other | Small Industrial | Offices | % of Load | 1 | 2031 | 4.9317e-07
ENS | Preferred Plan | C&I Curtailment | C&I Curtailment-Turnkey-Other | Small Industrial | Retail Trade | % of Load | 1 | 2031 | 5.4678e-06
ENS | Preferred Plan | C&I Curtailment | C&I Curtailment-Turnkey-Other | Small Industrial | Services | % of Load | 1 | 2031 | 1.7274e-06
ENS | Preferred Plan | C&I Curtailment | C&I Curtailment-Turnkey-Industrial | Small Industrial | Manufacturing | % of Load | 1 | 2031 | 1.8786e-05
ENS | Preferred Plan | C&I Curtailment | C&I Curtailment-Turnkey-Manual HVAC Control | Medium Industrial | Miscellaneous | % of Load | 1 | 2031 | 0.0031716
ENS | Preferred Plan | C&I Curtailment | C&I Curtailment-Turnkey-Manual HVAC Control | Medium Industrial | Offices | % of Load | 1 | 2031 | 5.1162e-05
ENS | Preferred Plan | C&I Curtailment | C&I Curtailment-Turnkey-Manual HVAC Control | Medium Industrial | Retail Trade | % of Load | 1 | 2031 | 0.00070083
ENS | Preferred Plan | C&I Curtailment | C&I Curtailment-Turnkey-Manual HVAC Control | Medium Industrial | Services | % of Load | 1 | 2031 | 3.2271e-05
ENS | Preferred Plan | C&I Curtailment | C&I Curtailment-Turnkey-Auto-DR HVAC Control | Medium Industrial | Miscellaneous | % of Load | 1 | 2031 | 0.0003145
ENS | Preferred Plan | C&I Curtailment | C&I Curtailment-Turnkey-Auto-DR HVAC Control | Medium Industrial | Offices | % of Load | 1 | 2031 | 5.0732e-06
ENS | Preferred Plan | C&I Curtailment | C&I Curtailment-Turnkey-Auto-DR HVAC Control | Medium Industrial | Retail Trade | % of Load | 1 | 2031 | 6.9494e-05
ENS | Preferred Plan | C&I Curtailment | C&I Curtailment-Turnkey-Auto-DR HVAC Control | Medium Industrial | Services | % of Load | 1 | 2031 | 3.2e-06
ENS | Preferred Plan | C&I Curtailment | C&I Curtailment-Turnkey-Standard Lighting Control | Medium Industrial | Miscellaneous | % of Load | 1 | 2031 | 0.00098134
ENS | Preferred Plan | C&I Curtailment | C&I Curtailment-Turnkey-Standard Lighting Control | Medium Industrial | Offices | % of Load | 1 | 2031 | 6.6697e-06
ENS | Preferred Plan | C&I Curtailment | C&I Curtailment-Turnkey-Standard Lighting Control | Medium Industrial | Retail Trade | % of Load | 1 | 2031 | 0.0003033
ENS | Preferred Plan | C&I Curtailment | C&I Curtailment-Turnkey-Standard Lighting Control | Medium Industrial | Services | % of Load | 1 | 2031 | 1.3966e-05
ENS | Preferred Plan | C&I Curtailment | C&I Curtailment-Turnkey-Water Heating Control | Medium Industrial | Miscellaneous | % of Load | 1 | 2031 | 8.2853e-05
ENS | Preferred Plan | C&I Curtailment | C&I Curtailment-Turnkey-Water Heating Control | Medium Industrial | Offices | % of Load | 1 | 2031 | 5.2864e-07
ENS | Preferred Plan | C&I Curtailment | C&I Curtailment-Turnkey-Water Heating Control | Medium Industrial | Retail Trade | % of Load | 1 | 2031 | 4.1867e-05
ENS | Preferred Plan | C&I Curtailment | C&I Curtailment-Turnkey-Water Heating Control | Medium Industrial | Services | % of Load | 1 | 2031 | 1.9278e-06
ENS | Preferred Plan | C&I Curtailment | C&I Curtailment-Turnkey-Other | Medium Industrial | Miscellaneous | % of Load | 1 | 2031 | 0.0012706
ENS | Preferred Plan | C&I Curtailment | C&I Curtailment-Turnkey-Other | Medium Industrial | Offices | % of Load | 1 | 2031 | 9.9804e-06
ENS | Preferred Plan | C&I Curtailment | C&I Curtailment-Turnkey-Other | Medium Industrial | Retail Trade | % of Load | 1 | 2031 | 0.00045988
ENS | Preferred Plan | C&I Curtailment | C&I Curtailment-Turnkey-Other | Medium Industrial | Services | % of Load | 1 | 2031 | 2.1176e-05
ENS | Preferred Plan | C&I Curtailment | C&I Curtailment-Turnkey-Manual HVAC Control | Large Industrial | Miscellaneous | % of Load | 1 | 2031 | 6.7382e-05
ENS | Preferred Plan | C&I Curtailment | C&I Curtailment-Turnkey-Auto-DR HVAC Control | Large Industrial | Miscellaneous | % of Load | 1 | 2031 | 6.6816e-06
ENS | Preferred Plan | C&I Curtailment | C&I Curtailment-Turnkey-Standard Lighting Control | Large Industrial | Miscellaneous | % of Load | 1 | 2031 | 2.9128e-05
ENS | Preferred Plan | C&I Curtailment | C&I Curtailment-Turnkey-Water Heating Control | Large Industrial | Miscellaneous | % of Load | 1 | 2031 | 1.4792e-06
ENS | Preferred Plan | C&I Curtailment | C&I Curtailment-Turnkey-Other | Large Industrial | Miscellaneous | % of Load | 1 | 2031 | 3.1616e-05
ENS | Preferred Plan | C&I Curtailment | C&I Curtailment-Turnkey-Industrial | Large Industrial | Manufacturing | % of Load | 1 | 2031 | 6.1705e-06
ENS | Preferred Plan | C&I Loadshift to BUGs | C&I Loadshift to BUGs | Large General | Miscellaneous | % of Load | 1 | 2031 | 0.0021029
ENS | Preferred Plan | C&I Loadshift to BUGs | C&I Loadshift to BUGs | Small Industrial | Miscellaneous | % of Load | 1 | 2031 | 0.00073799
ENS | Preferred Plan | C&I Loadshift to BUGs | C&I Loadshift to BUGs | Medium Industrial | Manufacturing | % of Load | 1 | 2031 | 0.00043028
ENS | Preferred Plan | C&I Loadshift to BUGs | C&I Loadshift to BUGs | Medium Industrial | Miscellaneous | % of Load | 1 | 2031 | 0.0018674
ENS | Preferred Plan | Dynamic Pricing | Dynamic Pricing with enabling tech. | Small General | Manufacturing | % of Load | 1 | 2031 | 6.591e-06
ENS | Preferred Plan | Dynamic Pricing | Dynamic Pricing with enabling tech. | Residential Charitable | Residential LI | % of Load | 1 | 2031 | 0.0028189
ENS | Preferred Plan | Dynamic Pricing | Dynamic Pricing with enabling tech. | Residential Charitable | Residential Market Rate | % of Load | 1 | 2031 | 0.016007
ENS | Preferred Plan | Dynamic Pricing | Dynamic Pricing w/o enabling tech. | Residential Charitable | Residential LI | % of Load | 1 | 2031 | 0.0014836
ENS | Preferred Plan | Dynamic Pricing | Dynamic Pricing w/o enabling tech. | Residential Charitable | Residential Market Rate | % of Load | 1 | 2031 | 0.0084249
ENS | Preferred Plan | Behavioral DR | Behavioral DR | Residential Charitable | Residential LI | % of Load | 1 | 2031 | 0.00032931
ENS | Preferred Plan | Behavioral DR | Behavioral DR | Residential Charitable | Residential Market Rate | % of Load | 1 | 2031 | 0.0018768
ENS | Preferred Plan | Time-of-Use Rates (TOU) | Time-of-Use Rates (TOU) | Residential Charitable | Residential LI | % of Load | 0 | 2031 | 0.00027734
ENS | Preferred Plan | Time-of-Use Rates (TOU) | Time-of-Use Rates (TOU) | Residential Charitable | Residential Market Rate | % of Load | 0 | 2031 | 0.0015806
ENS | Preferred Plan | DLC-Thermostat | DLC-Thermostat-BYOT-Central Heat Pump | Residential Charitable | Residential LI | % of Load | 0 | 2032 | 1.9643e-05
ENS | Preferred Plan | DLC-Thermostat | DLC-Thermostat-BYOT-Central Heat Pump | Residential Charitable | Residential Market Rate | % of Load | 0 | 2032 | 0.0001202
ENS | Preferred Plan | DLC-Thermostat | DLC-Thermostat-DI-Baseboard Heating | Residential Charitable | Residential LI | % of Load | 0 | 2032 | 9.9945e-05
ENS | Preferred Plan | DLC-Thermostat | DLC-Thermostat-DI-Baseboard Heating | Residential Charitable | Residential Market Rate | % of Load | 0 | 2032 | 0.00095138
ENS | Preferred Plan | DLC-Thermostat | DLC-Thermostat-BYOT-Baseboard Heating | Residential Charitable | Residential LI | % of Load | 0 | 2032 | 1.1686e-05
ENS | Preferred Plan | DLC-Thermostat | DLC-Thermostat-BYOT-Baseboard Heating | Residential Charitable | Residential Market Rate | % of Load | 0 | 2032 | 0.00011124
ENS | Preferred Plan | DLC-Thermostat | DLC-Thermostat-DI-MSHP | Residential Charitable | Residential LI | % of Load | 0 | 2032 | 5.7916e-05
ENS | Preferred Plan | DLC-Thermostat | DLC-Thermostat-DI-MSHP | Residential Charitable | Residential Market Rate | % of Load | 0 | 2032 | 0.00055131
ENS | Preferred Plan | DLC-Thermostat | DLC-Thermostat-BYOT-MSHP | Residential Charitable | Residential LI | % of Load | 0 | 2032 | 5.2617e-06
ENS | Preferred Plan | DLC-Thermostat | DLC-Thermostat-BYOT-MSHP | Residential Charitable | Residential Market Rate | % of Load | 0 | 2032 | 5.0087e-05
ENS | Preferred Plan | DLC-Water Heating | DLC-Switch-Water Heating | Residential Charitable | Residential LI | % of Load | 0 | 2032 | 5.7217e-05
ENS | Preferred Plan | DLC-Water Heating | DLC-Switch-Water Heating | Residential Charitable | Residential Market Rate | % of Load | 0 | 2032 | 0.00065358
ENS | Preferred Plan | C&I Curtailment | C&I Curtailment-Turnkey-Manual HVAC Control | General | Miscellaneous | % of Load | 1 | 2032 | 0.0013504
ENS | Preferred Plan | C&I Curtailment | C&I Curtailment-Turnkey-Manual HVAC Control | General | Offices | % of Load | 1 | 2032 | 9.2803e-05
ENS | Preferred Plan | C&I Curtailment | C&I Curtailment-Turnkey-Manual HVAC Control | General | Retail Trade | % of Load | 1 | 2032 | 0.00031017
ENS | Preferred Plan | C&I Curtailment | C&I Curtailment-Turnkey-Manual HVAC Control | General | Services | % of Load | 1 | 2032 | 0.00020054
ENS | Preferred Plan | C&I Curtailment | C&I Curtailment-Turnkey-Auto-DR HVAC Control | General | Miscellaneous | % of Load | 1 | 2032 | 0.00016739
ENS | Preferred Plan | C&I Curtailment | C&I Curtailment-Turnkey-Auto-DR HVAC Control | General | Offices | % of Load | 1 | 2032 | 1.1503e-05
ENS | Preferred Plan | C&I Curtailment | C&I Curtailment-Turnkey-Auto-DR HVAC Control | General | Retail Trade | % of Load | 1 | 2032 | 3.8445e-05
ENS | Preferred Plan | C&I Curtailment | C&I Curtailment-Turnkey-Auto-DR HVAC Control | General | Services | % of Load | 1 | 2032 | 2.4857e-05
ENS | Preferred Plan | C&I Curtailment | C&I Curtailment-Turnkey-Standard Lighting Control | General | Miscellaneous | % of Load | 1 | 2032 | 0.00056213
ENS | Preferred Plan | C&I Curtailment | C&I Curtailment-Turnkey-Standard Lighting Control | General | Offices | % of Load | 1 | 2032 | 1.1035e-05
ENS | Preferred Plan | C&I Curtailment | C&I Curtailment-Turnkey-Standard Lighting Control | General | Retail Trade | % of Load | 1 | 2032 | 0.00012357
ENS | Preferred Plan | C&I Curtailment | C&I Curtailment-Turnkey-Standard Lighting Control | General | Services | % of Load | 1 | 2032 | 8e-05
ENS | Preferred Plan | C&I Curtailment | C&I Curtailment-Turnkey-Water Heating Control | General | Miscellaneous | % of Load | 1 | 2032 | 3.769e-05
ENS | Preferred Plan | C&I Curtailment | C&I Curtailment-Turnkey-Water Heating Control | General | Offices | % of Load | 1 | 2032 | 1.0008e-06
ENS | Preferred Plan | C&I Curtailment | C&I Curtailment-Turnkey-Water Heating Control | General | Retail Trade | % of Load | 1 | 2032 | 2.0324e-05
ENS | Preferred Plan | C&I Curtailment | C&I Curtailment-Turnkey-Water Heating Control | General | Services | % of Load | 1 | 2032 | 1.3123e-05
ENS | Preferred Plan | C&I Curtailment | C&I Curtailment-Turnkey-Other | General | Miscellaneous | % of Load | 1 | 2032 | 0.00065827
ENS | Preferred Plan | C&I Curtailment | C&I Curtailment-Turnkey-Other | General | Offices | % of Load | 1 | 2032 | 1.7903e-05
ENS | Preferred Plan | C&I Curtailment | C&I Curtailment-Turnkey-Other | General | Retail Trade | % of Load | 1 | 2032 | 0.0002088
ENS | Preferred Plan | C&I Curtailment | C&I Curtailment-Turnkey-Other | General | Services | % of Load | 1 | 2032 | 0.00013495
ENS | Preferred Plan | C&I Curtailment | C&I Curtailment-Turnkey-Manual HVAC Control | Large General | Miscellaneous | % of Load | 1 | 2032 | 0.00093226
ENS | Preferred Plan | C&I Curtailment | C&I Curtailment-Turnkey-Manual HVAC Control | Large General | Retail Trade | % of Load | 1 | 2032 | 3.8869e-05
ENS | Preferred Plan | C&I Curtailment | C&I Curtailment-Turnkey-Manual HVAC Control | Large General | Services | % of Load | 1 | 2032 | 6.2245e-05
ENS | Preferred Plan | C&I Curtailment | C&I Curtailment-Turnkey-Auto-DR HVAC Control | Large General | Miscellaneous | % of Load | 1 | 2032 | 0.00011555
ENS | Preferred Plan | C&I Curtailment | C&I Curtailment-Turnkey-Auto-DR HVAC Control | Large General | Retail Trade | % of Load | 1 | 2032 | 4.8179e-06
ENS | Preferred Plan | C&I Curtailment | C&I Curtailment-Turnkey-Auto-DR HVAC Control | Large General | Services | % of Load | 1 | 2032 | 7.7153e-06
ENS | Preferred Plan | C&I Curtailment | C&I Curtailment-Turnkey-Standard Lighting Control | Large General | Miscellaneous | % of Load | 1 | 2032 | 0.00040301
ENS | Preferred Plan | C&I Curtailment | C&I Curtailment-Turnkey-Standard Lighting Control | Large General | Retail Trade | % of Load | 1 | 2032 | 1.5384e-05
ENS | Preferred Plan | C&I Curtailment | C&I Curtailment-Turnkey-Standard Lighting Control | Large General | Services | % of Load | 1 | 2032 | 2.4636e-05
ENS | Preferred Plan | C&I Curtailment | C&I Curtailment-Turnkey-Water Heating Control | Large General | Miscellaneous | % of Load | 1 | 2032 | 2.0466e-05
ENS | Preferred Plan | C&I Curtailment | C&I Curtailment-Turnkey-Water Heating Control | Large General | Retail Trade | % of Load | 1 | 2032 | 2.564e-06
ENS | Preferred Plan | C&I Curtailment | C&I Curtailment-Turnkey-Water Heating Control | Large General | Services | % of Load | 1 | 2032 | 4.106e-06
ENS | Preferred Plan | C&I Curtailment | C&I Curtailment-Turnkey-Other | Large General | Miscellaneous | % of Load | 1 | 2032 | 0.00043743
ENS | Preferred Plan | C&I Curtailment | C&I Curtailment-Turnkey-Other | Large General | Retail Trade | % of Load | 1 | 2032 | 2.6216e-05
ENS | Preferred Plan | C&I Curtailment | C&I Curtailment-Turnkey-Other | Large General | Services | % of Load | 1 | 2032 | 4.1982e-05
ENS | Preferred Plan | C&I Curtailment | C&I Curtailment-Turnkey-Manual HVAC Control | Small Industrial | Miscellaneous | % of Load | 1 | 2032 | 0.00019736
ENS | Preferred Plan | C&I Curtailment | C&I Curtailment-Turnkey-Manual HVAC Control | Small Industrial | Offices | % of Load | 1 | 2032 | 2.5291e-06
ENS | Preferred Plan | C&I Curtailment | C&I Curtailment-Turnkey-Manual HVAC Control | Small Industrial | Retail Trade | % of Load | 1 | 2032 | 8.3361e-06
ENS | Preferred Plan | C&I Curtailment | C&I Curtailment-Turnkey-Manual HVAC Control | Small Industrial | Services | % of Load | 1 | 2032 | 2.6336e-06
ENS | Preferred Plan | C&I Curtailment | C&I Curtailment-Turnkey-Auto-DR HVAC Control | Small Industrial | Miscellaneous | % of Load | 1 | 2032 | 2.4463e-05
ENS | Preferred Plan | C&I Curtailment | C&I Curtailment-Turnkey-Auto-DR HVAC Control | Small Industrial | Offices | % of Load | 1 | 2032 | 3.1349e-07
ENS | Preferred Plan | C&I Curtailment | C&I Curtailment-Turnkey-Auto-DR HVAC Control | Small Industrial | Retail Trade | % of Load | 1 | 2032 | 1.0333e-06
ENS | Preferred Plan | C&I Curtailment | C&I Curtailment-Turnkey-Auto-DR HVAC Control | Small Industrial | Services | % of Load | 1 | 2032 | 3.2643e-07
ENS | Preferred Plan | C&I Curtailment | C&I Curtailment-Turnkey-Standard Lighting Control | Small Industrial | Miscellaneous | % of Load | 1 | 2032 | 6.1067e-05
ENS | Preferred Plan | C&I Curtailment | C&I Curtailment-Turnkey-Standard Lighting Control | Small Industrial | Offices | % of Load | 1 | 2032 | 3.2971e-07
ENS | Preferred Plan | C&I Curtailment | C&I Curtailment-Turnkey-Standard Lighting Control | Small Industrial | Retail Trade | % of Load | 1 | 2032 | 3.6076e-06
ENS | Preferred Plan | C&I Curtailment | C&I Curtailment-Turnkey-Standard Lighting Control | Small Industrial | Services | % of Load | 1 | 2032 | 1.1397e-06
ENS | Preferred Plan | C&I Curtailment | C&I Curtailment-Turnkey-Water Heating Control | Small Industrial | Miscellaneous | % of Load | 1 | 2032 | 5.1557e-06
ENS | Preferred Plan | C&I Curtailment | C&I Curtailment-Turnkey-Water Heating Control | Small Industrial | Offices | % of Load | 1 | 2032 | 2.6133e-08
ENS | Preferred Plan | C&I Curtailment | C&I Curtailment-Turnkey-Water Heating Control | Small Industrial | Retail Trade | % of Load | 1 | 2032 | 4.9799e-07
ENS | Preferred Plan | C&I Curtailment | C&I Curtailment-Turnkey-Water Heating Control | Small Industrial | Services | % of Load | 1 | 2032 | 1.5733e-07
ENS | Preferred Plan | C&I Curtailment | C&I Curtailment-Turnkey-Other | Small Industrial | Miscellaneous | % of Load | 1 | 2032 | 7.9066e-05
ENS | Preferred Plan | C&I Curtailment | C&I Curtailment-Turnkey-Other | Small Industrial | Offices | % of Load | 1 | 2032 | 4.9337e-07
ENS | Preferred Plan | C&I Curtailment | C&I Curtailment-Turnkey-Other | Small Industrial | Retail Trade | % of Load | 1 | 2032 | 5.4701e-06
ENS | Preferred Plan | C&I Curtailment | C&I Curtailment-Turnkey-Other | Small Industrial | Services | % of Load | 1 | 2032 | 1.7282e-06
ENS | Preferred Plan | C&I Curtailment | C&I Curtailment-Turnkey-Industrial | Small Industrial | Manufacturing | % of Load | 1 | 2032 | 1.8794e-05
ENS | Preferred Plan | C&I Curtailment | C&I Curtailment-Turnkey-Manual HVAC Control | Medium Industrial | Miscellaneous | % of Load | 1 | 2032 | 0.0031632
ENS | Preferred Plan | C&I Curtailment | C&I Curtailment-Turnkey-Manual HVAC Control | Medium Industrial | Offices | % of Load | 1 | 2032 | 5.1026e-05
ENS | Preferred Plan | C&I Curtailment | C&I Curtailment-Turnkey-Manual HVAC Control | Medium Industrial | Retail Trade | % of Load | 1 | 2032 | 0.00069897
ENS | Preferred Plan | C&I Curtailment | C&I Curtailment-Turnkey-Manual HVAC Control | Medium Industrial | Services | % of Load | 1 | 2032 | 3.2185e-05
ENS | Preferred Plan | C&I Curtailment | C&I Curtailment-Turnkey-Auto-DR HVAC Control | Medium Industrial | Miscellaneous | % of Load | 1 | 2032 | 0.00039208
ENS | Preferred Plan | C&I Curtailment | C&I Curtailment-Turnkey-Auto-DR HVAC Control | Medium Industrial | Offices | % of Load | 1 | 2032 | 6.3247e-06
ENS | Preferred Plan | C&I Curtailment | C&I Curtailment-Turnkey-Auto-DR HVAC Control | Medium Industrial | Retail Trade | % of Load | 1 | 2032 | 8.6637e-05
ENS | Preferred Plan | C&I Curtailment | C&I Curtailment-Turnkey-Auto-DR HVAC Control | Medium Industrial | Services | % of Load | 1 | 2032 | 3.9894e-06
ENS | Preferred Plan | C&I Curtailment | C&I Curtailment-Turnkey-Standard Lighting Control | Medium Industrial | Miscellaneous | % of Load | 1 | 2032 | 0.00097873
ENS | Preferred Plan | C&I Curtailment | C&I Curtailment-Turnkey-Standard Lighting Control | Medium Industrial | Offices | % of Load | 1 | 2032 | 6.652e-06
ENS | Preferred Plan | C&I Curtailment | C&I Curtailment-Turnkey-Standard Lighting Control | Medium Industrial | Retail Trade | % of Load | 1 | 2032 | 0.0003025
ENS | Preferred Plan | C&I Curtailment | C&I Curtailment-Turnkey-Standard Lighting Control | Medium Industrial | Services | % of Load | 1 | 2032 | 1.3929e-05
ENS | Preferred Plan | C&I Curtailment | C&I Curtailment-Turnkey-Water Heating Control | Medium Industrial | Miscellaneous | % of Load | 1 | 2032 | 8.2633e-05
ENS | Preferred Plan | C&I Curtailment | C&I Curtailment-Turnkey-Water Heating Control | Medium Industrial | Offices | % of Load | 1 | 2032 | 5.2724e-07
ENS | Preferred Plan | C&I Curtailment | C&I Curtailment-Turnkey-Water Heating Control | Medium Industrial | Retail Trade | % of Load | 1 | 2032 | 4.1756e-05
ENS | Preferred Plan | C&I Curtailment | C&I Curtailment-Turnkey-Water Heating Control | Medium Industrial | Services | % of Load | 1 | 2032 | 1.9227e-06
ENS | Preferred Plan | C&I Curtailment | C&I Curtailment-Turnkey-Other | Medium Industrial | Miscellaneous | % of Load | 1 | 2032 | 0.0012672
ENS | Preferred Plan | C&I Curtailment | C&I Curtailment-Turnkey-Other | Medium Industrial | Offices | % of Load | 1 | 2032 | 9.9539e-06
ENS | Preferred Plan | C&I Curtailment | C&I Curtailment-Turnkey-Other | Medium Industrial | Retail Trade | % of Load | 1 | 2032 | 0.00045866
ENS | Preferred Plan | C&I Curtailment | C&I Curtailment-Turnkey-Other | Medium Industrial | Services | % of Load | 1 | 2032 | 2.112e-05
ENS | Preferred Plan | C&I Curtailment | C&I Curtailment-Turnkey-Manual HVAC Control | Large Industrial | Miscellaneous | % of Load | 1 | 2032 | 6.6696e-05
ENS | Preferred Plan | C&I Curtailment | C&I Curtailment-Turnkey-Auto-DR HVAC Control | Large Industrial | Miscellaneous | % of Load | 1 | 2032 | 8.2669e-06
ENS | Preferred Plan | C&I Curtailment | C&I Curtailment-Turnkey-Standard Lighting Control | Large Industrial | Miscellaneous | % of Load | 1 | 2032 | 2.8832e-05
ENS | Preferred Plan | C&I Curtailment | C&I Curtailment-Turnkey-Water Heating Control | Large Industrial | Miscellaneous | % of Load | 1 | 2032 | 1.4642e-06
ENS | Preferred Plan | C&I Curtailment | C&I Curtailment-Turnkey-Other | Large Industrial | Miscellaneous | % of Load | 1 | 2032 | 3.1294e-05
ENS | Preferred Plan | C&I Curtailment | C&I Curtailment-Turnkey-Industrial | Large Industrial | Manufacturing | % of Load | 1 | 2032 | 6.1077e-06
ENS | Preferred Plan | C&I Loadshift to BUGs | C&I Loadshift to BUGs | Large General | Miscellaneous | % of Load | 1 | 2032 | 0.0020829
ENS | Preferred Plan | C&I Loadshift to BUGs | C&I Loadshift to BUGs | Small Industrial | Miscellaneous | % of Load | 1 | 2032 | 0.0007383
ENS | Preferred Plan | C&I Loadshift to BUGs | C&I Loadshift to BUGs | Medium Industrial | Manufacturing | % of Load | 1 | 2032 | 0.00042914
ENS | Preferred Plan | C&I Loadshift to BUGs | C&I Loadshift to BUGs | Medium Industrial | Miscellaneous | % of Load | 1 | 2032 | 0.0018625
ENS | Preferred Plan | Dynamic Pricing | Dynamic Pricing with enabling tech. | Small General | Manufacturing | % of Load | 1 | 2032 | 6.7304e-06
ENS | Preferred Plan | Dynamic Pricing | Dynamic Pricing with enabling tech. | Residential Charitable | Residential LI | % of Load | 1 | 2032 | 0.0028095
ENS | Preferred Plan | Dynamic Pricing | Dynamic Pricing with enabling tech. | Residential Charitable | Residential Market Rate | % of Load | 1 | 2032 | 0.015954
ENS | Preferred Plan | Dynamic Pricing | Dynamic Pricing w/o enabling tech. | Residential Charitable | Residential LI | % of Load | 1 | 2032 | 0.0014787
ENS | Preferred Plan | Dynamic Pricing | Dynamic Pricing w/o enabling tech. | Residential Charitable | Residential Market Rate | % of Load | 1 | 2032 | 0.008397
ENS | Preferred Plan | Behavioral DR | Behavioral DR | Residential Charitable | Residential LI | % of Load | 1 | 2032 | 0.0003282
ENS | Preferred Plan | Behavioral DR | Behavioral DR | Residential Charitable | Residential Market Rate | % of Load | 1 | 2032 | 0.0018705
ENS | Preferred Plan | Time-of-Use Rates (TOU) | Time-of-Use Rates (TOU) | Residential Charitable | Residential LI | % of Load | 0 | 2032 | 0.0002764
ENS | Preferred Plan | Time-of-Use Rates (TOU) | Time-of-Use Rates (TOU) | Residential Charitable | Residential Market Rate | % of Load | 0 | 2032 | 0.0015753
ENS | Preferred Plan | DLC-Thermostat | DLC-Thermostat-BYOT-Central Heat Pump | Residential Charitable | Residential LI | % of Load | 0 | 2033 | 1.9633e-05
ENS | Preferred Plan | DLC-Thermostat | DLC-Thermostat-BYOT-Central Heat Pump | Residential Charitable | Residential Market Rate | % of Load | 0 | 2033 | 0.00012014
ENS | Preferred Plan | DLC-Thermostat | DLC-Thermostat-DI-Baseboard Heating | Residential Charitable | Residential LI | % of Load | 0 | 2033 | 9.9946e-05
ENS | Preferred Plan | DLC-Thermostat | DLC-Thermostat-DI-Baseboard Heating | Residential Charitable | Residential Market Rate | % of Load | 0 | 2033 | 0.00095139
ENS | Preferred Plan | DLC-Thermostat | DLC-Thermostat-BYOT-Baseboard Heating | Residential Charitable | Residential LI | % of Load | 0 | 2033 | 1.1686e-05
ENS | Preferred Plan | DLC-Thermostat | DLC-Thermostat-BYOT-Baseboard Heating | Residential Charitable | Residential Market Rate | % of Load | 0 | 2033 | 0.00011124
ENS | Preferred Plan | DLC-Thermostat | DLC-Thermostat-DI-MSHP | Residential Charitable | Residential LI | % of Load | 0 | 2033 | 5.7915e-05
ENS | Preferred Plan | DLC-Thermostat | DLC-Thermostat-DI-MSHP | Residential Charitable | Residential Market Rate | % of Load | 0 | 2033 | 0.00055129
ENS | Preferred Plan | DLC-Thermostat | DLC-Thermostat-BYOT-MSHP | Residential Charitable | Residential LI | % of Load | 0 | 2033 | 5.2926e-06
ENS | Preferred Plan | DLC-Thermostat | DLC-Thermostat-BYOT-MSHP | Residential Charitable | Residential Market Rate | % of Load | 0 | 2033 | 5.0381e-05
ENS | Preferred Plan | DLC-Water Heating | DLC-Switch-Water Heating | Residential Charitable | Residential LI | % of Load | 0 | 2033 | 5.7214e-05
ENS | Preferred Plan | DLC-Water Heating | DLC-Switch-Water Heating | Residential Charitable | Residential Market Rate | % of Load | 0 | 2033 | 0.00065354
ENS | Preferred Plan | C&I Curtailment | C&I Curtailment-Turnkey-Manual HVAC Control | General | Miscellaneous | % of Load | 1 | 2033 | 0.0013504
ENS | Preferred Plan | C&I Curtailment | C&I Curtailment-Turnkey-Manual HVAC Control | General | Offices | % of Load | 1 | 2033 | 9.2803e-05
ENS | Preferred Plan | C&I Curtailment | C&I Curtailment-Turnkey-Manual HVAC Control | General | Retail Trade | % of Load | 1 | 2033 | 0.00031017
ENS | Preferred Plan | C&I Curtailment | C&I Curtailment-Turnkey-Manual HVAC Control | General | Services | % of Load | 1 | 2033 | 0.00020054
ENS | Preferred Plan | C&I Curtailment | C&I Curtailment-Turnkey-Auto-DR HVAC Control | General | Miscellaneous | % of Load | 1 | 2033 | 0.00020923
ENS | Preferred Plan | C&I Curtailment | C&I Curtailment-Turnkey-Auto-DR HVAC Control | General | Offices | % of Load | 1 | 2033 | 1.4379e-05
ENS | Preferred Plan | C&I Curtailment | C&I Curtailment-Turnkey-Auto-DR HVAC Control | General | Retail Trade | % of Load | 1 | 2033 | 4.8056e-05
ENS | Preferred Plan | C&I Curtailment | C&I Curtailment-Turnkey-Auto-DR HVAC Control | General | Services | % of Load | 1 | 2033 | 3.1071e-05
ENS | Preferred Plan | C&I Curtailment | C&I Curtailment-Turnkey-Standard Lighting Control | General | Miscellaneous | % of Load | 1 | 2033 | 0.00056213
ENS | Preferred Plan | C&I Curtailment | C&I Curtailment-Turnkey-Standard Lighting Control | General | Offices | % of Load | 1 | 2033 | 1.1035e-05
ENS | Preferred Plan | C&I Curtailment | C&I Curtailment-Turnkey-Standard Lighting Control | General | Retail Trade | % of Load | 1 | 2033 | 0.00012357
ENS | Preferred Plan | C&I Curtailment | C&I Curtailment-Turnkey-Standard Lighting Control | General | Services | % of Load | 1 | 2033 | 8e-05
ENS | Preferred Plan | C&I Curtailment | C&I Curtailment-Turnkey-Water Heating Control | General | Miscellaneous | % of Load | 1 | 2033 | 3.769e-05
ENS | Preferred Plan | C&I Curtailment | C&I Curtailment-Turnkey-Water Heating Control | General | Offices | % of Load | 1 | 2033 | 1.0008e-06
ENS | Preferred Plan | C&I Curtailment | C&I Curtailment-Turnkey-Water Heating Control | General | Retail Trade | % of Load | 1 | 2033 | 2.0324e-05
ENS | Preferred Plan | C&I Curtailment | C&I Curtailment-Turnkey-Water Heating Control | General | Services | % of Load | 1 | 2033 | 1.3123e-05
ENS | Preferred Plan | C&I Curtailment | C&I Curtailment-Turnkey-Other | General | Miscellaneous | % of Load | 1 | 2033 | 0.00065827
ENS | Preferred Plan | C&I Curtailment | C&I Curtailment-Turnkey-Other | General | Offices | % of Load | 1 | 2033 | 1.7903e-05
ENS | Preferred Plan | C&I Curtailment | C&I Curtailment-Turnkey-Other | General | Retail Trade | % of Load | 1 | 2033 | 0.0002088
ENS | Preferred Plan | C&I Curtailment | C&I Curtailment-Turnkey-Other | General | Services | % of Load | 1 | 2033 | 0.00013495
ENS | Preferred Plan | C&I Curtailment | C&I Curtailment-Turnkey-Manual HVAC Control | Large General | Miscellaneous | % of Load | 1 | 2033 | 0.00093226
ENS | Preferred Plan | C&I Curtailment | C&I Curtailment-Turnkey-Manual HVAC Control | Large General | Retail Trade | % of Load | 1 | 2033 | 3.8869e-05
ENS | Preferred Plan | C&I Curtailment | C&I Curtailment-Turnkey-Manual HVAC Control | Large General | Services | % of Load | 1 | 2033 | 6.2245e-05
ENS | Preferred Plan | C&I Curtailment | C&I Curtailment-Turnkey-Auto-DR HVAC Control | Large General | Miscellaneous | % of Load | 1 | 2033 | 0.00014444
ENS | Preferred Plan | C&I Curtailment | C&I Curtailment-Turnkey-Auto-DR HVAC Control | Large General | Retail Trade | % of Load | 1 | 2033 | 6.0224e-06
ENS | Preferred Plan | C&I Curtailment | C&I Curtailment-Turnkey-Auto-DR HVAC Control | Large General | Services | % of Load | 1 | 2033 | 9.6441e-06
ENS | Preferred Plan | C&I Curtailment | C&I Curtailment-Turnkey-Standard Lighting Control | Large General | Miscellaneous | % of Load | 1 | 2033 | 0.00040301
ENS | Preferred Plan | C&I Curtailment | C&I Curtailment-Turnkey-Standard Lighting Control | Large General | Retail Trade | % of Load | 1 | 2033 | 1.5384e-05
ENS | Preferred Plan | C&I Curtailment | C&I Curtailment-Turnkey-Standard Lighting Control | Large General | Services | % of Load | 1 | 2033 | 2.4636e-05
ENS | Preferred Plan | C&I Curtailment | C&I Curtailment-Turnkey-Water Heating Control | Large General | Miscellaneous | % of Load | 1 | 2033 | 2.0466e-05
ENS | Preferred Plan | C&I Curtailment | C&I Curtailment-Turnkey-Water Heating Control | Large General | Retail Trade | % of Load | 1 | 2033 | 2.564e-06
ENS | Preferred Plan | C&I Curtailment | C&I Curtailment-Turnkey-Water Heating Control | Large General | Services | % of Load | 1 | 2033 | 4.106e-06
ENS | Preferred Plan | C&I Curtailment | C&I Curtailment-Turnkey-Other | Large General | Miscellaneous | % of Load | 1 | 2033 | 0.00043743
ENS | Preferred Plan | C&I Curtailment | C&I Curtailment-Turnkey-Other | Large General | Retail Trade | % of Load | 1 | 2033 | 2.6216e-05
ENS | Preferred Plan | C&I Curtailment | C&I Curtailment-Turnkey-Other | Large General | Services | % of Load | 1 | 2033 | 4.1982e-05
ENS | Preferred Plan | C&I Curtailment | C&I Curtailment-Turnkey-Manual HVAC Control | Small Industrial | Miscellaneous | % of Load | 1 | 2033 | 0.00019736
ENS | Preferred Plan | C&I Curtailment | C&I Curtailment-Turnkey-Manual HVAC Control | Small Industrial | Offices | % of Load | 1 | 2033 | 2.5291e-06
ENS | Preferred Plan | C&I Curtailment | C&I Curtailment-Turnkey-Manual HVAC Control | Small Industrial | Retail Trade | % of Load | 1 | 2033 | 8.3361e-06
ENS | Preferred Plan | C&I Curtailment | C&I Curtailment-Turnkey-Manual HVAC Control | Small Industrial | Services | % of Load | 1 | 2033 | 2.6336e-06
ENS | Preferred Plan | C&I Curtailment | C&I Curtailment-Turnkey-Auto-DR HVAC Control | Small Industrial | Miscellaneous | % of Load | 1 | 2033 | 3.0579e-05
ENS | Preferred Plan | C&I Curtailment | C&I Curtailment-Turnkey-Auto-DR HVAC Control | Small Industrial | Offices | % of Load | 1 | 2033 | 3.9186e-07
ENS | Preferred Plan | C&I Curtailment | C&I Curtailment-Turnkey-Auto-DR HVAC Control | Small Industrial | Retail Trade | % of Load | 1 | 2033 | 1.2916e-06
ENS | Preferred Plan | C&I Curtailment | C&I Curtailment-Turnkey-Auto-DR HVAC Control | Small Industrial | Services | % of Load | 1 | 2033 | 4.0804e-07
ENS | Preferred Plan | C&I Curtailment | C&I Curtailment-Turnkey-Standard Lighting Control | Small Industrial | Miscellaneous | % of Load | 1 | 2033 | 6.1067e-05
ENS | Preferred Plan | C&I Curtailment | C&I Curtailment-Turnkey-Standard Lighting Control | Small Industrial | Offices | % of Load | 1 | 2033 | 3.2971e-07
ENS | Preferred Plan | C&I Curtailment | C&I Curtailment-Turnkey-Standard Lighting Control | Small Industrial | Retail Trade | % of Load | 1 | 2033 | 3.6076e-06
ENS | Preferred Plan | C&I Curtailment | C&I Curtailment-Turnkey-Standard Lighting Control | Small Industrial | Services | % of Load | 1 | 2033 | 1.1397e-06
ENS | Preferred Plan | C&I Curtailment | C&I Curtailment-Turnkey-Water Heating Control | Small Industrial | Miscellaneous | % of Load | 1 | 2033 | 5.1557e-06
ENS | Preferred Plan | C&I Curtailment | C&I Curtailment-Turnkey-Water Heating Control | Small Industrial | Offices | % of Load | 1 | 2033 | 2.6133e-08
ENS | Preferred Plan | C&I Curtailment | C&I Curtailment-Turnkey-Water Heating Control | Small Industrial | Retail Trade | % of Load | 1 | 2033 | 4.9799e-07
ENS | Preferred Plan | C&I Curtailment | C&I Curtailment-Turnkey-Water Heating Control | Small Industrial | Services | % of Load | 1 | 2033 | 1.5733e-07
ENS | Preferred Plan | C&I Curtailment | C&I Curtailment-Turnkey-Other | Small Industrial | Miscellaneous | % of Load | 1 | 2033 | 7.9066e-05
ENS | Preferred Plan | C&I Curtailment | C&I Curtailment-Turnkey-Other | Small Industrial | Offices | % of Load | 1 | 2033 | 4.9337e-07
ENS | Preferred Plan | C&I Curtailment | C&I Curtailment-Turnkey-Other | Small Industrial | Retail Trade | % of Load | 1 | 2033 | 5.4701e-06
ENS | Preferred Plan | C&I Curtailment | C&I Curtailment-Turnkey-Other | Small Industrial | Services | % of Load | 1 | 2033 | 1.7282e-06
ENS | Preferred Plan | C&I Curtailment | C&I Curtailment-Turnkey-Industrial | Small Industrial | Manufacturing | % of Load | 1 | 2033 | 1.8794e-05
ENS | Preferred Plan | C&I Curtailment | C&I Curtailment-Turnkey-Manual HVAC Control | Medium Industrial | Miscellaneous | % of Load | 1 | 2033 | 0.0031632
ENS | Preferred Plan | C&I Curtailment | C&I Curtailment-Turnkey-Manual HVAC Control | Medium Industrial | Offices | % of Load | 1 | 2033 | 5.1026e-05
ENS | Preferred Plan | C&I Curtailment | C&I Curtailment-Turnkey-Manual HVAC Control | Medium Industrial | Retail Trade | % of Load | 1 | 2033 | 0.00069897
ENS | Preferred Plan | C&I Curtailment | C&I Curtailment-Turnkey-Manual HVAC Control | Medium Industrial | Services | % of Load | 1 | 2033 | 3.2185e-05
ENS | Preferred Plan | C&I Curtailment | C&I Curtailment-Turnkey-Auto-DR HVAC Control | Medium Industrial | Miscellaneous | % of Load | 1 | 2033 | 0.0004901
ENS | Preferred Plan | C&I Curtailment | C&I Curtailment-Turnkey-Auto-DR HVAC Control | Medium Industrial | Offices | % of Load | 1 | 2033 | 7.9058e-06
ENS | Preferred Plan | C&I Curtailment | C&I Curtailment-Turnkey-Auto-DR HVAC Control | Medium Industrial | Retail Trade | % of Load | 1 | 2033 | 0.0001083
ENS | Preferred Plan | C&I Curtailment | C&I Curtailment-Turnkey-Auto-DR HVAC Control | Medium Industrial | Services | % of Load | 1 | 2033 | 4.9867e-06
ENS | Preferred Plan | C&I Curtailment | C&I Curtailment-Turnkey-Standard Lighting Control | Medium Industrial | Miscellaneous | % of Load | 1 | 2033 | 0.00097873
ENS | Preferred Plan | C&I Curtailment | C&I Curtailment-Turnkey-Standard Lighting Control | Medium Industrial | Offices | % of Load | 1 | 2033 | 6.652e-06
ENS | Preferred Plan | C&I Curtailment | C&I Curtailment-Turnkey-Standard Lighting Control | Medium Industrial | Retail Trade | % of Load | 1 | 2033 | 0.0003025
ENS | Preferred Plan | C&I Curtailment | C&I Curtailment-Turnkey-Standard Lighting Control | Medium Industrial | Services | % of Load | 1 | 2033 | 1.3929e-05
ENS | Preferred Plan | C&I Curtailment | C&I Curtailment-Turnkey-Water Heating Control | Medium Industrial | Miscellaneous | % of Load | 1 | 2033 | 8.2633e-05
ENS | Preferred Plan | C&I Curtailment | C&I Curtailment-Turnkey-Water Heating Control | Medium Industrial | Offices | % of Load | 1 | 2033 | 5.2724e-07
ENS | Preferred Plan | C&I Curtailment | C&I Curtailment-Turnkey-Water Heating Control | Medium Industrial | Retail Trade | % of Load | 1 | 2033 | 4.1756e-05
ENS | Preferred Plan | C&I Curtailment | C&I Curtailment-Turnkey-Water Heating Control | Medium Industrial | Services | % of Load | 1 | 2033 | 1.9227e-06
ENS | Preferred Plan | C&I Curtailment | C&I Curtailment-Turnkey-Other | Medium Industrial | Miscellaneous | % of Load | 1 | 2033 | 0.0012672
ENS | Preferred Plan | C&I Curtailment | C&I Curtailment-Turnkey-Other | Medium Industrial | Offices | % of Load | 1 | 2033 | 9.9539e-06
ENS | Preferred Plan | C&I Curtailment | C&I Curtailment-Turnkey-Other | Medium Industrial | Retail Trade | % of Load | 1 | 2033 | 0.00045866
ENS | Preferred Plan | C&I Curtailment | C&I Curtailment-Turnkey-Other | Medium Industrial | Services | % of Load | 1 | 2033 | 2.112e-05
ENS | Preferred Plan | C&I Curtailment | C&I Curtailment-Turnkey-Manual HVAC Control | Large Industrial | Miscellaneous | % of Load | 1 | 2033 | 6.6696e-05
ENS | Preferred Plan | C&I Curtailment | C&I Curtailment-Turnkey-Auto-DR HVAC Control | Large Industrial | Miscellaneous | % of Load | 1 | 2033 | 1.0334e-05
ENS | Preferred Plan | C&I Curtailment | C&I Curtailment-Turnkey-Standard Lighting Control | Large Industrial | Miscellaneous | % of Load | 1 | 2033 | 2.8832e-05
ENS | Preferred Plan | C&I Curtailment | C&I Curtailment-Turnkey-Water Heating Control | Large Industrial | Miscellaneous | % of Load | 1 | 2033 | 1.4642e-06
ENS | Preferred Plan | C&I Curtailment | C&I Curtailment-Turnkey-Other | Large Industrial | Miscellaneous | % of Load | 1 | 2033 | 3.1294e-05
ENS | Preferred Plan | C&I Curtailment | C&I Curtailment-Turnkey-Industrial | Large Industrial | Manufacturing | % of Load | 1 | 2033 | 6.1077e-06
ENS | Preferred Plan | C&I Loadshift to BUGs | C&I Loadshift to BUGs | Large General | Miscellaneous | % of Load | 1 | 2033 | 0.0020829
ENS | Preferred Plan | C&I Loadshift to BUGs | C&I Loadshift to BUGs | Small Industrial | Miscellaneous | % of Load | 1 | 2033 | 0.0007383
ENS | Preferred Plan | C&I Loadshift to BUGs | C&I Loadshift to BUGs | Medium Industrial | Manufacturing | % of Load | 1 | 2033 | 0.00042914
ENS | Preferred Plan | C&I Loadshift to BUGs | C&I Loadshift to BUGs | Medium Industrial | Miscellaneous | % of Load | 1 | 2033 | 0.0018625
ENS | Preferred Plan | Dynamic Pricing | Dynamic Pricing with enabling tech. | Small General | Manufacturing | % of Load | 1 | 2033 | 6.7304e-06
ENS | Preferred Plan | Dynamic Pricing | Dynamic Pricing with enabling tech. | Residential Charitable | Residential LI | % of Load | 1 | 2033 | 0.0028096
ENS | Preferred Plan | Dynamic Pricing | Dynamic Pricing with enabling tech. | Residential Charitable | Residential Market Rate | % of Load | 1 | 2033 | 0.015956
ENS | Preferred Plan | Dynamic Pricing | Dynamic Pricing w/o enabling tech. | Residential Charitable | Residential LI | % of Load | 1 | 2033 | 0.0014787
ENS | Preferred Plan | Dynamic Pricing | Dynamic Pricing w/o enabling tech. | Residential Charitable | Residential Market Rate | % of Load | 1 | 2033 | 0.0083978
ENS | Preferred Plan | Behavioral DR | Behavioral DR | Residential Charitable | Residential LI | % of Load | 1 | 2033 | 0.0003282
ENS | Preferred Plan | Behavioral DR | Behavioral DR | Residential Charitable | Residential Market Rate | % of Load | 1 | 2033 | 0.0018706
ENS | Preferred Plan | Time-of-Use Rates (TOU) | Time-of-Use Rates (TOU) | Residential Charitable | Residential LI | % of Load | 0 | 2033 | 0.00027641
ENS | Preferred Plan | Time-of-Use Rates (TOU) | Time-of-Use Rates (TOU) | Residential Charitable | Residential Market Rate | % of Load | 0 | 2033 | 0.0015754

## Gen Plan MW (hidden)
Utility | Cases | DR Option | DR Suboption | Customer Class | Building Type | Peak Period | MW or Percent of Load | Cost-Effectiveness Screen (DR Option) | Year | Achievable Potential (MW)
ENS | Alternate Scenario | DLC-Thermostat | DLC-Thermostat-BYOT-Central Heat Pump | Residential Charitable | Residential LI | Winter Morning | MW of Load | 0 | 2025 | 0.012882
ENS | Alternate Scenario | DLC-Thermostat | DLC-Thermostat-BYOT-Central Heat Pump | Residential Charitable | Residential Market Rate | Winter Morning | MW of Load | 0 | 2025 | 0.10212
ENS | Alternate Scenario | DLC-Thermostat | DLC-Thermostat-DI-Baseboard Heating | Residential Charitable | Residential LI | Winter Morning | MW of Load | 0 | 2025 | 0.076287
ENS | Alternate Scenario | DLC-Thermostat | DLC-Thermostat-DI-Baseboard Heating | Residential Charitable | Residential Market Rate | Winter Morning | MW of Load | 0 | 2025 | 0.79995
ENS | Alternate Scenario | DLC-Thermostat | DLC-Thermostat-BYOT-Baseboard Heating | Residential Charitable | Residential LI | Winter Morning | MW of Load | 0 | 2025 | 0.0052719
ENS | Alternate Scenario | DLC-Thermostat | DLC-Thermostat-BYOT-Baseboard Heating | Residential Charitable | Residential Market Rate | Winter Morning | MW of Load | 0 | 2025 | 0.055281
ENS | Alternate Scenario | DLC-Thermostat | DLC-Thermostat-DI-MSHP | Residential Charitable | Residential LI | Winter Morning | MW of Load | 0 | 2025 | 0.025945
ENS | Alternate Scenario | DLC-Thermostat | DLC-Thermostat-DI-MSHP | Residential Charitable | Residential Market Rate | Winter Morning | MW of Load | 0 | 2025 | 0.31993
ENS | Alternate Scenario | DLC-Thermostat | DLC-Thermostat-BYOT-MSHP | Residential Charitable | Residential LI | Winter Morning | MW of Load | 0 | 2025 | 0.0045812
ENS | Alternate Scenario | DLC-Thermostat | DLC-Thermostat-BYOT-MSHP | Residential Charitable | Residential Market Rate | Winter Morning | MW of Load | 0 | 2025 | 0.05649
ENS | Alternate Scenario | DLC-Thermostat | DLC-Thermostat-BYOT-Central Heat Pump | Residential Charitable | Residential LI | Winter Evening | MW of Load | 0 | 2025 | 0.012882
ENS | Alternate Scenario | DLC-Thermostat | DLC-Thermostat-BYOT-Central Heat Pump | Residential Charitable | Residential Market Rate | Winter Evening | MW of Load | 0 | 2025 | 0.10212
ENS | Alternate Scenario | DLC-Thermostat | DLC-Thermostat-DI-Baseboard Heating | Residential Charitable | Residential LI | Winter Evening | MW of Load | 0 | 2025 | 0.076287
ENS | Alternate Scenario | DLC-Thermostat | DLC-Thermostat-DI-Baseboard Heating | Residential Charitable | Residential Market Rate | Winter Evening | MW of Load | 0 | 2025 | 0.79995
ENS | Alternate Scenario | DLC-Thermostat | DLC-Thermostat-BYOT-Baseboard Heating | Residential Charitable | Residential LI | Winter Evening | MW of Load | 0 | 2025 | 0.0052719
ENS | Alternate Scenario | DLC-Thermostat | DLC-Thermostat-BYOT-Baseboard Heating | Residential Charitable | Residential Market Rate | Winter Evening | MW of Load | 0 | 2025 | 0.055281
ENS | Alternate Scenario | DLC-Thermostat | DLC-Thermostat-DI-MSHP | Residential Charitable | Residential LI | Winter Evening | MW of Load | 0 | 2025 | 0.025945
ENS | Alternate Scenario | DLC-Thermostat | DLC-Thermostat-DI-MSHP | Residential Charitable | Residential Market Rate | Winter Evening | MW of Load | 0 | 2025 | 0.31993
ENS | Alternate Scenario | DLC-Thermostat | DLC-Thermostat-BYOT-MSHP | Residential Charitable | Residential LI | Winter Evening | MW of Load | 0 | 2025 | 0.0045812
ENS | Alternate Scenario | DLC-Thermostat | DLC-Thermostat-BYOT-MSHP | Residential Charitable | Residential Market Rate | Winter Evening | MW of Load | 0 | 2025 | 0.05649
ENS | Alternate Scenario | DLC-Water Heating | DLC-Switch-Water Heating | Residential Charitable | Residential LI | Winter Morning | MW of Load | 0 | 2025 | 0.022627
ENS | Alternate Scenario | DLC-Water Heating | DLC-Switch-Water Heating | Residential Charitable | Residential Market Rate | Winter Morning | MW of Load | 0 | 2025 | 0.26172
ENS | Alternate Scenario | DLC-Water Heating | DLC-Switch-Water Heating | Residential Charitable | Residential LI | Winter Evening | MW of Load | 0 | 2025 | 0.019124
ENS | Alternate Scenario | DLC-Water Heating | DLC-Switch-Water Heating | Residential Charitable | Residential Market Rate | Winter Evening | MW of Load | 0 | 2025 | 0.22121
ENS | Alternate Scenario | C&I Curtailment | C&I Curtailment-Turnkey-Manual HVAC Control | General | Miscellaneous | Winter Morning | MW of Load | 1 | 2025 | 0.65509
ENS | Alternate Scenario | C&I Curtailment | C&I Curtailment-Turnkey-Manual HVAC Control | General | Offices | Winter Morning | MW of Load | 1 | 2025 | 0.043007
ENS | Alternate Scenario | C&I Curtailment | C&I Curtailment-Turnkey-Manual HVAC Control | General | Retail Trade | Winter Morning | MW of Load | 1 | 2025 | 0.15443
ENS | Alternate Scenario | C&I Curtailment | C&I Curtailment-Turnkey-Manual HVAC Control | General | Services | Winter Morning | MW of Load | 1 | 2025 | 0.099831
ENS | Alternate Scenario | C&I Curtailment | C&I Curtailment-Turnkey-Auto-DR HVAC Control | General | Miscellaneous | Winter Morning | MW of Load | 1 | 2025 | 0.016501
ENS | Alternate Scenario | C&I Curtailment | C&I Curtailment-Turnkey-Auto-DR HVAC Control | General | Offices | Winter Morning | MW of Load | 1 | 2025 | 0.0010833
ENS | Alternate Scenario | C&I Curtailment | C&I Curtailment-Turnkey-Auto-DR HVAC Control | General | Retail Trade | Winter Morning | MW of Load | 1 | 2025 | 0.0038898
ENS | Alternate Scenario | C&I Curtailment | C&I Curtailment-Turnkey-Auto-DR HVAC Control | General | Services | Winter Morning | MW of Load | 1 | 2025 | 0.0025146
ENS | Alternate Scenario | C&I Curtailment | C&I Curtailment-Turnkey-Standard Lighting Control | General | Miscellaneous | Winter Morning | MW of Load | 1 | 2025 | 0.27774
ENS | Alternate Scenario | C&I Curtailment | C&I Curtailment-Turnkey-Standard Lighting Control | General | Offices | Winter Morning | MW of Load | 1 | 2025 | 0.0059113
ENS | Alternate Scenario | C&I Curtailment | C&I Curtailment-Turnkey-Standard Lighting Control | General | Retail Trade | Winter Morning | MW of Load | 1 | 2025 | 0.064644
ENS | Alternate Scenario | C&I Curtailment | C&I Curtailment-Turnkey-Standard Lighting Control | General | Services | Winter Morning | MW of Load | 1 | 2025 | 0.041816
ENS | Alternate Scenario | C&I Curtailment | C&I Curtailment-Turnkey-Water Heating Control | General | Miscellaneous | Winter Morning | MW of Load | 1 | 2025 | 0.016025
ENS | Alternate Scenario | C&I Curtailment | C&I Curtailment-Turnkey-Water Heating Control | General | Offices | Winter Morning | MW of Load | 1 | 2025 | 0.00043218
ENS | Alternate Scenario | C&I Curtailment | C&I Curtailment-Turnkey-Water Heating Control | General | Retail Trade | Winter Morning | MW of Load | 1 | 2025 | 0.0084694
ENS | Alternate Scenario | C&I Curtailment | C&I Curtailment-Turnkey-Water Heating Control | General | Services | Winter Morning | MW of Load | 1 | 2025 | 0.0054722
ENS | Alternate Scenario | C&I Curtailment | C&I Curtailment-Turnkey-Other | General | Miscellaneous | Winter Morning | MW of Load | 1 | 2025 | 0.28901
ENS | Alternate Scenario | C&I Curtailment | C&I Curtailment-Turnkey-Other | General | Offices | Winter Morning | MW of Load | 1 | 2025 | 0.0079664
ENS | Alternate Scenario | C&I Curtailment | C&I Curtailment-Turnkey-Other | General | Retail Trade | Winter Morning | MW of Load | 1 | 2025 | 0.091131
ENS | Alternate Scenario | C&I Curtailment | C&I Curtailment-Turnkey-Other | General | Services | Winter Morning | MW of Load | 1 | 2025 | 0.058907
ENS | Alternate Scenario | C&I Curtailment | C&I Curtailment-Turnkey-Manual HVAC Control | General | Miscellaneous | Winter Evening | MW of Load | 1 | 2025 | 0.76506
ENS | Alternate Scenario | C&I Curtailment | C&I Curtailment-Turnkey-Manual HVAC Control | General | Offices | Winter Evening | MW of Load | 1 | 2025 | 0.050227
ENS | Alternate Scenario | C&I Curtailment | C&I Curtailment-Turnkey-Manual HVAC Control | General | Retail Trade | Winter Evening | MW of Load | 1 | 2025 | 0.18035
ENS | Alternate Scenario | C&I Curtailment | C&I Curtailment-Turnkey-Manual HVAC Control | General | Services | Winter Evening | MW of Load | 1 | 2025 | 0.11659
ENS | Alternate Scenario | C&I Curtailment | C&I Curtailment-Turnkey-Auto-DR HVAC Control | General | Miscellaneous | Winter Evening | MW of Load | 1 | 2025 | 0.019271
ENS | Alternate Scenario | C&I Curtailment | C&I Curtailment-Turnkey-Auto-DR HVAC Control | General | Offices | Winter Evening | MW of Load | 1 | 2025 | 0.0012651
ENS | Alternate Scenario | C&I Curtailment | C&I Curtailment-Turnkey-Auto-DR HVAC Control | General | Retail Trade | Winter Evening | MW of Load | 1 | 2025 | 0.0045428
ENS | Alternate Scenario | C&I Curtailment | C&I Curtailment-Turnkey-Auto-DR HVAC Control | General | Services | Winter Evening | MW of Load | 1 | 2025 | 0.0029367
ENS | Alternate Scenario | C&I Curtailment | C&I Curtailment-Turnkey-Standard Lighting Control | General | Miscellaneous | Winter Evening | MW of Load | 1 | 2025 | 0.32437
ENS | Alternate Scenario | C&I Curtailment | C&I Curtailment-Turnkey-Standard Lighting Control | General | Offices | Winter Evening | MW of Load | 1 | 2025 | 0.0069036
ENS | Alternate Scenario | C&I Curtailment | C&I Curtailment-Turnkey-Standard Lighting Control | General | Retail Trade | Winter Evening | MW of Load | 1 | 2025 | 0.075496
ENS | Alternate Scenario | C&I Curtailment | C&I Curtailment-Turnkey-Standard Lighting Control | General | Services | Winter Evening | MW of Load | 1 | 2025 | 0.048836
ENS | Alternate Scenario | C&I Curtailment | C&I Curtailment-Turnkey-Water Heating Control | General | Miscellaneous | Winter Evening | MW of Load | 1 | 2025 | 0.018715
ENS | Alternate Scenario | C&I Curtailment | C&I Curtailment-Turnkey-Water Heating Control | General | Offices | Winter Evening | MW of Load | 1 | 2025 | 0.00050473
ENS | Alternate Scenario | C&I Curtailment | C&I Curtailment-Turnkey-Water Heating Control | General | Retail Trade | Winter Evening | MW of Load | 1 | 2025 | 0.0098912
ENS | Alternate Scenario | C&I Curtailment | C&I Curtailment-Turnkey-Water Heating Control | General | Services | Winter Evening | MW of Load | 1 | 2025 | 0.0063908
ENS | Alternate Scenario | C&I Curtailment | C&I Curtailment-Turnkey-Other | General | Miscellaneous | Winter Evening | MW of Load | 1 | 2025 | 0.33752
ENS | Alternate Scenario | C&I Curtailment | C&I Curtailment-Turnkey-Other | General | Offices | Winter Evening | MW of Load | 1 | 2025 | 0.0093037
ENS | Alternate Scenario | C&I Curtailment | C&I Curtailment-Turnkey-Other | General | Retail Trade | Winter Evening | MW of Load | 1 | 2025 | 0.10643
ENS | Alternate Scenario | C&I Curtailment | C&I Curtailment-Turnkey-Other | General | Services | Winter Evening | MW of Load | 1 | 2025 | 0.068796
ENS | Alternate Scenario | C&I Curtailment | C&I Curtailment-Turnkey-Manual HVAC Control | Large General | Miscellaneous | Winter Morning | MW of Load | 1 | 2025 | 0.5235
ENS | Alternate Scenario | C&I Curtailment | C&I Curtailment-Turnkey-Manual HVAC Control | Large General | Retail Trade | Winter Morning | MW of Load | 1 | 2025 | 0.022625
ENS | Alternate Scenario | C&I Curtailment | C&I Curtailment-Turnkey-Manual HVAC Control | Large General | Services | Winter Morning | MW of Load | 1 | 2025 | 0.036231
ENS | Alternate Scenario | C&I Curtailment | C&I Curtailment-Turnkey-Auto-DR HVAC Control | Large General | Miscellaneous | Winter Morning | MW of Load | 1 | 2025 | 0.013186
ENS | Alternate Scenario | C&I Curtailment | C&I Curtailment-Turnkey-Auto-DR HVAC Control | Large General | Retail Trade | Winter Morning | MW of Load | 1 | 2025 | 0.00056988
ENS | Alternate Scenario | C&I Curtailment | C&I Curtailment-Turnkey-Auto-DR HVAC Control | Large General | Services | Winter Morning | MW of Load | 1 | 2025 | 0.0009126
ENS | Alternate Scenario | C&I Curtailment | C&I Curtailment-Turnkey-Standard Lighting Control | Large General | Miscellaneous | Winter Morning | MW of Load | 1 | 2025 | 0.23061
ENS | Alternate Scenario | C&I Curtailment | C&I Curtailment-Turnkey-Standard Lighting Control | Large General | Retail Trade | Winter Morning | MW of Load | 1 | 2025 | 0.0094403
ENS | Alternate Scenario | C&I Curtailment | C&I Curtailment-Turnkey-Standard Lighting Control | Large General | Services | Winter Morning | MW of Load | 1 | 2025 | 0.015118
ENS | Alternate Scenario | C&I Curtailment | C&I Curtailment-Turnkey-Water Heating Control | Large General | Miscellaneous | Winter Morning | MW of Load | 1 | 2025 | 0.010404
ENS | Alternate Scenario | C&I Curtailment | C&I Curtailment-Turnkey-Water Heating Control | Large General | Retail Trade | Winter Morning | MW of Load | 1 | 2025 | 0.001244
ENS | Alternate Scenario | C&I Curtailment | C&I Curtailment-Turnkey-Water Heating Control | Large General | Services | Winter Morning | MW of Load | 1 | 2025 | 0.0019922
ENS | Alternate Scenario | C&I Curtailment | C&I Curtailment-Turnkey-Other | Large General | Miscellaneous | Winter Morning | MW of Load | 1 | 2025 | 0.22505
ENS | Alternate Scenario | C&I Curtailment | C&I Curtailment-Turnkey-Other | Large General | Retail Trade | Winter Morning | MW of Load | 1 | 2025 | 0.013356
ENS | Alternate Scenario | C&I Curtailment | C&I Curtailment-Turnkey-Other | Large General | Services | Winter Morning | MW of Load | 1 | 2025 | 0.021389
ENS | Alternate Scenario | C&I Curtailment | C&I Curtailment-Turnkey-Manual HVAC Control | Large General | Miscellaneous | Winter Evening | MW of Load | 1 | 2025 | 0.44916
ENS | Alternate Scenario | C&I Curtailment | C&I Curtailment-Turnkey-Manual HVAC Control | Large General | Retail Trade | Winter Evening | MW of Load | 1 | 2025 | 0.019412
ENS | Alternate Scenario | C&I Curtailment | C&I Curtailment-Turnkey-Manual HVAC Control | Large General | Services | Winter Evening | MW of Load | 1 | 2025 | 0.031086
ENS | Alternate Scenario | C&I Curtailment | C&I Curtailment-Turnkey-Auto-DR HVAC Control | Large General | Miscellaneous | Winter Evening | MW of Load | 1 | 2025 | 0.011313
ENS | Alternate Scenario | C&I Curtailment | C&I Curtailment-Turnkey-Auto-DR HVAC Control | Large General | Retail Trade | Winter Evening | MW of Load | 1 | 2025 | 0.00048895
ENS | Alternate Scenario | C&I Curtailment | C&I Curtailment-Turnkey-Auto-DR HVAC Control | Large General | Services | Winter Evening | MW of Load | 1 | 2025 | 0.000783
ENS | Alternate Scenario | C&I Curtailment | C&I Curtailment-Turnkey-Standard Lighting Control | Large General | Miscellaneous | Winter Evening | MW of Load | 1 | 2025 | 0.19786
ENS | Alternate Scenario | C&I Curtailment | C&I Curtailment-Turnkey-Standard Lighting Control | Large General | Retail Trade | Winter Evening | MW of Load | 1 | 2025 | 0.0080996
ENS | Alternate Scenario | C&I Curtailment | C&I Curtailment-Turnkey-Standard Lighting Control | Large General | Services | Winter Evening | MW of Load | 1 | 2025 | 0.012971
ENS | Alternate Scenario | C&I Curtailment | C&I Curtailment-Turnkey-Water Heating Control | Large General | Miscellaneous | Winter Evening | MW of Load | 1 | 2025 | 0.0089268
ENS | Alternate Scenario | C&I Curtailment | C&I Curtailment-Turnkey-Water Heating Control | Large General | Retail Trade | Winter Evening | MW of Load | 1 | 2025 | 0.0010674
ENS | Alternate Scenario | C&I Curtailment | C&I Curtailment-Turnkey-Water Heating Control | Large General | Services | Winter Evening | MW of Load | 1 | 2025 | 0.0017093
ENS | Alternate Scenario | C&I Curtailment | C&I Curtailment-Turnkey-Other | Large General | Miscellaneous | Winter Evening | MW of Load | 1 | 2025 | 0.19309
ENS | Alternate Scenario | C&I Curtailment | C&I Curtailment-Turnkey-Other | Large General | Retail Trade | Winter Evening | MW of Load | 1 | 2025 | 0.011459
ENS | Alternate Scenario | C&I Curtailment | C&I Curtailment-Turnkey-Other | Large General | Services | Winter Evening | MW of Load | 1 | 2025 | 0.018351
ENS | Alternate Scenario | C&I Curtailment | C&I Curtailment-Turnkey-Manual HVAC Control | Small Industrial | Miscellaneous | Winter Morning | MW of Load | 1 | 2025 | 0.087082
ENS | Alternate Scenario | C&I Curtailment | C&I Curtailment-Turnkey-Manual HVAC Control | Small Industrial | Offices | Winter Morning | MW of Load | 1 | 2025 | 0.0010859
ENS | Alternate Scenario | C&I Curtailment | C&I Curtailment-Turnkey-Manual HVAC Control | Small Industrial | Retail Trade | Winter Morning | MW of Load | 1 | 2025 | 0.0037764
ENS | Alternate Scenario | C&I Curtailment | C&I Curtailment-Turnkey-Manual HVAC Control | Small Industrial | Services | Winter Morning | MW of Load | 1 | 2025 | 0.001193
ENS | Alternate Scenario | C&I Curtailment | C&I Curtailment-Turnkey-Auto-DR HVAC Control | Small Industrial | Miscellaneous | Winter Morning | MW of Load | 1 | 2025 | 0.0021934
ENS | Alternate Scenario | C&I Curtailment | C&I Curtailment-Turnkey-Auto-DR HVAC Control | Small Industrial | Offices | Winter Morning | MW of Load | 1 | 2025 | 2.7353e-05
ENS | Alternate Scenario | C&I Curtailment | C&I Curtailment-Turnkey-Auto-DR HVAC Control | Small Industrial | Retail Trade | Winter Morning | MW of Load | 1 | 2025 | 9.512e-05
ENS | Alternate Scenario | C&I Curtailment | C&I Curtailment-Turnkey-Auto-DR HVAC Control | Small Industrial | Services | Winter Morning | MW of Load | 1 | 2025 | 3.0051e-05
ENS | Alternate Scenario | C&I Curtailment | C&I Curtailment-Turnkey-Standard Lighting Control | Small Industrial | Miscellaneous | Winter Morning | MW of Load | 1 | 2025 | 0.028081
ENS | Alternate Scenario | C&I Curtailment | C&I Curtailment-Turnkey-Standard Lighting Control | Small Industrial | Offices | Winter Morning | MW of Load | 1 | 2025 | 0.00015547
ENS | Alternate Scenario | C&I Curtailment | C&I Curtailment-Turnkey-Standard Lighting Control | Small Industrial | Retail Trade | Winter Morning | MW of Load | 1 | 2025 | 0.0016465
ENS | Alternate Scenario | C&I Curtailment | C&I Curtailment-Turnkey-Standard Lighting Control | Small Industrial | Services | Winter Morning | MW of Load | 1 | 2025 | 0.00052017
ENS | Alternate Scenario | C&I Curtailment | C&I Curtailment-Turnkey-Water Heating Control | Small Industrial | Miscellaneous | Winter Morning | MW of Load | 1 | 2025 | 0.0020455
ENS | Alternate Scenario | C&I Curtailment | C&I Curtailment-Turnkey-Water Heating Control | Small Industrial | Offices | Winter Morning | MW of Load | 1 | 2025 | 1.0716e-05
ENS | Alternate Scenario | C&I Curtailment | C&I Curtailment-Turnkey-Water Heating Control | Small Industrial | Retail Trade | Winter Morning | MW of Load | 1 | 2025 | 0.00020014
ENS | Alternate Scenario | C&I Curtailment | C&I Curtailment-Turnkey-Water Heating Control | Small Industrial | Services | Winter Morning | MW of Load | 1 | 2025 | 6.3229e-05
ENS | Alternate Scenario | C&I Curtailment | C&I Curtailment-Turnkey-Other | Small Industrial | Miscellaneous | Winter Morning | MW of Load | 1 | 2025 | 0.032022
ENS | Alternate Scenario | C&I Curtailment | C&I Curtailment-Turnkey-Other | Small Industrial | Offices | Winter Morning | MW of Load | 1 | 2025 | 0.00020201
ENS | Alternate Scenario | C&I Curtailment | C&I Curtailment-Turnkey-Other | Small Industrial | Retail Trade | Winter Morning | MW of Load | 1 | 2025 | 0.0022176
ENS | Alternate Scenario | C&I Curtailment | C&I Curtailment-Turnkey-Other | Small Industrial | Services | Winter Morning | MW of Load | 1 | 2025 | 0.00070059
ENS | Alternate Scenario | C&I Curtailment | C&I Curtailment-Turnkey-Industrial | Small Industrial | Manufacturing | Winter Morning | MW of Load | 1 | 2025 | 0.0078355
ENS | Alternate Scenario | C&I Curtailment | C&I Curtailment-Turnkey-Manual HVAC Control | Small Industrial | Miscellaneous | Winter Evening | MW of Load | 1 | 2025 | 0.11924
ENS | Alternate Scenario | C&I Curtailment | C&I Curtailment-Turnkey-Manual HVAC Control | Small Industrial | Offices | Winter Evening | MW of Load | 1 | 2025 | 0.0014869
ENS | Alternate Scenario | C&I Curtailment | C&I Curtailment-Turnkey-Manual HVAC Control | Small Industrial | Retail Trade | Winter Evening | MW of Load | 1 | 2025 | 0.0051709
ENS | Alternate Scenario | C&I Curtailment | C&I Curtailment-Turnkey-Manual HVAC Control | Small Industrial | Services | Winter Evening | MW of Load | 1 | 2025 | 0.0016336
ENS | Alternate Scenario | C&I Curtailment | C&I Curtailment-Turnkey-Auto-DR HVAC Control | Small Industrial | Miscellaneous | Winter Evening | MW of Load | 1 | 2025 | 0.0030034
ENS | Alternate Scenario | C&I Curtailment | C&I Curtailment-Turnkey-Auto-DR HVAC Control | Small Industrial | Offices | Winter Evening | MW of Load | 1 | 2025 | 3.7454e-05
ENS | Alternate Scenario | C&I Curtailment | C&I Curtailment-Turnkey-Auto-DR HVAC Control | Small Industrial | Retail Trade | Winter Evening | MW of Load | 1 | 2025 | 0.00013025
ENS | Alternate Scenario | C&I Curtailment | C&I Curtailment-Turnkey-Auto-DR HVAC Control | Small Industrial | Services | Winter Evening | MW of Load | 1 | 2025 | 4.1148e-05
ENS | Alternate Scenario | C&I Curtailment | C&I Curtailment-Turnkey-Standard Lighting Control | Small Industrial | Miscellaneous | Winter Evening | MW of Load | 1 | 2025 | 0.038451
ENS | Alternate Scenario | C&I Curtailment | C&I Curtailment-Turnkey-Standard Lighting Control | Small Industrial | Offices | Winter Evening | MW of Load | 1 | 2025 | 0.00021288
ENS | Alternate Scenario | C&I Curtailment | C&I Curtailment-Turnkey-Standard Lighting Control | Small Industrial | Retail Trade | Winter Evening | MW of Load | 1 | 2025 | 0.0022545
ENS | Alternate Scenario | C&I Curtailment | C&I Curtailment-Turnkey-Standard Lighting Control | Small Industrial | Services | Winter Evening | MW of Load | 1 | 2025 | 0.00071225
ENS | Alternate Scenario | C&I Curtailment | C&I Curtailment-Turnkey-Water Heating Control | Small Industrial | Miscellaneous | Winter Evening | MW of Load | 1 | 2025 | 0.0028008
ENS | Alternate Scenario | C&I Curtailment | C&I Curtailment-Turnkey-Water Heating Control | Small Industrial | Offices | Winter Evening | MW of Load | 1 | 2025 | 1.4673e-05
ENS | Alternate Scenario | C&I Curtailment | C&I Curtailment-Turnkey-Water Heating Control | Small Industrial | Retail Trade | Winter Evening | MW of Load | 1 | 2025 | 0.00027405
ENS | Alternate Scenario | C&I Curtailment | C&I Curtailment-Turnkey-Water Heating Control | Small Industrial | Services | Winter Evening | MW of Load | 1 | 2025 | 8.6579e-05
ENS | Alternate Scenario | C&I Curtailment | C&I Curtailment-Turnkey-Other | Small Industrial | Miscellaneous | Winter Evening | MW of Load | 1 | 2025 | 0.043847
ENS | Alternate Scenario | C&I Curtailment | C&I Curtailment-Turnkey-Other | Small Industrial | Offices | Winter Evening | MW of Load | 1 | 2025 | 0.00027661
ENS | Alternate Scenario | C&I Curtailment | C&I Curtailment-Turnkey-Other | Small Industrial | Retail Trade | Winter Evening | MW of Load | 1 | 2025 | 0.0030365
ENS | Alternate Scenario | C&I Curtailment | C&I Curtailment-Turnkey-Other | Small Industrial | Services | Winter Evening | MW of Load | 1 | 2025 | 0.0009593
ENS | Alternate Scenario | C&I Curtailment | C&I Curtailment-Turnkey-Industrial | Small Industrial | Manufacturing | Winter Evening | MW of Load | 1 | 2025 | 0.010729
ENS | Alternate Scenario | C&I Curtailment | C&I Curtailment-Turnkey-Manual HVAC Control | Medium Industrial | Miscellaneous | Winter Morning | MW of Load | 1 | 2025 | 1.661
ENS | Alternate Scenario | C&I Curtailment | C&I Curtailment-Turnkey-Manual HVAC Control | Medium Industrial | Offices | Winter Morning | MW of Load | 1 | 2025 | 0.026074
ENS | Alternate Scenario | C&I Curtailment | C&I Curtailment-Turnkey-Manual HVAC Control | Medium Industrial | Retail Trade | Winter Morning | MW of Load | 1 | 2025 | 0.37684
ENS | Alternate Scenario | C&I Curtailment | C&I Curtailment-Turnkey-Manual HVAC Control | Medium Industrial | Services | Winter Morning | MW of Load | 1 | 2025 | 0.017352
ENS | Alternate Scenario | C&I Curtailment | C&I Curtailment-Turnkey-Auto-DR HVAC Control | Medium Industrial | Miscellaneous | Winter Morning | MW of Load | 1 | 2025 | 0.041838
ENS | Alternate Scenario | C&I Curtailment | C&I Curtailment-Turnkey-Auto-DR HVAC Control | Medium Industrial | Offices | Winter Morning | MW of Load | 1 | 2025 | 0.00065675
ENS | Alternate Scenario | C&I Curtailment | C&I Curtailment-Turnkey-Auto-DR HVAC Control | Medium Industrial | Retail Trade | Winter Morning | MW of Load | 1 | 2025 | 0.0094918
ENS | Alternate Scenario | C&I Curtailment | C&I Curtailment-Turnkey-Auto-DR HVAC Control | Medium Industrial | Services | Winter Morning | MW of Load | 1 | 2025 | 0.00043707
ENS | Alternate Scenario | C&I Curtailment | C&I Curtailment-Turnkey-Standard Lighting Control | Medium Industrial | Miscellaneous | Winter Morning | MW of Load | 1 | 2025 | 0.53561
ENS | Alternate Scenario | C&I Curtailment | C&I Curtailment-Turnkey-Standard Lighting Control | Medium Industrial | Offices | Winter Morning | MW of Load | 1 | 2025 | 0.0037328
ENS | Alternate Scenario | C&I Curtailment | C&I Curtailment-Turnkey-Standard Lighting Control | Medium Industrial | Retail Trade | Winter Morning | MW of Load | 1 | 2025 | 0.1643
ENS | Alternate Scenario | C&I Curtailment | C&I Curtailment-Turnkey-Standard Lighting Control | Medium Industrial | Services | Winter Morning | MW of Load | 1 | 2025 | 0.0075655
ENS | Alternate Scenario | C&I Curtailment | C&I Curtailment-Turnkey-Water Heating Control | Medium Industrial | Miscellaneous | Winter Morning | MW of Load | 1 | 2025 | 0.039016
ENS | Alternate Scenario | C&I Curtailment | C&I Curtailment-Turnkey-Water Heating Control | Medium Industrial | Offices | Winter Morning | MW of Load | 1 | 2025 | 0.00025729
ENS | Alternate Scenario | C&I Curtailment | C&I Curtailment-Turnkey-Water Heating Control | Medium Industrial | Retail Trade | Winter Morning | MW of Load | 1 | 2025 | 0.019972
ENS | Alternate Scenario | C&I Curtailment | C&I Curtailment-Turnkey-Water Heating Control | Medium Industrial | Services | Winter Morning | MW of Load | 1 | 2025 | 0.00091963
ENS | Alternate Scenario | C&I Curtailment | C&I Curtailment-Turnkey-Other | Medium Industrial | Miscellaneous | Winter Morning | MW of Load | 1 | 2025 | 0.61078
ENS | Alternate Scenario | C&I Curtailment | C&I Curtailment-Turnkey-Other | Medium Industrial | Offices | Winter Morning | MW of Load | 1 | 2025 | 0.0048504
ENS | Alternate Scenario | C&I Curtailment | C&I Curtailment-Turnkey-Other | Medium Industrial | Retail Trade | Winter Morning | MW of Load | 1 | 2025 | 0.22129
ENS | Alternate Scenario | C&I Curtailment | C&I Curtailment-Turnkey-Other | Medium Industrial | Services | Winter Morning | MW of Load | 1 | 2025 | 0.01019
ENS | Alternate Scenario | C&I Curtailment | C&I Curtailment-Turnkey-Manual HVAC Control | Medium Industrial | Miscellaneous | Winter Evening | MW of Load | 1 | 2025 | 1.6027
ENS | Alternate Scenario | C&I Curtailment | C&I Curtailment-Turnkey-Manual HVAC Control | Medium Industrial | Offices | Winter Evening | MW of Load | 1 | 2025 | 0.025158
ENS | Alternate Scenario | C&I Curtailment | C&I Curtailment-Turnkey-Manual HVAC Control | Medium Industrial | Retail Trade | Winter Evening | MW of Load | 1 | 2025 | 0.36361
ENS | Alternate Scenario | C&I Curtailment | C&I Curtailment-Turnkey-Manual HVAC Control | Medium Industrial | Services | Winter Evening | MW of Load | 1 | 2025 | 0.016743
ENS | Alternate Scenario | C&I Curtailment | C&I Curtailment-Turnkey-Auto-DR HVAC Control | Medium Industrial | Miscellaneous | Winter Evening | MW of Load | 1 | 2025 | 0.040369
ENS | Alternate Scenario | C&I Curtailment | C&I Curtailment-Turnkey-Auto-DR HVAC Control | Medium Industrial | Offices | Winter Evening | MW of Load | 1 | 2025 | 0.00063369
ENS | Alternate Scenario | C&I Curtailment | C&I Curtailment-Turnkey-Auto-DR HVAC Control | Medium Industrial | Retail Trade | Winter Evening | MW of Load | 1 | 2025 | 0.0091586
ENS | Alternate Scenario | C&I Curtailment | C&I Curtailment-Turnkey-Auto-DR HVAC Control | Medium Industrial | Services | Winter Evening | MW of Load | 1 | 2025 | 0.00042173
ENS | Alternate Scenario | C&I Curtailment | C&I Curtailment-Turnkey-Standard Lighting Control | Medium Industrial | Miscellaneous | Winter Evening | MW of Load | 1 | 2025 | 0.51681
ENS | Alternate Scenario | C&I Curtailment | C&I Curtailment-Turnkey-Standard Lighting Control | Medium Industrial | Offices | Winter Evening | MW of Load | 1 | 2025 | 0.0036018
ENS | Alternate Scenario | C&I Curtailment | C&I Curtailment-Turnkey-Standard Lighting Control | Medium Industrial | Retail Trade | Winter Evening | MW of Load | 1 | 2025 | 0.15853
ENS | Alternate Scenario | C&I Curtailment | C&I Curtailment-Turnkey-Standard Lighting Control | Medium Industrial | Services | Winter Evening | MW of Load | 1 | 2025 | 0.0072999
ENS | Alternate Scenario | C&I Curtailment | C&I Curtailment-Turnkey-Water Heating Control | Medium Industrial | Miscellaneous | Winter Evening | MW of Load | 1 | 2025 | 0.037646
ENS | Alternate Scenario | C&I Curtailment | C&I Curtailment-Turnkey-Water Heating Control | Medium Industrial | Offices | Winter Evening | MW of Load | 1 | 2025 | 0.00024825
ENS | Alternate Scenario | C&I Curtailment | C&I Curtailment-Turnkey-Water Heating Control | Medium Industrial | Retail Trade | Winter Evening | MW of Load | 1 | 2025 | 0.019271
ENS | Alternate Scenario | C&I Curtailment | C&I Curtailment-Turnkey-Water Heating Control | Medium Industrial | Services | Winter Evening | MW of Load | 1 | 2025 | 0.00088735
ENS | Alternate Scenario | C&I Curtailment | C&I Curtailment-Turnkey-Other | Medium Industrial | Miscellaneous | Winter Evening | MW of Load | 1 | 2025 | 0.58934
ENS | Alternate Scenario | C&I Curtailment | C&I Curtailment-Turnkey-Other | Medium Industrial | Offices | Winter Evening | MW of Load | 1 | 2025 | 0.0046801
ENS | Alternate Scenario | C&I Curtailment | C&I Curtailment-Turnkey-Other | Medium Industrial | Retail Trade | Winter Evening | MW of Load | 1 | 2025 | 0.21352
ENS | Alternate Scenario | C&I Curtailment | C&I Curtailment-Turnkey-Other | Medium Industrial | Services | Winter Evening | MW of Load | 1 | 2025 | 0.0098319
ENS | Alternate Scenario | C&I Curtailment | C&I Curtailment-Turnkey-Manual HVAC Control | Large Industrial | Miscellaneous | Winter Morning | MW of Load | 1 | 2025 | 0.034533
ENS | Alternate Scenario | C&I Curtailment | C&I Curtailment-Turnkey-Auto-DR HVAC Control | Large Industrial | Miscellaneous | Winter Morning | MW of Load | 1 | 2025 | 0.00086983
ENS | Alternate Scenario | C&I Curtailment | C&I Curtailment-Turnkey-Standard Lighting Control | Large Industrial | Miscellaneous | Winter Morning | MW of Load | 1 | 2025 | 0.015212
ENS | Alternate Scenario | C&I Curtailment | C&I Curtailment-Turnkey-Water Heating Control | Large Industrial | Miscellaneous | Winter Morning | MW of Load | 1 | 2025 | 0.00068633
ENS | Alternate Scenario | C&I Curtailment | C&I Curtailment-Turnkey-Other | Large Industrial | Miscellaneous | Winter Morning | MW of Load | 1 | 2025 | 0.014845
ENS | Alternate Scenario | C&I Curtailment | C&I Curtailment-Turnkey-Industrial | Large Industrial | Manufacturing | Winter Morning | MW of Load | 1 | 2025 | 0.002979
ENS | Alternate Scenario | C&I Curtailment | C&I Curtailment-Turnkey-Manual HVAC Control | Large Industrial | Miscellaneous | Winter Evening | MW of Load | 1 | 2025 | 0.03424
ENS | Alternate Scenario | C&I Curtailment | C&I Curtailment-Turnkey-Auto-DR HVAC Control | Large Industrial | Miscellaneous | Winter Evening | MW of Load | 1 | 2025 | 0.00086245
ENS | Alternate Scenario | C&I Curtailment | C&I Curtailment-Turnkey-Standard Lighting Control | Large Industrial | Miscellaneous | Winter Evening | MW of Load | 1 | 2025 | 0.015083
ENS | Alternate Scenario | C&I Curtailment | C&I Curtailment-Turnkey-Water Heating Control | Large Industrial | Miscellaneous | Winter Evening | MW of Load | 1 | 2025 | 0.00068051
ENS | Alternate Scenario | C&I Curtailment | C&I Curtailment-Turnkey-Other | Large Industrial | Miscellaneous | Winter Evening | MW of Load | 1 | 2025 | 0.014719
ENS | Alternate Scenario | C&I Curtailment | C&I Curtailment-Turnkey-Industrial | Large Industrial | Manufacturing | Winter Evening | MW of Load | 1 | 2025 | 0.0029537
ENS | Alternate Scenario | Dynamic Pricing | Dynamic Pricing with enabling tech. | Small General | Manufacturing | Winter Morning | MW of Load | 1 | 2025 | 0.0010341
ENS | Alternate Scenario | Dynamic Pricing | Dynamic Pricing with enabling tech. | Small General | Manufacturing | Winter Evening | MW of Load | 1 | 2025 | 0.0011972
ENS | Alternate Scenario | Dynamic Pricing | Dynamic Pricing with enabling tech. | Residential Charitable | Residential LI | Winter Morning | MW of Load | 1 | 2025 | 0.017016
ENS | Alternate Scenario | Dynamic Pricing | Dynamic Pricing with enabling tech. | Residential Charitable | Residential Market Rate | Winter Morning | MW of Load | 1 | 2025 | 0.096822
ENS | Alternate Scenario | Dynamic Pricing | Dynamic Pricing w/o enabling tech. | Residential Charitable | Residential LI | Winter Morning | MW of Load | 1 | 2025 | 0.81076
ENS | Alternate Scenario | Dynamic Pricing | Dynamic Pricing w/o enabling tech. | Residential Charitable | Residential Market Rate | Winter Morning | MW of Load | 1 | 2025 | 4.6133
ENS | Alternate Scenario | Dynamic Pricing | Dynamic Pricing with enabling tech. | Residential Charitable | Residential LI | Winter Evening | MW of Load | 1 | 2025 | 0.019322
ENS | Alternate Scenario | Dynamic Pricing | Dynamic Pricing with enabling tech. | Residential Charitable | Residential Market Rate | Winter Evening | MW of Load | 1 | 2025 | 0.10994
ENS | Alternate Scenario | Dynamic Pricing | Dynamic Pricing w/o enabling tech. | Residential Charitable | Residential LI | Winter Evening | MW of Load | 1 | 2025 | 0.92063
ENS | Alternate Scenario | Dynamic Pricing | Dynamic Pricing w/o enabling tech. | Residential Charitable | Residential Market Rate | Winter Evening | MW of Load | 1 | 2025 | 5.2385
ENS | Alternate Scenario | BTM Battery Control | BTM Battery Control-BYOB | Residential Charitable | Residential Market Rate | Winter Morning | MW of Load | 0 | 2025 | 0.019527
ENS | Alternate Scenario | BTM Battery Control | BTM Battery Control-BYOB | Residential Charitable | Residential Market Rate | Winter Evening | MW of Load | 0 | 2025 | 0.025191
ENS | Alternate Scenario | EV Charging Control | EV Charging Control | EV Res LDV | EV | Winter Morning | MW of Load | 0 | 2025 | 0.0016854
ENS | Alternate Scenario | EV Charging Control | EV Charging Control | EV Res LDV | EV | Winter Evening | MW of Load | 0 | 2025 | 0.020225
ENS | Alternate Scenario | EV Charging Control | EV Charging Control | EV Com LDV | EV | Winter Morning | MW of Load | 0 | 2025 | 0.00056983
ENS | Alternate Scenario | EV Charging Control | EV Charging Control | EV Com LDV | EV | Winter Evening | MW of Load | 0 | 2025 | 0.0068379
ENS | Alternate Scenario | Time-of-Use Rates (TOU) | Time-of-Use Rates (TOU) | Residential Charitable | Residential LI | Winter Morning | MW of Load | 0 | 2025 | 0.26119
ENS | Alternate Scenario | Time-of-Use Rates (TOU) | Time-of-Use Rates (TOU) | Residential Charitable | Residential Market Rate | Winter Morning | MW of Load | 0 | 2025 | 1.489
ENS | Alternate Scenario | Time-of-Use Rates (TOU) | Time-of-Use Rates (TOU) | Residential Charitable | Residential LI | Winter Evening | MW of Load | 0 | 2025 | 0.29658
ENS | Alternate Scenario | Time-of-Use Rates (TOU) | Time-of-Use Rates (TOU) | Residential Charitable | Residential Market Rate | Winter Evening | MW of Load | 0 | 2025 | 1.6908
ENS | Alternate Scenario | DLC-Thermostat | DLC-Thermostat-BYOT-Central Heat Pump | Residential Charitable | Residential LI | Winter Morning | MW of Load | 0 | 2026 | 0.024686
ENS | Alternate Scenario | DLC-Thermostat | DLC-Thermostat-BYOT-Central Heat Pump | Residential Charitable | Residential Market Rate | Winter Morning | MW of Load | 0 | 2026 | 0.19569
ENS | Alternate Scenario | DLC-Thermostat | DLC-Thermostat-DI-Baseboard Heating | Residential Charitable | Residential LI | Winter Morning | MW of Load | 0 | 2026 | 0.14461
ENS | Alternate Scenario | DLC-Thermostat | DLC-Thermostat-DI-Baseboard Heating | Residential Charitable | Residential Market Rate | Winter Morning | MW of Load | 0 | 2026 | 1.5164
ENS | Alternate Scenario | DLC-Thermostat | DLC-Thermostat-BYOT-Baseboard Heating | Residential Charitable | Residential LI | Winter Morning | MW of Load | 0 | 2026 | 0.016916
ENS | Alternate Scenario | DLC-Thermostat | DLC-Thermostat-BYOT-Baseboard Heating | Residential Charitable | Residential Market Rate | Winter Morning | MW of Load | 0 | 2026 | 0.17738
ENS | Alternate Scenario | DLC-Thermostat | DLC-Thermostat-DI-MSHP | Residential Charitable | Residential LI | Winter Morning | MW of Load | 0 | 2026 | 0.072191
ENS | Alternate Scenario | DLC-Thermostat | DLC-Thermostat-DI-MSHP | Residential Charitable | Residential Market Rate | Winter Morning | MW of Load | 0 | 2026 | 0.89019
ENS | Alternate Scenario | DLC-Thermostat | DLC-Thermostat-BYOT-MSHP | Residential Charitable | Residential LI | Winter Morning | MW of Load | 0 | 2026 | 0.0065066
ENS | Alternate Scenario | DLC-Thermostat | DLC-Thermostat-BYOT-MSHP | Residential Charitable | Residential Market Rate | Winter Morning | MW of Load | 0 | 2026 | 0.080233
ENS | Alternate Scenario | DLC-Thermostat | DLC-Thermostat-BYOT-Central Heat Pump | Residential Charitable | Residential LI | Winter Evening | MW of Load | 0 | 2026 | 0.024686
ENS | Alternate Scenario | DLC-Thermostat | DLC-Thermostat-BYOT-Central Heat Pump | Residential Charitable | Residential Market Rate | Winter Evening | MW of Load | 0 | 2026 | 0.19569
ENS | Alternate Scenario | DLC-Thermostat | DLC-Thermostat-DI-Baseboard Heating | Residential Charitable | Residential LI | Winter Evening | MW of Load | 0 | 2026 | 0.14461
ENS | Alternate Scenario | DLC-Thermostat | DLC-Thermostat-DI-Baseboard Heating | Residential Charitable | Residential Market Rate | Winter Evening | MW of Load | 0 | 2026 | 1.5164
ENS | Alternate Scenario | DLC-Thermostat | DLC-Thermostat-BYOT-Baseboard Heating | Residential Charitable | Residential LI | Winter Evening | MW of Load | 0 | 2026 | 0.016916
ENS | Alternate Scenario | DLC-Thermostat | DLC-Thermostat-BYOT-Baseboard Heating | Residential Charitable | Residential Market Rate | Winter Evening | MW of Load | 0 | 2026 | 0.17738
ENS | Alternate Scenario | DLC-Thermostat | DLC-Thermostat-DI-MSHP | Residential Charitable | Residential LI | Winter Evening | MW of Load | 0 | 2026 | 0.072191
ENS | Alternate Scenario | DLC-Thermostat | DLC-Thermostat-DI-MSHP | Residential Charitable | Residential Market Rate | Winter Evening | MW of Load | 0 | 2026 | 0.89019
ENS | Alternate Scenario | DLC-Thermostat | DLC-Thermostat-BYOT-MSHP | Residential Charitable | Residential LI | Winter Evening | MW of Load | 0 | 2026 | 0.0065066
ENS | Alternate Scenario | DLC-Thermostat | DLC-Thermostat-BYOT-MSHP | Residential Charitable | Residential Market Rate | Winter Evening | MW of Load | 0 | 2026 | 0.080233
ENS | Alternate Scenario | DLC-Water Heating | DLC-Switch-Water Heating | Residential Charitable | Residential LI | Winter Morning | MW of Load | 0 | 2026 | 0.078332
ENS | Alternate Scenario | DLC-Water Heating | DLC-Switch-Water Heating | Residential Charitable | Residential Market Rate | Winter Morning | MW of Load | 0 | 2026 | 0.90607
ENS | Alternate Scenario | DLC-Water Heating | DLC-Switch-Water Heating | Residential Charitable | Residential LI | Winter Evening | MW of Load | 0 | 2026 | 0.066207
ENS | Alternate Scenario | DLC-Water Heating | DLC-Switch-Water Heating | Residential Charitable | Residential Market Rate | Winter Evening | MW of Load | 0 | 2026 | 0.76582
ENS | Alternate Scenario | C&I Curtailment | C&I Curtailment-Turnkey-Manual HVAC Control | General | Miscellaneous | Winter Morning | MW of Load | 1 | 2026 | 0.53061
ENS | Alternate Scenario | C&I Curtailment | C&I Curtailment-Turnkey-Manual HVAC Control | General | Offices | Winter Morning | MW of Load | 1 | 2026 | 0.035098
ENS | Alternate Scenario | C&I Curtailment | C&I Curtailment-Turnkey-Manual HVAC Control | General | Retail Trade | Winter Morning | MW of Load | 1 | 2026 | 0.12458
ENS | Alternate Scenario | C&I Curtailment | C&I Curtailment-Turnkey-Manual HVAC Control | General | Services | Winter Morning | MW of Load | 1 | 2026 | 0.080535
ENS | Alternate Scenario | C&I Curtailment | C&I Curtailment-Turnkey-Auto-DR HVAC Control | General | Miscellaneous | Winter Morning | MW of Load | 1 | 2026 | 0.01677
ENS | Alternate Scenario | C&I Curtailment | C&I Curtailment-Turnkey-Auto-DR HVAC Control | General | Offices | Winter Morning | MW of Load | 1 | 2026 | 0.0011093
ENS | Alternate Scenario | C&I Curtailment | C&I Curtailment-Turnkey-Auto-DR HVAC Control | General | Retail Trade | Winter Morning | MW of Load | 1 | 2026 | 0.0039372
ENS | Alternate Scenario | C&I Curtailment | C&I Curtailment-Turnkey-Auto-DR HVAC Control | General | Services | Winter Morning | MW of Load | 1 | 2026 | 0.0025453
ENS | Alternate Scenario | C&I Curtailment | C&I Curtailment-Turnkey-Standard Lighting Control | General | Miscellaneous | Winter Morning | MW of Load | 1 | 2026 | 0.22287
ENS | Alternate Scenario | C&I Curtailment | C&I Curtailment-Turnkey-Standard Lighting Control | General | Offices | Winter Morning | MW of Load | 1 | 2026 | 0.0046713
ENS | Alternate Scenario | C&I Curtailment | C&I Curtailment-Turnkey-Standard Lighting Control | General | Retail Trade | Winter Morning | MW of Load | 1 | 2026 | 0.051313
ENS | Alternate Scenario | C&I Curtailment | C&I Curtailment-Turnkey-Standard Lighting Control | General | Services | Winter Morning | MW of Load | 1 | 2026 | 0.033198
ENS | Alternate Scenario | C&I Curtailment | C&I Curtailment-Turnkey-Water Heating Control | General | Miscellaneous | Winter Morning | MW of Load | 1 | 2026 | 0.01325
ENS | Alternate Scenario | C&I Curtailment | C&I Curtailment-Turnkey-Water Heating Control | General | Offices | Winter Morning | MW of Load | 1 | 2026 | 0.0003563
ENS | Alternate Scenario | C&I Curtailment | C&I Curtailment-Turnkey-Water Heating Control | General | Retail Trade | Winter Morning | MW of Load | 1 | 2026 | 0.0070323
ENS | Alternate Scenario | C&I Curtailment | C&I Curtailment-Turnkey-Water Heating Control | General | Services | Winter Morning | MW of Load | 1 | 2026 | 0.0045431
ENS | Alternate Scenario | C&I Curtailment | C&I Curtailment-Turnkey-Other | General | Miscellaneous | Winter Morning | MW of Load | 1 | 2026 | 0.23769
ENS | Alternate Scenario | C&I Curtailment | C&I Curtailment-Turnkey-Other | General | Offices | Winter Morning | MW of Load | 1 | 2026 | 0.0065366
ENS | Alternate Scenario | C&I Curtailment | C&I Curtailment-Turnkey-Other | General | Retail Trade | Winter Morning | MW of Load | 1 | 2026 | 0.075033
ENS | Alternate Scenario | C&I Curtailment | C&I Curtailment-Turnkey-Other | General | Services | Winter Morning | MW of Load | 1 | 2026 | 0.0485
ENS | Alternate Scenario | C&I Curtailment | C&I Curtailment-Turnkey-Manual HVAC Control | General | Miscellaneous | Winter Evening | MW of Load | 1 | 2026 | 0.62187
ENS | Alternate Scenario | C&I Curtailment | C&I Curtailment-Turnkey-Manual HVAC Control | General | Offices | Winter Evening | MW of Load | 1 | 2026 | 0.041135
ENS | Alternate Scenario | C&I Curtailment | C&I Curtailment-Turnkey-Manual HVAC Control | General | Retail Trade | Winter Evening | MW of Load | 1 | 2026 | 0.146
ENS | Alternate Scenario | C&I Curtailment | C&I Curtailment-Turnkey-Manual HVAC Control | General | Services | Winter Evening | MW of Load | 1 | 2026 | 0.094387
ENS | Alternate Scenario | C&I Curtailment | C&I Curtailment-Turnkey-Auto-DR HVAC Control | General | Miscellaneous | Winter Evening | MW of Load | 1 | 2026 | 0.019654
ENS | Alternate Scenario | C&I Curtailment | C&I Curtailment-Turnkey-Auto-DR HVAC Control | General | Offices | Winter Evening | MW of Load | 1 | 2026 | 0.0013001
ENS | Alternate Scenario | C&I Curtailment | C&I Curtailment-Turnkey-Auto-DR HVAC Control | General | Retail Trade | Winter Evening | MW of Load | 1 | 2026 | 0.0046144
ENS | Alternate Scenario | C&I Curtailment | C&I Curtailment-Turnkey-Auto-DR HVAC Control | General | Services | Winter Evening | MW of Load | 1 | 2026 | 0.0029831
ENS | Alternate Scenario | C&I Curtailment | C&I Curtailment-Turnkey-Standard Lighting Control | General | Miscellaneous | Winter Evening | MW of Load | 1 | 2026 | 0.26121
ENS | Alternate Scenario | C&I Curtailment | C&I Curtailment-Turnkey-Standard Lighting Control | General | Offices | Winter Evening | MW of Load | 1 | 2026 | 0.0054748
ENS | Alternate Scenario | C&I Curtailment | C&I Curtailment-Turnkey-Standard Lighting Control | General | Retail Trade | Winter Evening | MW of Load | 1 | 2026 | 0.060138
ENS | Alternate Scenario | C&I Curtailment | C&I Curtailment-Turnkey-Standard Lighting Control | General | Services | Winter Evening | MW of Load | 1 | 2026 | 0.038908
ENS | Alternate Scenario | C&I Curtailment | C&I Curtailment-Turnkey-Water Heating Control | General | Miscellaneous | Winter Evening | MW of Load | 1 | 2026 | 0.015529
ENS | Alternate Scenario | C&I Curtailment | C&I Curtailment-Turnkey-Water Heating Control | General | Offices | Winter Evening | MW of Load | 1 | 2026 | 0.00041759
ENS | Alternate Scenario | C&I Curtailment | C&I Curtailment-Turnkey-Water Heating Control | General | Retail Trade | Winter Evening | MW of Load | 1 | 2026 | 0.0082419
ENS | Alternate Scenario | C&I Curtailment | C&I Curtailment-Turnkey-Water Heating Control | General | Services | Winter Evening | MW of Load | 1 | 2026 | 0.0053245
ENS | Alternate Scenario | C&I Curtailment | C&I Curtailment-Turnkey-Other | General | Miscellaneous | Winter Evening | MW of Load | 1 | 2026 | 0.27857
ENS | Alternate Scenario | C&I Curtailment | C&I Curtailment-Turnkey-Other | General | Offices | Winter Evening | MW of Load | 1 | 2026 | 0.0076609
ENS | Alternate Scenario | C&I Curtailment | C&I Curtailment-Turnkey-Other | General | Retail Trade | Winter Evening | MW of Load | 1 | 2026 | 0.087938
ENS | Alternate Scenario | C&I Curtailment | C&I Curtailment-Turnkey-Other | General | Services | Winter Evening | MW of Load | 1 | 2026 | 0.056842
ENS | Alternate Scenario | C&I Curtailment | C&I Curtailment-Turnkey-Manual HVAC Control | Large General | Miscellaneous | Winter Morning | MW of Load | 1 | 2026 | 0.42447
ENS | Alternate Scenario | C&I Curtailment | C&I Curtailment-Turnkey-Manual HVAC Control | Large General | Retail Trade | Winter Morning | MW of Load | 1 | 2026 | 0.018233
ENS | Alternate Scenario | C&I Curtailment | C&I Curtailment-Turnkey-Manual HVAC Control | Large General | Services | Winter Morning | MW of Load | 1 | 2026 | 0.029198
ENS | Alternate Scenario | C&I Curtailment | C&I Curtailment-Turnkey-Auto-DR HVAC Control | Large General | Miscellaneous | Winter Morning | MW of Load | 1 | 2026 | 0.013415
ENS | Alternate Scenario | C&I Curtailment | C&I Curtailment-Turnkey-Auto-DR HVAC Control | Large General | Retail Trade | Winter Morning | MW of Load | 1 | 2026 | 0.00057625
ENS | Alternate Scenario | C&I Curtailment | C&I Curtailment-Turnkey-Auto-DR HVAC Control | Large General | Services | Winter Morning | MW of Load | 1 | 2026 | 0.0009228
ENS | Alternate Scenario | C&I Curtailment | C&I Curtailment-Turnkey-Standard Lighting Control | Large General | Miscellaneous | Winter Morning | MW of Load | 1 | 2026 | 0.18516
ENS | Alternate Scenario | C&I Curtailment | C&I Curtailment-Turnkey-Standard Lighting Control | Large General | Retail Trade | Winter Morning | MW of Load | 1 | 2026 | 0.0074804
ENS | Alternate Scenario | C&I Curtailment | C&I Curtailment-Turnkey-Standard Lighting Control | Large General | Services | Winter Morning | MW of Load | 1 | 2026 | 0.011979
ENS | Alternate Scenario | C&I Curtailment | C&I Curtailment-Turnkey-Water Heating Control | Large General | Miscellaneous | Winter Morning | MW of Load | 1 | 2026 | 0.00855
ENS | Alternate Scenario | C&I Curtailment | C&I Curtailment-Turnkey-Water Heating Control | Large General | Retail Trade | Winter Morning | MW of Load | 1 | 2026 | 0.0010327
ENS | Alternate Scenario | C&I Curtailment | C&I Curtailment-Turnkey-Water Heating Control | Large General | Services | Winter Morning | MW of Load | 1 | 2026 | 0.0016538
ENS | Alternate Scenario | C&I Curtailment | C&I Curtailment-Turnkey-Other | Large General | Miscellaneous | Winter Morning | MW of Load | 1 | 2026 | 0.1848
ENS | Alternate Scenario | C&I Curtailment | C&I Curtailment-Turnkey-Other | Large General | Retail Trade | Winter Morning | MW of Load | 1 | 2026 | 0.010989
ENS | Alternate Scenario | C&I Curtailment | C&I Curtailment-Turnkey-Other | Large General | Services | Winter Morning | MW of Load | 1 | 2026 | 0.017598
ENS | Alternate Scenario | C&I Curtailment | C&I Curtailment-Turnkey-Manual HVAC Control | Large General | Miscellaneous | Winter Evening | MW of Load | 1 | 2026 | 0.36547
ENS | Alternate Scenario | C&I Curtailment | C&I Curtailment-Turnkey-Manual HVAC Control | Large General | Retail Trade | Winter Evening | MW of Load | 1 | 2026 | 0.015699
ENS | Alternate Scenario | C&I Curtailment | C&I Curtailment-Turnkey-Manual HVAC Control | Large General | Services | Winter Evening | MW of Load | 1 | 2026 | 0.02514
ENS | Alternate Scenario | C&I Curtailment | C&I Curtailment-Turnkey-Auto-DR HVAC Control | Large General | Miscellaneous | Winter Evening | MW of Load | 1 | 2026 | 0.011551
ENS | Alternate Scenario | C&I Curtailment | C&I Curtailment-Turnkey-Auto-DR HVAC Control | Large General | Retail Trade | Winter Evening | MW of Load | 1 | 2026 | 0.00049616
ENS | Alternate Scenario | C&I Curtailment | C&I Curtailment-Turnkey-Auto-DR HVAC Control | Large General | Services | Winter Evening | MW of Load | 1 | 2026 | 0.00079454
ENS | Alternate Scenario | C&I Curtailment | C&I Curtailment-Turnkey-Standard Lighting Control | Large General | Miscellaneous | Winter Evening | MW of Load | 1 | 2026 | 0.15943
ENS | Alternate Scenario | C&I Curtailment | C&I Curtailment-Turnkey-Standard Lighting Control | Large General | Retail Trade | Winter Evening | MW of Load | 1 | 2026 | 0.0064407
ENS | Alternate Scenario | C&I Curtailment | C&I Curtailment-Turnkey-Standard Lighting Control | Large General | Services | Winter Evening | MW of Load | 1 | 2026 | 0.010314
ENS | Alternate Scenario | C&I Curtailment | C&I Curtailment-Turnkey-Water Heating Control | Large General | Miscellaneous | Winter Evening | MW of Load | 1 | 2026 | 0.0073616
ENS | Alternate Scenario | C&I Curtailment | C&I Curtailment-Turnkey-Water Heating Control | Large General | Retail Trade | Winter Evening | MW of Load | 1 | 2026 | 0.00088918
ENS | Alternate Scenario | C&I Curtailment | C&I Curtailment-Turnkey-Water Heating Control | Large General | Services | Winter Evening | MW of Load | 1 | 2026 | 0.0014239
ENS | Alternate Scenario | C&I Curtailment | C&I Curtailment-Turnkey-Other | Large General | Miscellaneous | Winter Evening | MW of Load | 1 | 2026 | 0.15912
ENS | Alternate Scenario | C&I Curtailment | C&I Curtailment-Turnkey-Other | Large General | Retail Trade | Winter Evening | MW of Load | 1 | 2026 | 0.0094618
ENS | Alternate Scenario | C&I Curtailment | C&I Curtailment-Turnkey-Other | Large General | Services | Winter Evening | MW of Load | 1 | 2026 | 0.015152
ENS | Alternate Scenario | C&I Curtailment | C&I Curtailment-Turnkey-Manual HVAC Control | Small Industrial | Miscellaneous | Winter Morning | MW of Load | 1 | 2026 | 0.070544
ENS | Alternate Scenario | C&I Curtailment | C&I Curtailment-Turnkey-Manual HVAC Control | Small Industrial | Offices | Winter Morning | MW of Load | 1 | 2026 | 0.00088356
ENS | Alternate Scenario | C&I Curtailment | C&I Curtailment-Turnkey-Manual HVAC Control | Small Industrial | Retail Trade | Winter Morning | MW of Load | 1 | 2026 | 0.0030458
ENS | Alternate Scenario | C&I Curtailment | C&I Curtailment-Turnkey-Manual HVAC Control | Small Industrial | Services | Winter Morning | MW of Load | 1 | 2026 | 0.00096224
ENS | Alternate Scenario | C&I Curtailment | C&I Curtailment-Turnkey-Auto-DR HVAC Control | Small Industrial | Miscellaneous | Winter Morning | MW of Load | 1 | 2026 | 0.0022295
ENS | Alternate Scenario | C&I Curtailment | C&I Curtailment-Turnkey-Auto-DR HVAC Control | Small Industrial | Offices | Winter Morning | MW of Load | 1 | 2026 | 2.7925e-05
ENS | Alternate Scenario | C&I Curtailment | C&I Curtailment-Turnkey-Auto-DR HVAC Control | Small Industrial | Retail Trade | Winter Morning | MW of Load | 1 | 2026 | 9.6261e-05
ENS | Alternate Scenario | C&I Curtailment | C&I Curtailment-Turnkey-Auto-DR HVAC Control | Small Industrial | Services | Winter Morning | MW of Load | 1 | 2026 | 3.0411e-05
ENS | Alternate Scenario | C&I Curtailment | C&I Curtailment-Turnkey-Standard Lighting Control | Small Industrial | Miscellaneous | Winter Morning | MW of Load | 1 | 2026 | 0.022452
ENS | Alternate Scenario | C&I Curtailment | C&I Curtailment-Turnkey-Standard Lighting Control | Small Industrial | Offices | Winter Morning | MW of Load | 1 | 2026 | 0.00012375
ENS | Alternate Scenario | C&I Curtailment | C&I Curtailment-Turnkey-Standard Lighting Control | Small Industrial | Retail Trade | Winter Morning | MW of Load | 1 | 2026 | 0.0013188
ENS | Alternate Scenario | C&I Curtailment | C&I Curtailment-Turnkey-Standard Lighting Control | Small Industrial | Services | Winter Morning | MW of Load | 1 | 2026 | 0.00041665
ENS | Alternate Scenario | C&I Curtailment | C&I Curtailment-Turnkey-Water Heating Control | Small Industrial | Miscellaneous | Winter Morning | MW of Load | 1 | 2026 | 0.0016843
ENS | Alternate Scenario | C&I Curtailment | C&I Curtailment-Turnkey-Water Heating Control | Small Industrial | Offices | Winter Morning | MW of Load | 1 | 2026 | 8.7672e-06
ENS | Alternate Scenario | C&I Curtailment | C&I Curtailment-Turnkey-Water Heating Control | Small Industrial | Retail Trade | Winter Morning | MW of Load | 1 | 2026 | 0.00016441
ENS | Alternate Scenario | C&I Curtailment | C&I Curtailment-Turnkey-Water Heating Control | Small Industrial | Services | Winter Morning | MW of Load | 1 | 2026 | 5.1943e-05
ENS | Alternate Scenario | C&I Curtailment | C&I Curtailment-Turnkey-Other | Small Industrial | Miscellaneous | Winter Morning | MW of Load | 1 | 2026 | 0.026264
ENS | Alternate Scenario | C&I Curtailment | C&I Curtailment-Turnkey-Other | Small Industrial | Offices | Winter Morning | MW of Load | 1 | 2026 | 0.00016534
ENS | Alternate Scenario | C&I Curtailment | C&I Curtailment-Turnkey-Other | Small Industrial | Retail Trade | Winter Morning | MW of Load | 1 | 2026 | 0.0018185
ENS | Alternate Scenario | C&I Curtailment | C&I Curtailment-Turnkey-Other | Small Industrial | Services | Winter Morning | MW of Load | 1 | 2026 | 0.0005745
ENS | Alternate Scenario | C&I Curtailment | C&I Curtailment-Turnkey-Industrial | Small Industrial | Manufacturing | Winter Morning | MW of Load | 1 | 2026 | 0.0063924
ENS | Alternate Scenario | C&I Curtailment | C&I Curtailment-Turnkey-Manual HVAC Control | Small Industrial | Miscellaneous | Winter Evening | MW of Load | 1 | 2026 | 0.096937
ENS | Alternate Scenario | C&I Curtailment | C&I Curtailment-Turnkey-Manual HVAC Control | Small Industrial | Offices | Winter Evening | MW of Load | 1 | 2026 | 0.0012141
ENS | Alternate Scenario | C&I Curtailment | C&I Curtailment-Turnkey-Manual HVAC Control | Small Industrial | Retail Trade | Winter Evening | MW of Load | 1 | 2026 | 0.0041853
ENS | Alternate Scenario | C&I Curtailment | C&I Curtailment-Turnkey-Manual HVAC Control | Small Industrial | Services | Winter Evening | MW of Load | 1 | 2026 | 0.0013222
ENS | Alternate Scenario | C&I Curtailment | C&I Curtailment-Turnkey-Auto-DR HVAC Control | Small Industrial | Miscellaneous | Winter Evening | MW of Load | 1 | 2026 | 0.0030636
ENS | Alternate Scenario | C&I Curtailment | C&I Curtailment-Turnkey-Auto-DR HVAC Control | Small Industrial | Offices | Winter Evening | MW of Load | 1 | 2026 | 3.8372e-05
ENS | Alternate Scenario | C&I Curtailment | C&I Curtailment-Turnkey-Auto-DR HVAC Control | Small Industrial | Retail Trade | Winter Evening | MW of Load | 1 | 2026 | 0.00013227
ENS | Alternate Scenario | C&I Curtailment | C&I Curtailment-Turnkey-Auto-DR HVAC Control | Small Industrial | Services | Winter Evening | MW of Load | 1 | 2026 | 4.1789e-05
ENS | Alternate Scenario | C&I Curtailment | C&I Curtailment-Turnkey-Standard Lighting Control | Small Industrial | Miscellaneous | Winter Evening | MW of Load | 1 | 2026 | 0.030852
ENS | Alternate Scenario | C&I Curtailment | C&I Curtailment-Turnkey-Standard Lighting Control | Small Industrial | Offices | Winter Evening | MW of Load | 1 | 2026 | 0.00017005
ENS | Alternate Scenario | C&I Curtailment | C&I Curtailment-Turnkey-Standard Lighting Control | Small Industrial | Retail Trade | Winter Evening | MW of Load | 1 | 2026 | 0.0018122
ENS | Alternate Scenario | C&I Curtailment | C&I Curtailment-Turnkey-Standard Lighting Control | Small Industrial | Services | Winter Evening | MW of Load | 1 | 2026 | 0.00057252
ENS | Alternate Scenario | C&I Curtailment | C&I Curtailment-Turnkey-Water Heating Control | Small Industrial | Miscellaneous | Winter Evening | MW of Load | 1 | 2026 | 0.0023145
ENS | Alternate Scenario | C&I Curtailment | C&I Curtailment-Turnkey-Water Heating Control | Small Industrial | Offices | Winter Evening | MW of Load | 1 | 2026 | 1.2047e-05
ENS | Alternate Scenario | C&I Curtailment | C&I Curtailment-Turnkey-Water Heating Control | Small Industrial | Retail Trade | Winter Evening | MW of Load | 1 | 2026 | 0.00022592
ENS | Alternate Scenario | C&I Curtailment | C&I Curtailment-Turnkey-Water Heating Control | Small Industrial | Services | Winter Evening | MW of Load | 1 | 2026 | 7.1375e-05
ENS | Alternate Scenario | C&I Curtailment | C&I Curtailment-Turnkey-Other | Small Industrial | Miscellaneous | Winter Evening | MW of Load | 1 | 2026 | 0.03609
ENS | Alternate Scenario | C&I Curtailment | C&I Curtailment-Turnkey-Other | Small Industrial | Offices | Winter Evening | MW of Load | 1 | 2026 | 0.00022719
ENS | Alternate Scenario | C&I Curtailment | C&I Curtailment-Turnkey-Other | Small Industrial | Retail Trade | Winter Evening | MW of Load | 1 | 2026 | 0.0024988
ENS | Alternate Scenario | C&I Curtailment | C&I Curtailment-Turnkey-Other | Small Industrial | Services | Winter Evening | MW of Load | 1 | 2026 | 0.00078943
ENS | Alternate Scenario | C&I Curtailment | C&I Curtailment-Turnkey-Industrial | Small Industrial | Manufacturing | Winter Evening | MW of Load | 1 | 2026 | 0.0087839
ENS | Alternate Scenario | C&I Curtailment | C&I Curtailment-Turnkey-Manual HVAC Control | Medium Industrial | Miscellaneous | Winter Morning | MW of Load | 1 | 2026 | 1.3465
ENS | Alternate Scenario | C&I Curtailment | C&I Curtailment-Turnkey-Manual HVAC Control | Medium Industrial | Offices | Winter Morning | MW of Load | 1 | 2026 | 0.02123
ENS | Alternate Scenario | C&I Curtailment | C&I Curtailment-Turnkey-Manual HVAC Control | Medium Industrial | Retail Trade | Winter Morning | MW of Load | 1 | 2026 | 0.30415
ENS | Alternate Scenario | C&I Curtailment | C&I Curtailment-Turnkey-Manual HVAC Control | Medium Industrial | Services | Winter Morning | MW of Load | 1 | 2026 | 0.014005
ENS | Alternate Scenario | C&I Curtailment | C&I Curtailment-Turnkey-Auto-DR HVAC Control | Medium Industrial | Miscellaneous | Winter Morning | MW of Load | 1 | 2026 | 0.042557
ENS | Alternate Scenario | C&I Curtailment | C&I Curtailment-Turnkey-Auto-DR HVAC Control | Medium Industrial | Offices | Winter Morning | MW of Load | 1 | 2026 | 0.00067097
ENS | Alternate Scenario | C&I Curtailment | C&I Curtailment-Turnkey-Auto-DR HVAC Control | Medium Industrial | Retail Trade | Winter Morning | MW of Load | 1 | 2026 | 0.0096126
ENS | Alternate Scenario | C&I Curtailment | C&I Curtailment-Turnkey-Auto-DR HVAC Control | Medium Industrial | Services | Winter Morning | MW of Load | 1 | 2026 | 0.00044263
ENS | Alternate Scenario | C&I Curtailment | C&I Curtailment-Turnkey-Standard Lighting Control | Medium Industrial | Miscellaneous | Winter Morning | MW of Load | 1 | 2026 | 0.42856
ENS | Alternate Scenario | C&I Curtailment | C&I Curtailment-Turnkey-Standard Lighting Control | Medium Industrial | Offices | Winter Morning | MW of Load | 1 | 2026 | 0.0029734
ENS | Alternate Scenario | C&I Curtailment | C&I Curtailment-Turnkey-Standard Lighting Control | Medium Industrial | Retail Trade | Winter Morning | MW of Load | 1 | 2026 | 0.1317
ENS | Alternate Scenario | C&I Curtailment | C&I Curtailment-Turnkey-Standard Lighting Control | Medium Industrial | Services | Winter Morning | MW of Load | 1 | 2026 | 0.0060642
ENS | Alternate Scenario | C&I Curtailment | C&I Curtailment-Turnkey-Water Heating Control | Medium Industrial | Miscellaneous | Winter Morning | MW of Load | 1 | 2026 | 0.032151
ENS | Alternate Scenario | C&I Curtailment | C&I Curtailment-Turnkey-Water Heating Control | Medium Industrial | Offices | Winter Morning | MW of Load | 1 | 2026 | 0.00021065
ENS | Alternate Scenario | C&I Curtailment | C&I Curtailment-Turnkey-Water Heating Control | Medium Industrial | Retail Trade | Winter Morning | MW of Load | 1 | 2026 | 0.016418
ENS | Alternate Scenario | C&I Curtailment | C&I Curtailment-Turnkey-Water Heating Control | Medium Industrial | Services | Winter Morning | MW of Load | 1 | 2026 | 0.00075602
ENS | Alternate Scenario | C&I Curtailment | C&I Curtailment-Turnkey-Other | Medium Industrial | Miscellaneous | Winter Morning | MW of Load | 1 | 2026 | 0.50133
ENS | Alternate Scenario | C&I Curtailment | C&I Curtailment-Turnkey-Other | Medium Industrial | Offices | Winter Morning | MW of Load | 1 | 2026 | 0.0039727
ENS | Alternate Scenario | C&I Curtailment | C&I Curtailment-Turnkey-Other | Medium Industrial | Retail Trade | Winter Morning | MW of Load | 1 | 2026 | 0.18159
ENS | Alternate Scenario | C&I Curtailment | C&I Curtailment-Turnkey-Other | Medium Industrial | Services | Winter Morning | MW of Load | 1 | 2026 | 0.0083618
ENS | Alternate Scenario | C&I Curtailment | C&I Curtailment-Turnkey-Manual HVAC Control | Medium Industrial | Miscellaneous | Winter Evening | MW of Load | 1 | 2026 | 1.3039
ENS | Alternate Scenario | C&I Curtailment | C&I Curtailment-Turnkey-Manual HVAC Control | Medium Industrial | Offices | Winter Evening | MW of Load | 1 | 2026 | 0.020557
ENS | Alternate Scenario | C&I Curtailment | C&I Curtailment-Turnkey-Manual HVAC Control | Medium Industrial | Retail Trade | Winter Evening | MW of Load | 1 | 2026 | 0.29451
ENS | Alternate Scenario | C&I Curtailment | C&I Curtailment-Turnkey-Manual HVAC Control | Medium Industrial | Services | Winter Evening | MW of Load | 1 | 2026 | 0.013561
ENS | Alternate Scenario | C&I Curtailment | C&I Curtailment-Turnkey-Auto-DR HVAC Control | Medium Industrial | Miscellaneous | Winter Evening | MW of Load | 1 | 2026 | 0.041208
ENS | Alternate Scenario | C&I Curtailment | C&I Curtailment-Turnkey-Auto-DR HVAC Control | Medium Industrial | Offices | Winter Evening | MW of Load | 1 | 2026 | 0.0006497
ENS | Alternate Scenario | C&I Curtailment | C&I Curtailment-Turnkey-Auto-DR HVAC Control | Medium Industrial | Retail Trade | Winter Evening | MW of Load | 1 | 2026 | 0.0093079
ENS | Alternate Scenario | C&I Curtailment | C&I Curtailment-Turnkey-Auto-DR HVAC Control | Medium Industrial | Services | Winter Evening | MW of Load | 1 | 2026 | 0.0004286
ENS | Alternate Scenario | C&I Curtailment | C&I Curtailment-Turnkey-Standard Lighting Control | Medium Industrial | Miscellaneous | Winter Evening | MW of Load | 1 | 2026 | 0.41497
ENS | Alternate Scenario | C&I Curtailment | C&I Curtailment-Turnkey-Standard Lighting Control | Medium Industrial | Offices | Winter Evening | MW of Load | 1 | 2026 | 0.0028792
ENS | Alternate Scenario | C&I Curtailment | C&I Curtailment-Turnkey-Standard Lighting Control | Medium Industrial | Retail Trade | Winter Evening | MW of Load | 1 | 2026 | 0.12752
ENS | Alternate Scenario | C&I Curtailment | C&I Curtailment-Turnkey-Standard Lighting Control | Medium Industrial | Services | Winter Evening | MW of Load | 1 | 2026 | 0.005872
ENS | Alternate Scenario | C&I Curtailment | C&I Curtailment-Turnkey-Water Heating Control | Medium Industrial | Miscellaneous | Winter Evening | MW of Load | 1 | 2026 | 0.031132
ENS | Alternate Scenario | C&I Curtailment | C&I Curtailment-Turnkey-Water Heating Control | Medium Industrial | Offices | Winter Evening | MW of Load | 1 | 2026 | 0.00020398
ENS | Alternate Scenario | C&I Curtailment | C&I Curtailment-Turnkey-Water Heating Control | Medium Industrial | Retail Trade | Winter Evening | MW of Load | 1 | 2026 | 0.015898
ENS | Alternate Scenario | C&I Curtailment | C&I Curtailment-Turnkey-Water Heating Control | Medium Industrial | Services | Winter Evening | MW of Load | 1 | 2026 | 0.00073205
ENS | Alternate Scenario | C&I Curtailment | C&I Curtailment-Turnkey-Other | Medium Industrial | Miscellaneous | Winter Evening | MW of Load | 1 | 2026 | 0.48544
ENS | Alternate Scenario | C&I Curtailment | C&I Curtailment-Turnkey-Other | Medium Industrial | Offices | Winter Evening | MW of Load | 1 | 2026 | 0.0038468
ENS | Alternate Scenario | C&I Curtailment | C&I Curtailment-Turnkey-Other | Medium Industrial | Retail Trade | Winter Evening | MW of Load | 1 | 2026 | 0.17584
ENS | Alternate Scenario | C&I Curtailment | C&I Curtailment-Turnkey-Other | Medium Industrial | Services | Winter Evening | MW of Load | 1 | 2026 | 0.0080967
ENS | Alternate Scenario | C&I Curtailment | C&I Curtailment-Turnkey-Manual HVAC Control | Large Industrial | Miscellaneous | Winter Morning | MW of Load | 1 | 2026 | 0.027981
ENS | Alternate Scenario | C&I Curtailment | C&I Curtailment-Turnkey-Auto-DR HVAC Control | Large Industrial | Miscellaneous | Winter Morning | MW of Load | 1 | 2026 | 0.00088434
ENS | Alternate Scenario | C&I Curtailment | C&I Curtailment-Turnkey-Standard Lighting Control | Large Industrial | Miscellaneous | Winter Morning | MW of Load | 1 | 2026 | 0.012206
ENS | Alternate Scenario | C&I Curtailment | C&I Curtailment-Turnkey-Water Heating Control | Large Industrial | Miscellaneous | Winter Morning | MW of Load | 1 | 2026 | 0.00056362
ENS | Alternate Scenario | C&I Curtailment | C&I Curtailment-Turnkey-Other | Large Industrial | Miscellaneous | Winter Morning | MW of Load | 1 | 2026 | 0.012182
ENS | Alternate Scenario | C&I Curtailment | C&I Curtailment-Turnkey-Industrial | Large Industrial | Manufacturing | Winter Morning | MW of Load | 1 | 2026 | 0.0024317
ENS | Alternate Scenario | C&I Curtailment | C&I Curtailment-Turnkey-Manual HVAC Control | Large Industrial | Miscellaneous | Winter Evening | MW of Load | 1 | 2026 | 0.027842
ENS | Alternate Scenario | C&I Curtailment | C&I Curtailment-Turnkey-Auto-DR HVAC Control | Large Industrial | Miscellaneous | Winter Evening | MW of Load | 1 | 2026 | 0.00087994
ENS | Alternate Scenario | C&I Curtailment | C&I Curtailment-Turnkey-Standard Lighting Control | Large Industrial | Miscellaneous | Winter Evening | MW of Load | 1 | 2026 | 0.012145
ENS | Alternate Scenario | C&I Curtailment | C&I Curtailment-Turnkey-Water Heating Control | Large Industrial | Miscellaneous | Winter Evening | MW of Load | 1 | 2026 | 0.00056081
ENS | Alternate Scenario | C&I Curtailment | C&I Curtailment-Turnkey-Other | Large Industrial | Miscellaneous | Winter Evening | MW of Load | 1 | 2026 | 0.012122
ENS | Alternate Scenario | C&I Curtailment | C&I Curtailment-Turnkey-Industrial | Large Industrial | Manufacturing | Winter Evening | MW of Load | 1 | 2026 | 0.0024196
ENS | Alternate Scenario | C&I Loadshift to BUGs | C&I Loadshift to BUGs | Large General | Miscellaneous | Winter Morning | MW of Load | 1 | 2026 | 2.8569
ENS | Alternate Scenario | C&I Loadshift to BUGs | C&I Loadshift to BUGs | Large General | Miscellaneous | Winter Evening | MW of Load | 1 | 2026 | 2.4598
ENS | Alternate Scenario | C&I Loadshift to BUGs | C&I Loadshift to BUGs | Small Industrial | Miscellaneous | Winter Morning | MW of Load | 1 | 2026 | 0.75867
ENS | Alternate Scenario | C&I Loadshift to BUGs | C&I Loadshift to BUGs | Small Industrial | Miscellaneous | Winter Evening | MW of Load | 1 | 2026 | 1.0425
ENS | Alternate Scenario | C&I Loadshift to BUGs | C&I Loadshift to BUGs | Medium Industrial | Manufacturing | Winter Morning | MW of Load | 1 | 2026 | 0.53641
ENS | Alternate Scenario | C&I Loadshift to BUGs | C&I Loadshift to BUGs | Medium Industrial | Miscellaneous | Winter Morning | MW of Load | 1 | 2026 | 2.328
ENS | Alternate Scenario | C&I Loadshift to BUGs | C&I Loadshift to BUGs | Medium Industrial | Manufacturing | Winter Evening | MW of Load | 1 | 2026 | 0.51941
ENS | Alternate Scenario | C&I Loadshift to BUGs | C&I Loadshift to BUGs | Medium Industrial | Miscellaneous | Winter Evening | MW of Load | 1 | 2026 | 2.2543
ENS | Alternate Scenario | Dynamic Pricing | Dynamic Pricing with enabling tech. | Small General | Manufacturing | Winter Morning | MW of Load | 1 | 2026 | 0.0024608
ENS | Alternate Scenario | Dynamic Pricing | Dynamic Pricing with enabling tech. | Small General | Manufacturing | Winter Evening | MW of Load | 1 | 2026 | 0.0028592
ENS | Alternate Scenario | Dynamic Pricing | Dynamic Pricing with enabling tech. | Residential Charitable | Residential LI | Winter Morning | MW of Load | 1 | 2026 | 0.071578
ENS | Alternate Scenario | Dynamic Pricing | Dynamic Pricing with enabling tech. | Residential Charitable | Residential Market Rate | Winter Morning | MW of Load | 1 | 2026 | 0.4054
ENS | Alternate Scenario | Dynamic Pricing | Dynamic Pricing w/o enabling tech. | Residential Charitable | Residential LI | Winter Morning | MW of Load | 1 | 2026 | 1.2157
ENS | Alternate Scenario | Dynamic Pricing | Dynamic Pricing w/o enabling tech. | Residential Charitable | Residential Market Rate | Winter Morning | MW of Load | 1 | 2026 | 6.8854
ENS | Alternate Scenario | Dynamic Pricing | Dynamic Pricing with enabling tech. | Residential Charitable | Residential LI | Winter Evening | MW of Load | 1 | 2026 | 0.081565
ENS | Alternate Scenario | Dynamic Pricing | Dynamic Pricing with enabling tech. | Residential Charitable | Residential Market Rate | Winter Evening | MW of Load | 1 | 2026 | 0.46196
ENS | Alternate Scenario | Dynamic Pricing | Dynamic Pricing w/o enabling tech. | Residential Charitable | Residential LI | Winter Evening | MW of Load | 1 | 2026 | 1.3853
ENS | Alternate Scenario | Dynamic Pricing | Dynamic Pricing w/o enabling tech. | Residential Charitable | Residential Market Rate | Winter Evening | MW of Load | 1 | 2026 | 7.8461
ENS | Alternate Scenario | BTM Battery Control | BTM Battery Control-BYOB | Residential Charitable | Residential Market Rate | Winter Morning | MW of Load | 0 | 2026 | 0.10815
ENS | Alternate Scenario | BTM Battery Control | BTM Battery Control-BYOB | Residential Charitable | Residential Market Rate | Winter Evening | MW of Load | 0 | 2026 | 0.13952
ENS | Alternate Scenario | EV Charging Control | EV Charging Control | EV Res LDV | EV | Winter Morning | MW of Load | 0 | 2026 | 0.0029818
ENS | Alternate Scenario | EV Charging Control | EV Charging Control | EV Res LDV | EV | Winter Evening | MW of Load | 0 | 2026 | 0.035782
ENS | Alternate Scenario | EV Charging Control | EV Charging Control | EV Com LDV | EV | Winter Morning | MW of Load | 0 | 2026 | 0.0010439
ENS | Alternate Scenario | EV Charging Control | EV Charging Control | EV Com LDV | EV | Winter Evening | MW of Load | 0 | 2026 | 0.012527
ENS | Alternate Scenario | Behavioral DR | Behavioral DR | Residential Charitable | Residential LI | Winter Morning | MW of Load | 1 | 2026 | 0.039056
ENS | Alternate Scenario | Behavioral DR | Behavioral DR | Residential Charitable | Residential Market Rate | Winter Morning | MW of Load | 1 | 2026 | 0.22234
ENS | Alternate Scenario | Behavioral DR | Behavioral DR | Residential Charitable | Residential LI | Winter Evening | MW of Load | 1 | 2026 | 0.044505
ENS | Alternate Scenario | Behavioral DR | Behavioral DR | Residential Charitable | Residential Market Rate | Winter Evening | MW of Load | 1 | 2026 | 0.25336
ENS | Alternate Scenario | Time-of-Use Rates (TOU) | Time-of-Use Rates (TOU) | Residential Charitable | Residential LI | Winter Morning | MW of Load | 0 | 2026 | 0.34075
ENS | Alternate Scenario | Time-of-Use Rates (TOU) | Time-of-Use Rates (TOU) | Residential Charitable | Residential Market Rate | Winter Morning | MW of Load | 0 | 2026 | 1.9398
ENS | Alternate Scenario | Time-of-Use Rates (TOU) | Time-of-Use Rates (TOU) | Residential Charitable | Residential LI | Winter Evening | MW of Load | 0 | 2026 | 0.38829
ENS | Alternate Scenario | Time-of-Use Rates (TOU) | Time-of-Use Rates (TOU) | Residential Charitable | Residential Market Rate | Winter Evening | MW of Load | 0 | 2026 | 2.2105
ENS | Alternate Scenario | C&I Curtailment | C&I Curtailment-Turnkey-Manual HVAC Control | General | Miscellaneous | Winter Morning | MW of Load | 1 | 2027 | 0.9592
ENS | Alternate Scenario | C&I Curtailment | C&I Curtailment-Turnkey-Manual HVAC Control | General | Offices | Winter Morning | MW of Load | 1 | 2027 | 0.063978
ENS | Alternate Scenario | C&I Curtailment | C&I Curtailment-Turnkey-Manual HVAC Control | General | Retail Trade | Winter Morning | MW of Load | 1 | 2027 | 0.22425
ENS | Alternate Scenario | C&I Curtailment | C&I Curtailment-Turnkey-Manual HVAC Control | General | Services | Winter Morning | MW of Load | 1 | 2027 | 0.14497
ENS | Alternate Scenario | C&I Curtailment | C&I Curtailment-Turnkey-Auto-DR HVAC Control | General | Miscellaneous | Winter Morning | MW of Load | 1 | 2027 | 0.038074
ENS | Alternate Scenario | C&I Curtailment | C&I Curtailment-Turnkey-Auto-DR HVAC Control | General | Offices | Winter Morning | MW of Load | 1 | 2027 | 0.0025395
ENS | Alternate Scenario | C&I Curtailment | C&I Curtailment-Turnkey-Auto-DR HVAC Control | General | Retail Trade | Winter Morning | MW of Load | 1 | 2027 | 0.0089013
ENS | Alternate Scenario | C&I Curtailment | C&I Curtailment-Turnkey-Auto-DR HVAC Control | General | Services | Winter Morning | MW of Load | 1 | 2027 | 0.0057545
ENS | Alternate Scenario | C&I Curtailment | C&I Curtailment-Turnkey-Standard Lighting Control | General | Miscellaneous | Winter Morning | MW of Load | 1 | 2027 | 0.40002
ENS | Alternate Scenario | C&I Curtailment | C&I Curtailment-Turnkey-Standard Lighting Control | General | Offices | Winter Morning | MW of Load | 1 | 2027 | 0.0082537
ENS | Alternate Scenario | C&I Curtailment | C&I Curtailment-Turnkey-Standard Lighting Control | General | Retail Trade | Winter Morning | MW of Load | 1 | 2027 | 0.091164
ENS | Alternate Scenario | C&I Curtailment | C&I Curtailment-Turnkey-Standard Lighting Control | General | Services | Winter Morning | MW of Load | 1 | 2027 | 0.05899
ENS | Alternate Scenario | C&I Curtailment | C&I Curtailment-Turnkey-Water Heating Control | General | Miscellaneous | Winter Morning | MW of Load | 1 | 2027 | 0.024516
ENS | Alternate Scenario | C&I Curtailment | C&I Curtailment-Turnkey-Water Heating Control | General | Offices | Winter Morning | MW of Load | 1 | 2027 | 0.00065708
ENS | Alternate Scenario | C&I Curtailment | C&I Curtailment-Turnkey-Water Heating Control | General | Retail Trade | Winter Morning | MW of Load | 1 | 2027 | 0.013058
ENS | Alternate Scenario | C&I Curtailment | C&I Curtailment-Turnkey-Water Heating Control | General | Services | Winter Morning | MW of Load | 1 | 2027 | 0.0084348
ENS | Alternate Scenario | C&I Curtailment | C&I Curtailment-Turnkey-Other | General | Miscellaneous | Winter Morning | MW of Load | 1 | 2027 | 0.43727
ENS | Alternate Scenario | C&I Curtailment | C&I Curtailment-Turnkey-Other | General | Offices | Winter Morning | MW of Load | 1 | 2027 | 0.011996
ENS | Alternate Scenario | C&I Curtailment | C&I Curtailment-Turnkey-Other | General | Retail Trade | Winter Morning | MW of Load | 1 | 2027 | 0.13816
ENS | Alternate Scenario | C&I Curtailment | C&I Curtailment-Turnkey-Other | General | Services | Winter Morning | MW of Load | 1 | 2027 | 0.0893
ENS | Alternate Scenario | C&I Curtailment | C&I Curtailment-Turnkey-Manual HVAC Control | General | Miscellaneous | Winter Evening | MW of Load | 1 | 2027 | 1.116
ENS | Alternate Scenario | C&I Curtailment | C&I Curtailment-Turnkey-Manual HVAC Control | General | Offices | Winter Evening | MW of Load | 1 | 2027 | 0.074434
ENS | Alternate Scenario | C&I Curtailment | C&I Curtailment-Turnkey-Manual HVAC Control | General | Retail Trade | Winter Evening | MW of Load | 1 | 2027 | 0.2609
ENS | Alternate Scenario | C&I Curtailment | C&I Curtailment-Turnkey-Manual HVAC Control | General | Services | Winter Evening | MW of Load | 1 | 2027 | 0.16867
ENS | Alternate Scenario | C&I Curtailment | C&I Curtailment-Turnkey-Auto-DR HVAC Control | General | Miscellaneous | Winter Evening | MW of Load | 1 | 2027 | 0.044297
ENS | Alternate Scenario | C&I Curtailment | C&I Curtailment-Turnkey-Auto-DR HVAC Control | General | Offices | Winter Evening | MW of Load | 1 | 2027 | 0.0029546
ENS | Alternate Scenario | C&I Curtailment | C&I Curtailment-Turnkey-Auto-DR HVAC Control | General | Retail Trade | Winter Evening | MW of Load | 1 | 2027 | 0.010356
ENS | Alternate Scenario | C&I Curtailment | C&I Curtailment-Turnkey-Auto-DR HVAC Control | General | Services | Winter Evening | MW of Load | 1 | 2027 | 0.006695
ENS | Alternate Scenario | C&I Curtailment | C&I Curtailment-Turnkey-Standard Lighting Control | General | Miscellaneous | Winter Evening | MW of Load | 1 | 2027 | 0.46539
ENS | Alternate Scenario | C&I Curtailment | C&I Curtailment-Turnkey-Standard Lighting Control | General | Offices | Winter Evening | MW of Load | 1 | 2027 | 0.0096027
ENS | Alternate Scenario | C&I Curtailment | C&I Curtailment-Turnkey-Standard Lighting Control | General | Retail Trade | Winter Evening | MW of Load | 1 | 2027 | 0.10606
ENS | Alternate Scenario | C&I Curtailment | C&I Curtailment-Turnkey-Standard Lighting Control | General | Services | Winter Evening | MW of Load | 1 | 2027 | 0.068631
ENS | Alternate Scenario | C&I Curtailment | C&I Curtailment-Turnkey-Water Heating Control | General | Miscellaneous | Winter Evening | MW of Load | 1 | 2027 | 0.028522
ENS | Alternate Scenario | C&I Curtailment | C&I Curtailment-Turnkey-Water Heating Control | General | Offices | Winter Evening | MW of Load | 1 | 2027 | 0.00076448
ENS | Alternate Scenario | C&I Curtailment | C&I Curtailment-Turnkey-Water Heating Control | General | Retail Trade | Winter Evening | MW of Load | 1 | 2027 | 0.015192
ENS | Alternate Scenario | C&I Curtailment | C&I Curtailment-Turnkey-Water Heating Control | General | Services | Winter Evening | MW of Load | 1 | 2027 | 0.0098133
ENS | Alternate Scenario | C&I Curtailment | C&I Curtailment-Turnkey-Other | General | Miscellaneous | Winter Evening | MW of Load | 1 | 2027 | 0.50874
ENS | Alternate Scenario | C&I Curtailment | C&I Curtailment-Turnkey-Other | General | Offices | Winter Evening | MW of Load | 1 | 2027 | 0.013956
ENS | Alternate Scenario | C&I Curtailment | C&I Curtailment-Turnkey-Other | General | Retail Trade | Winter Evening | MW of Load | 1 | 2027 | 0.16074
ENS | Alternate Scenario | C&I Curtailment | C&I Curtailment-Turnkey-Other | General | Services | Winter Evening | MW of Load | 1 | 2027 | 0.1039
ENS | Alternate Scenario | C&I Curtailment | C&I Curtailment-Turnkey-Manual HVAC Control | Large General | Miscellaneous | Winter Morning | MW of Load | 1 | 2027 | 0.76741
ENS | Alternate Scenario | C&I Curtailment | C&I Curtailment-Turnkey-Manual HVAC Control | Large General | Retail Trade | Winter Morning | MW of Load | 1 | 2027 | 0.032765
ENS | Alternate Scenario | C&I Curtailment | C&I Curtailment-Turnkey-Manual HVAC Control | Large General | Services | Winter Morning | MW of Load | 1 | 2027 | 0.052469
ENS | Alternate Scenario | C&I Curtailment | C&I Curtailment-Turnkey-Auto-DR HVAC Control | Large General | Miscellaneous | Winter Morning | MW of Load | 1 | 2027 | 0.030462
ENS | Alternate Scenario | C&I Curtailment | C&I Curtailment-Turnkey-Auto-DR HVAC Control | Large General | Retail Trade | Winter Morning | MW of Load | 1 | 2027 | 0.0013006
ENS | Alternate Scenario | C&I Curtailment | C&I Curtailment-Turnkey-Auto-DR HVAC Control | Large General | Services | Winter Morning | MW of Load | 1 | 2027 | 0.0020827
ENS | Alternate Scenario | C&I Curtailment | C&I Curtailment-Turnkey-Standard Lighting Control | Large General | Miscellaneous | Winter Morning | MW of Load | 1 | 2027 | 0.33231
ENS | Alternate Scenario | C&I Curtailment | C&I Curtailment-Turnkey-Standard Lighting Control | Large General | Retail Trade | Winter Morning | MW of Load | 1 | 2027 | 0.013259
ENS | Alternate Scenario | C&I Curtailment | C&I Curtailment-Turnkey-Standard Lighting Control | Large General | Services | Winter Morning | MW of Load | 1 | 2027 | 0.021233
ENS | Alternate Scenario | C&I Curtailment | C&I Curtailment-Turnkey-Water Heating Control | Large General | Miscellaneous | Winter Morning | MW of Load | 1 | 2027 | 0.015722
ENS | Alternate Scenario | C&I Curtailment | C&I Curtailment-Turnkey-Water Heating Control | Large General | Retail Trade | Winter Morning | MW of Load | 1 | 2027 | 0.0019156
ENS | Alternate Scenario | C&I Curtailment | C&I Curtailment-Turnkey-Water Heating Control | Large General | Services | Winter Morning | MW of Load | 1 | 2027 | 0.0030676
ENS | Alternate Scenario | C&I Curtailment | C&I Curtailment-Turnkey-Other | Large General | Miscellaneous | Winter Morning | MW of Load | 1 | 2027 | 0.33923
ENS | Alternate Scenario | C&I Curtailment | C&I Curtailment-Turnkey-Other | Large General | Retail Trade | Winter Morning | MW of Load | 1 | 2027 | 0.020204
ENS | Alternate Scenario | C&I Curtailment | C&I Curtailment-Turnkey-Other | Large General | Services | Winter Morning | MW of Load | 1 | 2027 | 0.032354
ENS | Alternate Scenario | C&I Curtailment | C&I Curtailment-Turnkey-Manual HVAC Control | Large General | Miscellaneous | Winter Evening | MW of Load | 1 | 2027 | 0.65592
ENS | Alternate Scenario | C&I Curtailment | C&I Curtailment-Turnkey-Manual HVAC Control | Large General | Retail Trade | Winter Evening | MW of Load | 1 | 2027 | 0.028005
ENS | Alternate Scenario | C&I Curtailment | C&I Curtailment-Turnkey-Manual HVAC Control | Large General | Services | Winter Evening | MW of Load | 1 | 2027 | 0.044846
ENS | Alternate Scenario | C&I Curtailment | C&I Curtailment-Turnkey-Auto-DR HVAC Control | Large General | Miscellaneous | Winter Evening | MW of Load | 1 | 2027 | 0.026036
ENS | Alternate Scenario | C&I Curtailment | C&I Curtailment-Turnkey-Auto-DR HVAC Control | Large General | Retail Trade | Winter Evening | MW of Load | 1 | 2027 | 0.0011116
ENS | Alternate Scenario | C&I Curtailment | C&I Curtailment-Turnkey-Auto-DR HVAC Control | Large General | Services | Winter Evening | MW of Load | 1 | 2027 | 0.0017801
ENS | Alternate Scenario | C&I Curtailment | C&I Curtailment-Turnkey-Standard Lighting Control | Large General | Miscellaneous | Winter Evening | MW of Load | 1 | 2027 | 0.28403
ENS | Alternate Scenario | C&I Curtailment | C&I Curtailment-Turnkey-Standard Lighting Control | Large General | Retail Trade | Winter Evening | MW of Load | 1 | 2027 | 0.011333
ENS | Alternate Scenario | C&I Curtailment | C&I Curtailment-Turnkey-Standard Lighting Control | Large General | Services | Winter Evening | MW of Load | 1 | 2027 | 0.018148
ENS | Alternate Scenario | C&I Curtailment | C&I Curtailment-Turnkey-Water Heating Control | Large General | Miscellaneous | Winter Evening | MW of Load | 1 | 2027 | 0.013438
ENS | Alternate Scenario | C&I Curtailment | C&I Curtailment-Turnkey-Water Heating Control | Large General | Retail Trade | Winter Evening | MW of Load | 1 | 2027 | 0.0016373
ENS | Alternate Scenario | C&I Curtailment | C&I Curtailment-Turnkey-Water Heating Control | Large General | Services | Winter Evening | MW of Load | 1 | 2027 | 0.002622
ENS | Alternate Scenario | C&I Curtailment | C&I Curtailment-Turnkey-Other | Large General | Miscellaneous | Winter Evening | MW of Load | 1 | 2027 | 0.28995
ENS | Alternate Scenario | C&I Curtailment | C&I Curtailment-Turnkey-Other | Large General | Retail Trade | Winter Evening | MW of Load | 1 | 2027 | 0.017269
ENS | Alternate Scenario | C&I Curtailment | C&I Curtailment-Turnkey-Other | Large General | Services | Winter Evening | MW of Load | 1 | 2027 | 0.027654
ENS | Alternate Scenario | C&I Curtailment | C&I Curtailment-Turnkey-Manual HVAC Control | Small Industrial | Miscellaneous | Winter Morning | MW of Load | 1 | 2027 | 0.12763
ENS | Alternate Scenario | C&I Curtailment | C&I Curtailment-Turnkey-Manual HVAC Control | Small Industrial | Offices | Winter Morning | MW of Load | 1 | 2027 | 0.0016066
ENS | Alternate Scenario | C&I Curtailment | C&I Curtailment-Turnkey-Manual HVAC Control | Small Industrial | Retail Trade | Winter Morning | MW of Load | 1 | 2027 | 0.0054821
ENS | Alternate Scenario | C&I Curtailment | C&I Curtailment-Turnkey-Manual HVAC Control | Small Industrial | Services | Winter Morning | MW of Load | 1 | 2027 | 0.0017319
ENS | Alternate Scenario | C&I Curtailment | C&I Curtailment-Turnkey-Auto-DR HVAC Control | Small Industrial | Miscellaneous | Winter Morning | MW of Load | 1 | 2027 | 0.005066
ENS | Alternate Scenario | C&I Curtailment | C&I Curtailment-Turnkey-Auto-DR HVAC Control | Small Industrial | Offices | Winter Morning | MW of Load | 1 | 2027 | 6.3773e-05
ENS | Alternate Scenario | C&I Curtailment | C&I Curtailment-Turnkey-Auto-DR HVAC Control | Small Industrial | Retail Trade | Winter Morning | MW of Load | 1 | 2027 | 0.00021761
ENS | Alternate Scenario | C&I Curtailment | C&I Curtailment-Turnkey-Auto-DR HVAC Control | Small Industrial | Services | Winter Morning | MW of Load | 1 | 2027 | 6.8748e-05
ENS | Alternate Scenario | C&I Curtailment | C&I Curtailment-Turnkey-Standard Lighting Control | Small Industrial | Miscellaneous | Winter Morning | MW of Load | 1 | 2027 | 0.040132
ENS | Alternate Scenario | C&I Curtailment | C&I Curtailment-Turnkey-Standard Lighting Control | Small Industrial | Offices | Winter Morning | MW of Load | 1 | 2027 | 0.00022008
ENS | Alternate Scenario | C&I Curtailment | C&I Curtailment-Turnkey-Standard Lighting Control | Small Industrial | Retail Trade | Winter Morning | MW of Load | 1 | 2027 | 0.0023613
ENS | Alternate Scenario | C&I Curtailment | C&I Curtailment-Turnkey-Standard Lighting Control | Small Industrial | Services | Winter Morning | MW of Load | 1 | 2027 | 0.000746
ENS | Alternate Scenario | C&I Curtailment | C&I Curtailment-Turnkey-Water Heating Control | Small Industrial | Miscellaneous | Winter Morning | MW of Load | 1 | 2027 | 0.0031054
ENS | Alternate Scenario | C&I Curtailment | C&I Curtailment-Turnkey-Water Heating Control | Small Industrial | Offices | Winter Morning | MW of Load | 1 | 2027 | 1.6053e-05
ENS | Alternate Scenario | C&I Curtailment | C&I Curtailment-Turnkey-Water Heating Control | Small Industrial | Retail Trade | Winter Morning | MW of Load | 1 | 2027 | 0.00030236
ENS | Alternate Scenario | C&I Curtailment | C&I Curtailment-Turnkey-Water Heating Control | Small Industrial | Services | Winter Morning | MW of Load | 1 | 2027 | 9.5523e-05
ENS | Alternate Scenario | C&I Curtailment | C&I Curtailment-Turnkey-Other | Small Industrial | Miscellaneous | Winter Morning | MW of Load | 1 | 2027 | 0.048232
ENS | Alternate Scenario | C&I Curtailment | C&I Curtailment-Turnkey-Other | Small Industrial | Offices | Winter Morning | MW of Load | 1 | 2027 | 0.00030296
ENS | Alternate Scenario | C&I Curtailment | C&I Curtailment-Turnkey-Other | Small Industrial | Retail Trade | Winter Morning | MW of Load | 1 | 2027 | 0.0033388
ENS | Alternate Scenario | C&I Curtailment | C&I Curtailment-Turnkey-Other | Small Industrial | Services | Winter Morning | MW of Load | 1 | 2027 | 0.0010548
ENS | Alternate Scenario | C&I Curtailment | C&I Curtailment-Turnkey-Industrial | Small Industrial | Manufacturing | Winter Morning | MW of Load | 1 | 2027 | 0.01167
ENS | Alternate Scenario | C&I Curtailment | C&I Curtailment-Turnkey-Manual HVAC Control | Small Industrial | Miscellaneous | Winter Evening | MW of Load | 1 | 2027 | 0.17409
ENS | Alternate Scenario | C&I Curtailment | C&I Curtailment-Turnkey-Manual HVAC Control | Small Industrial | Offices | Winter Evening | MW of Load | 1 | 2027 | 0.0021915
ENS | Alternate Scenario | C&I Curtailment | C&I Curtailment-Turnkey-Manual HVAC Control | Small Industrial | Retail Trade | Winter Evening | MW of Load | 1 | 2027 | 0.0074781
ENS | Alternate Scenario | C&I Curtailment | C&I Curtailment-Turnkey-Manual HVAC Control | Small Industrial | Services | Winter Evening | MW of Load | 1 | 2027 | 0.0023625
ENS | Alternate Scenario | C&I Curtailment | C&I Curtailment-Turnkey-Auto-DR HVAC Control | Small Industrial | Miscellaneous | Winter Evening | MW of Load | 1 | 2027 | 0.0069104
ENS | Alternate Scenario | C&I Curtailment | C&I Curtailment-Turnkey-Auto-DR HVAC Control | Small Industrial | Offices | Winter Evening | MW of Load | 1 | 2027 | 8.6991e-05
ENS | Alternate Scenario | C&I Curtailment | C&I Curtailment-Turnkey-Auto-DR HVAC Control | Small Industrial | Retail Trade | Winter Evening | MW of Load | 1 | 2027 | 0.00029683
ENS | Alternate Scenario | C&I Curtailment | C&I Curtailment-Turnkey-Auto-DR HVAC Control | Small Industrial | Services | Winter Evening | MW of Load | 1 | 2027 | 9.3778e-05
ENS | Alternate Scenario | C&I Curtailment | C&I Curtailment-Turnkey-Standard Lighting Control | Small Industrial | Miscellaneous | Winter Evening | MW of Load | 1 | 2027 | 0.054743
ENS | Alternate Scenario | C&I Curtailment | C&I Curtailment-Turnkey-Standard Lighting Control | Small Industrial | Offices | Winter Evening | MW of Load | 1 | 2027 | 0.00030021
ENS | Alternate Scenario | C&I Curtailment | C&I Curtailment-Turnkey-Standard Lighting Control | Small Industrial | Retail Trade | Winter Evening | MW of Load | 1 | 2027 | 0.0032211
ENS | Alternate Scenario | C&I Curtailment | C&I Curtailment-Turnkey-Standard Lighting Control | Small Industrial | Services | Winter Evening | MW of Load | 1 | 2027 | 0.0010176
ENS | Alternate Scenario | C&I Curtailment | C&I Curtailment-Turnkey-Water Heating Control | Small Industrial | Miscellaneous | Winter Evening | MW of Load | 1 | 2027 | 0.004236
ENS | Alternate Scenario | C&I Curtailment | C&I Curtailment-Turnkey-Water Heating Control | Small Industrial | Offices | Winter Evening | MW of Load | 1 | 2027 | 2.1898e-05
ENS | Alternate Scenario | C&I Curtailment | C&I Curtailment-Turnkey-Water Heating Control | Small Industrial | Retail Trade | Winter Evening | MW of Load | 1 | 2027 | 0.00041245
ENS | Alternate Scenario | C&I Curtailment | C&I Curtailment-Turnkey-Water Heating Control | Small Industrial | Services | Winter Evening | MW of Load | 1 | 2027 | 0.0001303
ENS | Alternate Scenario | C&I Curtailment | C&I Curtailment-Turnkey-Other | Small Industrial | Miscellaneous | Winter Evening | MW of Load | 1 | 2027 | 0.065793
ENS | Alternate Scenario | C&I Curtailment | C&I Curtailment-Turnkey-Other | Small Industrial | Offices | Winter Evening | MW of Load | 1 | 2027 | 0.00041327
ENS | Alternate Scenario | C&I Curtailment | C&I Curtailment-Turnkey-Other | Small Industrial | Retail Trade | Winter Evening | MW of Load | 1 | 2027 | 0.0045545
ENS | Alternate Scenario | C&I Curtailment | C&I Curtailment-Turnkey-Other | Small Industrial | Services | Winter Evening | MW of Load | 1 | 2027 | 0.0014389
ENS | Alternate Scenario | C&I Curtailment | C&I Curtailment-Turnkey-Industrial | Small Industrial | Manufacturing | Winter Evening | MW of Load | 1 | 2027 | 0.015919
ENS | Alternate Scenario | C&I Curtailment | C&I Curtailment-Turnkey-Manual HVAC Control | Medium Industrial | Miscellaneous | Winter Morning | MW of Load | 1 | 2027 | 2.4357
ENS | Alternate Scenario | C&I Curtailment | C&I Curtailment-Turnkey-Manual HVAC Control | Medium Industrial | Offices | Winter Morning | MW of Load | 1 | 2027 | 0.038597
ENS | Alternate Scenario | C&I Curtailment | C&I Curtailment-Turnkey-Manual HVAC Control | Medium Industrial | Retail Trade | Winter Morning | MW of Load | 1 | 2027 | 0.54736
ENS | Alternate Scenario | C&I Curtailment | C&I Curtailment-Turnkey-Manual HVAC Control | Medium Industrial | Services | Winter Morning | MW of Load | 1 | 2027 | 0.025204
ENS | Alternate Scenario | C&I Curtailment | C&I Curtailment-Turnkey-Auto-DR HVAC Control | Medium Industrial | Miscellaneous | Winter Morning | MW of Load | 1 | 2027 | 0.096683
ENS | Alternate Scenario | C&I Curtailment | C&I Curtailment-Turnkey-Auto-DR HVAC Control | Medium Industrial | Offices | Winter Morning | MW of Load | 1 | 2027 | 0.0015321
ENS | Alternate Scenario | C&I Curtailment | C&I Curtailment-Turnkey-Auto-DR HVAC Control | Medium Industrial | Retail Trade | Winter Morning | MW of Load | 1 | 2027 | 0.021727
ENS | Alternate Scenario | C&I Curtailment | C&I Curtailment-Turnkey-Auto-DR HVAC Control | Medium Industrial | Services | Winter Morning | MW of Load | 1 | 2027 | 0.0010005
ENS | Alternate Scenario | C&I Curtailment | C&I Curtailment-Turnkey-Standard Lighting Control | Medium Industrial | Miscellaneous | Winter Morning | MW of Load | 1 | 2027 | 0.7659
ENS | Alternate Scenario | C&I Curtailment | C&I Curtailment-Turnkey-Standard Lighting Control | Medium Industrial | Offices | Winter Morning | MW of Load | 1 | 2027 | 0.0052873
ENS | Alternate Scenario | C&I Curtailment | C&I Curtailment-Turnkey-Standard Lighting Control | Medium Industrial | Retail Trade | Winter Morning | MW of Load | 1 | 2027 | 0.23576
ENS | Alternate Scenario | C&I Curtailment | C&I Curtailment-Turnkey-Standard Lighting Control | Medium Industrial | Services | Winter Morning | MW of Load | 1 | 2027 | 0.010856
ENS | Alternate Scenario | C&I Curtailment | C&I Curtailment-Turnkey-Water Heating Control | Medium Industrial | Miscellaneous | Winter Morning | MW of Load | 1 | 2027 | 0.059266
ENS | Alternate Scenario | C&I Curtailment | C&I Curtailment-Turnkey-Water Heating Control | Medium Industrial | Offices | Winter Morning | MW of Load | 1 | 2027 | 0.00038565
ENS | Alternate Scenario | C&I Curtailment | C&I Curtailment-Turnkey-Water Heating Control | Medium Industrial | Retail Trade | Winter Morning | MW of Load | 1 | 2027 | 0.030189
ENS | Alternate Scenario | C&I Curtailment | C&I Curtailment-Turnkey-Water Heating Control | Medium Industrial | Services | Winter Morning | MW of Load | 1 | 2027 | 0.0013901
ENS | Alternate Scenario | C&I Curtailment | C&I Curtailment-Turnkey-Other | Medium Industrial | Miscellaneous | Winter Morning | MW of Load | 1 | 2027 | 0.9205
ENS | Alternate Scenario | C&I Curtailment | C&I Curtailment-Turnkey-Other | Medium Industrial | Offices | Winter Morning | MW of Load | 1 | 2027 | 0.0072783
ENS | Alternate Scenario | C&I Curtailment | C&I Curtailment-Turnkey-Other | Medium Industrial | Retail Trade | Winter Morning | MW of Load | 1 | 2027 | 0.33336
ENS | Alternate Scenario | C&I Curtailment | C&I Curtailment-Turnkey-Other | Medium Industrial | Services | Winter Morning | MW of Load | 1 | 2027 | 0.01535
ENS | Alternate Scenario | C&I Curtailment | C&I Curtailment-Turnkey-Manual HVAC Control | Medium Industrial | Miscellaneous | Winter Evening | MW of Load | 1 | 2027 | 2.3413
ENS | Alternate Scenario | C&I Curtailment | C&I Curtailment-Turnkey-Manual HVAC Control | Medium Industrial | Offices | Winter Evening | MW of Load | 1 | 2027 | 0.037101
ENS | Alternate Scenario | C&I Curtailment | C&I Curtailment-Turnkey-Manual HVAC Control | Medium Industrial | Retail Trade | Winter Evening | MW of Load | 1 | 2027 | 0.52614
ENS | Alternate Scenario | C&I Curtailment | C&I Curtailment-Turnkey-Manual HVAC Control | Medium Industrial | Services | Winter Evening | MW of Load | 1 | 2027 | 0.024227
ENS | Alternate Scenario | C&I Curtailment | C&I Curtailment-Turnkey-Auto-DR HVAC Control | Medium Industrial | Miscellaneous | Winter Evening | MW of Load | 1 | 2027 | 0.092935
ENS | Alternate Scenario | C&I Curtailment | C&I Curtailment-Turnkey-Auto-DR HVAC Control | Medium Industrial | Offices | Winter Evening | MW of Load | 1 | 2027 | 0.0014727
ENS | Alternate Scenario | C&I Curtailment | C&I Curtailment-Turnkey-Auto-DR HVAC Control | Medium Industrial | Retail Trade | Winter Evening | MW of Load | 1 | 2027 | 0.020884
ENS | Alternate Scenario | C&I Curtailment | C&I Curtailment-Turnkey-Auto-DR HVAC Control | Medium Industrial | Services | Winter Evening | MW of Load | 1 | 2027 | 0.00096167
ENS | Alternate Scenario | C&I Curtailment | C&I Curtailment-Turnkey-Standard Lighting Control | Medium Industrial | Miscellaneous | Winter Evening | MW of Load | 1 | 2027 | 0.73621
ENS | Alternate Scenario | C&I Curtailment | C&I Curtailment-Turnkey-Standard Lighting Control | Medium Industrial | Offices | Winter Evening | MW of Load | 1 | 2027 | 0.0050823
ENS | Alternate Scenario | C&I Curtailment | C&I Curtailment-Turnkey-Standard Lighting Control | Medium Industrial | Retail Trade | Winter Evening | MW of Load | 1 | 2027 | 0.22662
ENS | Alternate Scenario | C&I Curtailment | C&I Curtailment-Turnkey-Standard Lighting Control | Medium Industrial | Services | Winter Evening | MW of Load | 1 | 2027 | 0.010435
ENS | Alternate Scenario | C&I Curtailment | C&I Curtailment-Turnkey-Water Heating Control | Medium Industrial | Miscellaneous | Winter Evening | MW of Load | 1 | 2027 | 0.056968
ENS | Alternate Scenario | C&I Curtailment | C&I Curtailment-Turnkey-Water Heating Control | Medium Industrial | Offices | Winter Evening | MW of Load | 1 | 2027 | 0.0003707
ENS | Alternate Scenario | C&I Curtailment | C&I Curtailment-Turnkey-Water Heating Control | Medium Industrial | Retail Trade | Winter Evening | MW of Load | 1 | 2027 | 0.029019
ENS | Alternate Scenario | C&I Curtailment | C&I Curtailment-Turnkey-Water Heating Control | Medium Industrial | Services | Winter Evening | MW of Load | 1 | 2027 | 0.0013362
ENS | Alternate Scenario | C&I Curtailment | C&I Curtailment-Turnkey-Other | Medium Industrial | Miscellaneous | Winter Evening | MW of Load | 1 | 2027 | 0.88481
ENS | Alternate Scenario | C&I Curtailment | C&I Curtailment-Turnkey-Other | Medium Industrial | Offices | Winter Evening | MW of Load | 1 | 2027 | 0.0069962
ENS | Alternate Scenario | C&I Curtailment | C&I Curtailment-Turnkey-Other | Medium Industrial | Retail Trade | Winter Evening | MW of Load | 1 | 2027 | 0.32044
ENS | Alternate Scenario | C&I Curtailment | C&I Curtailment-Turnkey-Other | Medium Industrial | Services | Winter Evening | MW of Load | 1 | 2027 | 0.014755
ENS | Alternate Scenario | C&I Curtailment | C&I Curtailment-Turnkey-Manual HVAC Control | Large Industrial | Miscellaneous | Winter Morning | MW of Load | 1 | 2027 | 0.050574
ENS | Alternate Scenario | C&I Curtailment | C&I Curtailment-Turnkey-Auto-DR HVAC Control | Large Industrial | Miscellaneous | Winter Morning | MW of Load | 1 | 2027 | 0.0020075
ENS | Alternate Scenario | C&I Curtailment | C&I Curtailment-Turnkey-Standard Lighting Control | Large Industrial | Miscellaneous | Winter Morning | MW of Load | 1 | 2027 | 0.0219
ENS | Alternate Scenario | C&I Curtailment | C&I Curtailment-Turnkey-Water Heating Control | Large Industrial | Miscellaneous | Winter Morning | MW of Load | 1 | 2027 | 0.0010361
ENS | Alternate Scenario | C&I Curtailment | C&I Curtailment-Turnkey-Other | Large Industrial | Miscellaneous | Winter Morning | MW of Load | 1 | 2027 | 0.022356
ENS | Alternate Scenario | C&I Curtailment | C&I Curtailment-Turnkey-Industrial | Large Industrial | Manufacturing | Winter Morning | MW of Load | 1 | 2027 | 0.0044374
ENS | Alternate Scenario | C&I Curtailment | C&I Curtailment-Turnkey-Manual HVAC Control | Large Industrial | Miscellaneous | Winter Evening | MW of Load | 1 | 2027 | 0.049955
ENS | Alternate Scenario | C&I Curtailment | C&I Curtailment-Turnkey-Auto-DR HVAC Control | Large Industrial | Miscellaneous | Winter Evening | MW of Load | 1 | 2027 | 0.0019829
ENS | Alternate Scenario | C&I Curtailment | C&I Curtailment-Turnkey-Standard Lighting Control | Large Industrial | Miscellaneous | Winter Evening | MW of Load | 1 | 2027 | 0.021632
ENS | Alternate Scenario | C&I Curtailment | C&I Curtailment-Turnkey-Water Heating Control | Large Industrial | Miscellaneous | Winter Evening | MW of Load | 1 | 2027 | 0.0010234
ENS | Alternate Scenario | C&I Curtailment | C&I Curtailment-Turnkey-Other | Large Industrial | Miscellaneous | Winter Evening | MW of Load | 1 | 2027 | 0.022082
ENS | Alternate Scenario | C&I Curtailment | C&I Curtailment-Turnkey-Industrial | Large Industrial | Manufacturing | Winter Evening | MW of Load | 1 | 2027 | 0.0043831
ENS | Alternate Scenario | C&I Loadshift to BUGs | C&I Loadshift to BUGs | Large General | Miscellaneous | Winter Morning | MW of Load | 1 | 2027 | 2.9744
ENS | Alternate Scenario | C&I Loadshift to BUGs | C&I Loadshift to BUGs | Large General | Miscellaneous | Winter Evening | MW of Load | 1 | 2027 | 2.5423
ENS | Alternate Scenario | C&I Loadshift to BUGs | C&I Loadshift to BUGs | Small Industrial | Miscellaneous | Winter Morning | MW of Load | 1 | 2027 | 0.79432
ENS | Alternate Scenario | C&I Loadshift to BUGs | C&I Loadshift to BUGs | Small Industrial | Miscellaneous | Winter Evening | MW of Load | 1 | 2027 | 1.0835
ENS | Alternate Scenario | C&I Loadshift to BUGs | C&I Loadshift to BUGs | Medium Industrial | Manufacturing | Winter Morning | MW of Load | 1 | 2027 | 0.55903
ENS | Alternate Scenario | C&I Loadshift to BUGs | C&I Loadshift to BUGs | Medium Industrial | Miscellaneous | Winter Morning | MW of Load | 1 | 2027 | 2.4262
ENS | Alternate Scenario | C&I Loadshift to BUGs | C&I Loadshift to BUGs | Medium Industrial | Manufacturing | Winter Evening | MW of Load | 1 | 2027 | 0.53736
ENS | Alternate Scenario | C&I Loadshift to BUGs | C&I Loadshift to BUGs | Medium Industrial | Miscellaneous | Winter Evening | MW of Load | 1 | 2027 | 2.3321
ENS | Alternate Scenario | Dynamic Pricing | Dynamic Pricing with enabling tech. | Small General | Manufacturing | Winter Morning | MW of Load | 1 | 2027 | 0.004266
ENS | Alternate Scenario | Dynamic Pricing | Dynamic Pricing with enabling tech. | Small General | Manufacturing | Winter Evening | MW of Load | 1 | 2027 | 0.0049204
ENS | Alternate Scenario | Dynamic Pricing | Dynamic Pricing with enabling tech. | Residential Charitable | Residential LI | Winter Morning | MW of Load | 1 | 2027 | 0.22045
ENS | Alternate Scenario | Dynamic Pricing | Dynamic Pricing with enabling tech. | Residential Charitable | Residential Market Rate | Winter Morning | MW of Load | 1 | 2027 | 1.2591
ENS | Alternate Scenario | Dynamic Pricing | Dynamic Pricing w/o enabling tech. | Residential Charitable | Residential LI | Winter Morning | MW of Load | 1 | 2027 | 1.4101
ENS | Alternate Scenario | Dynamic Pricing | Dynamic Pricing w/o enabling tech. | Residential Charitable | Residential Market Rate | Winter Morning | MW of Load | 1 | 2027 | 8.0537
ENS | Alternate Scenario | Dynamic Pricing | Dynamic Pricing with enabling tech. | Residential Charitable | Residential LI | Winter Evening | MW of Load | 1 | 2027 | 0.24937
ENS | Alternate Scenario | Dynamic Pricing | Dynamic Pricing with enabling tech. | Residential Charitable | Residential Market Rate | Winter Evening | MW of Load | 1 | 2027 | 1.4243
ENS | Alternate Scenario | Dynamic Pricing | Dynamic Pricing w/o enabling tech. | Residential Charitable | Residential LI | Winter Evening | MW of Load | 1 | 2027 | 1.5951
ENS | Alternate Scenario | Dynamic Pricing | Dynamic Pricing w/o enabling tech. | Residential Charitable | Residential Market Rate | Winter Evening | MW of Load | 1 | 2027 | 9.1103
ENS | Alternate Scenario | Behavioral DR | Behavioral DR | Residential Charitable | Residential LI | Winter Morning | MW of Load | 1 | 2027 | 0.090195
ENS | Alternate Scenario | Behavioral DR | Behavioral DR | Residential Charitable | Residential Market Rate | Winter Morning | MW of Load | 1 | 2027 | 0.51514
ENS | Alternate Scenario | Behavioral DR | Behavioral DR | Residential Charitable | Residential LI | Winter Evening | MW of Load | 1 | 2027 | 0.10203
ENS | Alternate Scenario | Behavioral DR | Behavioral DR | Residential Charitable | Residential Market Rate | Winter Evening | MW of Load | 1 | 2027 | 0.58272
ENS | Alternate Scenario | Time-of-Use Rates (TOU) | Time-of-Use Rates (TOU) | Residential Charitable | Residential LI | Winter Morning | MW of Load | 0 | 2027 | 0.3841
ENS | Alternate Scenario | Time-of-Use Rates (TOU) | Time-of-Use Rates (TOU) | Residential Charitable | Residential Market Rate | Winter Morning | MW of Load | 0 | 2027 | 2.1937
ENS | Alternate Scenario | Time-of-Use Rates (TOU) | Time-of-Use Rates (TOU) | Residential Charitable | Residential LI | Winter Evening | MW of Load | 0 | 2027 | 0.43449
ENS | Alternate Scenario | Time-of-Use Rates (TOU) | Time-of-Use Rates (TOU) | Residential Charitable | Residential Market Rate | Winter Evening | MW of Load | 0 | 2027 | 2.4815
ENS | Alternate Scenario | C&I Curtailment | C&I Curtailment-Turnkey-Manual HVAC Control | General | Miscellaneous | Winter Morning | MW of Load | 1 | 2028 | 1.146
ENS | Alternate Scenario | C&I Curtailment | C&I Curtailment-Turnkey-Manual HVAC Control | General | Offices | Winter Morning | MW of Load | 1 | 2028 | 0.077235
ENS | Alternate Scenario | C&I Curtailment | C&I Curtailment-Turnkey-Manual HVAC Control | General | Retail Trade | Winter Morning | MW of Load | 1 | 2028 | 0.26638
ENS | Alternate Scenario | C&I Curtailment | C&I Curtailment-Turnkey-Manual HVAC Control | General | Services | Winter Morning | MW of Load | 1 | 2028 | 0.17221
ENS | Alternate Scenario | C&I Curtailment | C&I Curtailment-Turnkey-Auto-DR HVAC Control | General | Miscellaneous | Winter Morning | MW of Load | 1 | 2028 | 0.0572
ENS | Alternate Scenario | C&I Curtailment | C&I Curtailment-Turnkey-Auto-DR HVAC Control | General | Offices | Winter Morning | MW of Load | 1 | 2028 | 0.0038552
ENS | Alternate Scenario | C&I Curtailment | C&I Curtailment-Turnkey-Auto-DR HVAC Control | General | Retail Trade | Winter Morning | MW of Load | 1 | 2028 | 0.013296
ENS | Alternate Scenario | C&I Curtailment | C&I Curtailment-Turnkey-Auto-DR HVAC Control | General | Services | Winter Morning | MW of Load | 1 | 2028 | 0.0085959
ENS | Alternate Scenario | C&I Curtailment | C&I Curtailment-Turnkey-Standard Lighting Control | General | Miscellaneous | Winter Morning | MW of Load | 1 | 2028 | 0.47532
ENS | Alternate Scenario | C&I Curtailment | C&I Curtailment-Turnkey-Standard Lighting Control | General | Offices | Winter Morning | MW of Load | 1 | 2028 | 0.0096259
ENS | Alternate Scenario | C&I Curtailment | C&I Curtailment-Turnkey-Standard Lighting Control | General | Retail Trade | Winter Morning | MW of Load | 1 | 2028 | 0.107
ENS | Alternate Scenario | C&I Curtailment | C&I Curtailment-Turnkey-Standard Lighting Control | General | Services | Winter Morning | MW of Load | 1 | 2028 | 0.069247
ENS | Alternate Scenario | C&I Curtailment | C&I Curtailment-Turnkey-Water Heating Control | General | Miscellaneous | Winter Morning | MW of Load | 1 | 2028 | 0.030135
ENS | Alternate Scenario | C&I Curtailment | C&I Curtailment-Turnkey-Water Heating Control | General | Offices | Winter Morning | MW of Load | 1 | 2028 | 0.00080482
ENS | Alternate Scenario | C&I Curtailment | C&I Curtailment-Turnkey-Water Heating Control | General | Retail Trade | Winter Morning | MW of Load | 1 | 2028 | 0.016125
ENS | Alternate Scenario | C&I Curtailment | C&I Curtailment-Turnkey-Water Heating Control | General | Services | Winter Morning | MW of Load | 1 | 2028 | 0.010414
ENS | Alternate Scenario | C&I Curtailment | C&I Curtailment-Turnkey-Other | General | Miscellaneous | Winter Morning | MW of Load | 1 | 2028 | 0.53389
ENS | Alternate Scenario | C&I Curtailment | C&I Curtailment-Turnkey-Other | General | Offices | Winter Morning | MW of Load | 1 | 2028 | 0.014602
ENS | Alternate Scenario | C&I Curtailment | C&I Curtailment-Turnkey-Other | General | Retail Trade | Winter Morning | MW of Load | 1 | 2028 | 0.16888
ENS | Alternate Scenario | C&I Curtailment | C&I Curtailment-Turnkey-Other | General | Services | Winter Morning | MW of Load | 1 | 2028 | 0.10916
ENS | Alternate Scenario | C&I Curtailment | C&I Curtailment-Turnkey-Manual HVAC Control | General | Miscellaneous | Winter Evening | MW of Load | 1 | 2028 | 1.3286
ENS | Alternate Scenario | C&I Curtailment | C&I Curtailment-Turnkey-Manual HVAC Control | General | Offices | Winter Evening | MW of Load | 1 | 2028 | 0.089546
ENS | Alternate Scenario | C&I Curtailment | C&I Curtailment-Turnkey-Manual HVAC Control | General | Retail Trade | Winter Evening | MW of Load | 1 | 2028 | 0.30883
ENS | Alternate Scenario | C&I Curtailment | C&I Curtailment-Turnkey-Manual HVAC Control | General | Services | Winter Evening | MW of Load | 1 | 2028 | 0.19966
ENS | Alternate Scenario | C&I Curtailment | C&I Curtailment-Turnkey-Auto-DR HVAC Control | General | Miscellaneous | Winter Evening | MW of Load | 1 | 2028 | 0.066317
ENS | Alternate Scenario | C&I Curtailment | C&I Curtailment-Turnkey-Auto-DR HVAC Control | General | Offices | Winter Evening | MW of Load | 1 | 2028 | 0.0044697
ENS | Alternate Scenario | C&I Curtailment | C&I Curtailment-Turnkey-Auto-DR HVAC Control | General | Retail Trade | Winter Evening | MW of Load | 1 | 2028 | 0.015415
ENS | Alternate Scenario | C&I Curtailment | C&I Curtailment-Turnkey-Auto-DR HVAC Control | General | Services | Winter Evening | MW of Load | 1 | 2028 | 0.0099661
ENS | Alternate Scenario | C&I Curtailment | C&I Curtailment-Turnkey-Standard Lighting Control | General | Miscellaneous | Winter Evening | MW of Load | 1 | 2028 | 0.55108
ENS | Alternate Scenario | C&I Curtailment | C&I Curtailment-Turnkey-Standard Lighting Control | General | Offices | Winter Evening | MW of Load | 1 | 2028 | 0.01116
ENS | Alternate Scenario | C&I Curtailment | C&I Curtailment-Turnkey-Standard Lighting Control | General | Retail Trade | Winter Evening | MW of Load | 1 | 2028 | 0.12405
ENS | Alternate Scenario | C&I Curtailment | C&I Curtailment-Turnkey-Standard Lighting Control | General | Services | Winter Evening | MW of Load | 1 | 2028 | 0.080285
ENS | Alternate Scenario | C&I Curtailment | C&I Curtailment-Turnkey-Water Heating Control | General | Miscellaneous | Winter Evening | MW of Load | 1 | 2028 | 0.034938
ENS | Alternate Scenario | C&I Curtailment | C&I Curtailment-Turnkey-Water Heating Control | General | Offices | Winter Evening | MW of Load | 1 | 2028 | 0.00093311
ENS | Alternate Scenario | C&I Curtailment | C&I Curtailment-Turnkey-Water Heating Control | General | Retail Trade | Winter Evening | MW of Load | 1 | 2028 | 0.018695
ENS | Alternate Scenario | C&I Curtailment | C&I Curtailment-Turnkey-Water Heating Control | General | Services | Winter Evening | MW of Load | 1 | 2028 | 0.012075
ENS | Alternate Scenario | C&I Curtailment | C&I Curtailment-Turnkey-Other | General | Miscellaneous | Winter Evening | MW of Load | 1 | 2028 | 0.61899
ENS | Alternate Scenario | C&I Curtailment | C&I Curtailment-Turnkey-Other | General | Offices | Winter Evening | MW of Load | 1 | 2028 | 0.01693
ENS | Alternate Scenario | C&I Curtailment | C&I Curtailment-Turnkey-Other | General | Retail Trade | Winter Evening | MW of Load | 1 | 2028 | 0.1958
ENS | Alternate Scenario | C&I Curtailment | C&I Curtailment-Turnkey-Other | General | Services | Winter Evening | MW of Load | 1 | 2028 | 0.12656
ENS | Alternate Scenario | C&I Curtailment | C&I Curtailment-Turnkey-Manual HVAC Control | Large General | Miscellaneous | Winter Morning | MW of Load | 1 | 2028 | 0.91712
ENS | Alternate Scenario | C&I Curtailment | C&I Curtailment-Turnkey-Manual HVAC Control | Large General | Retail Trade | Winter Morning | MW of Load | 1 | 2028 | 0.038857
ENS | Alternate Scenario | C&I Curtailment | C&I Curtailment-Turnkey-Manual HVAC Control | Large General | Services | Winter Morning | MW of Load | 1 | 2028 | 0.062225
ENS | Alternate Scenario | C&I Curtailment | C&I Curtailment-Turnkey-Auto-DR HVAC Control | Large General | Miscellaneous | Winter Morning | MW of Load | 1 | 2028 | 0.045778
ENS | Alternate Scenario | C&I Curtailment | C&I Curtailment-Turnkey-Auto-DR HVAC Control | Large General | Retail Trade | Winter Morning | MW of Load | 1 | 2028 | 0.0019395
ENS | Alternate Scenario | C&I Curtailment | C&I Curtailment-Turnkey-Auto-DR HVAC Control | Large General | Services | Winter Morning | MW of Load | 1 | 2028 | 0.003106
ENS | Alternate Scenario | C&I Curtailment | C&I Curtailment-Turnkey-Standard Lighting Control | Large General | Miscellaneous | Winter Morning | MW of Load | 1 | 2028 | 0.395
ENS | Alternate Scenario | C&I Curtailment | C&I Curtailment-Turnkey-Standard Lighting Control | Large General | Retail Trade | Winter Morning | MW of Load | 1 | 2028 | 0.015525
ENS | Alternate Scenario | C&I Curtailment | C&I Curtailment-Turnkey-Standard Lighting Control | Large General | Services | Winter Morning | MW of Load | 1 | 2028 | 0.024862
ENS | Alternate Scenario | C&I Curtailment | C&I Curtailment-Turnkey-Water Heating Control | Large General | Miscellaneous | Winter Morning | MW of Load | 1 | 2028 | 0.019209
ENS | Alternate Scenario | C&I Curtailment | C&I Curtailment-Turnkey-Water Heating Control | Large General | Retail Trade | Winter Morning | MW of Load | 1 | 2028 | 0.0023639
ENS | Alternate Scenario | C&I Curtailment | C&I Curtailment-Turnkey-Water Heating Control | Large General | Services | Winter Morning | MW of Load | 1 | 2028 | 0.0037854
ENS | Alternate Scenario | C&I Curtailment | C&I Curtailment-Turnkey-Other | Large General | Miscellaneous | Winter Morning | MW of Load | 1 | 2028 | 0.41334
ENS | Alternate Scenario | C&I Curtailment | C&I Curtailment-Turnkey-Other | Large General | Retail Trade | Winter Morning | MW of Load | 1 | 2028 | 0.024665
ENS | Alternate Scenario | C&I Curtailment | C&I Curtailment-Turnkey-Other | Large General | Services | Winter Morning | MW of Load | 1 | 2028 | 0.039498
ENS | Alternate Scenario | C&I Curtailment | C&I Curtailment-Turnkey-Manual HVAC Control | Large General | Miscellaneous | Winter Evening | MW of Load | 1 | 2028 | 0.78116
ENS | Alternate Scenario | C&I Curtailment | C&I Curtailment-Turnkey-Manual HVAC Control | Large General | Retail Trade | Winter Evening | MW of Load | 1 | 2028 | 0.033097
ENS | Alternate Scenario | C&I Curtailment | C&I Curtailment-Turnkey-Manual HVAC Control | Large General | Services | Winter Evening | MW of Load | 1 | 2028 | 0.053001
ENS | Alternate Scenario | C&I Curtailment | C&I Curtailment-Turnkey-Auto-DR HVAC Control | Large General | Miscellaneous | Winter Evening | MW of Load | 1 | 2028 | 0.038992
ENS | Alternate Scenario | C&I Curtailment | C&I Curtailment-Turnkey-Auto-DR HVAC Control | Large General | Retail Trade | Winter Evening | MW of Load | 1 | 2028 | 0.001652
ENS | Alternate Scenario | C&I Curtailment | C&I Curtailment-Turnkey-Auto-DR HVAC Control | Large General | Services | Winter Evening | MW of Load | 1 | 2028 | 0.0026455
ENS | Alternate Scenario | C&I Curtailment | C&I Curtailment-Turnkey-Standard Lighting Control | Large General | Miscellaneous | Winter Evening | MW of Load | 1 | 2028 | 0.33644
ENS | Alternate Scenario | C&I Curtailment | C&I Curtailment-Turnkey-Standard Lighting Control | Large General | Retail Trade | Winter Evening | MW of Load | 1 | 2028 | 0.013224
ENS | Alternate Scenario | C&I Curtailment | C&I Curtailment-Turnkey-Standard Lighting Control | Large General | Services | Winter Evening | MW of Load | 1 | 2028 | 0.021176
ENS | Alternate Scenario | C&I Curtailment | C&I Curtailment-Turnkey-Water Heating Control | Large General | Miscellaneous | Winter Evening | MW of Load | 1 | 2028 | 0.016362
ENS | Alternate Scenario | C&I Curtailment | C&I Curtailment-Turnkey-Water Heating Control | Large General | Retail Trade | Winter Evening | MW of Load | 1 | 2028 | 0.0020134
ENS | Alternate Scenario | C&I Curtailment | C&I Curtailment-Turnkey-Water Heating Control | Large General | Services | Winter Evening | MW of Load | 1 | 2028 | 0.0032243
ENS | Alternate Scenario | C&I Curtailment | C&I Curtailment-Turnkey-Other | Large General | Miscellaneous | Winter Evening | MW of Load | 1 | 2028 | 0.35206
ENS | Alternate Scenario | C&I Curtailment | C&I Curtailment-Turnkey-Other | Large General | Retail Trade | Winter Evening | MW of Load | 1 | 2028 | 0.021008
ENS | Alternate Scenario | C&I Curtailment | C&I Curtailment-Turnkey-Other | Large General | Services | Winter Evening | MW of Load | 1 | 2028 | 0.033643
ENS | Alternate Scenario | C&I Curtailment | C&I Curtailment-Turnkey-Manual HVAC Control | Small Industrial | Miscellaneous | Winter Morning | MW of Load | 1 | 2028 | 0.15257
ENS | Alternate Scenario | C&I Curtailment | C&I Curtailment-Turnkey-Manual HVAC Control | Small Industrial | Offices | Winter Morning | MW of Load | 1 | 2028 | 0.0019326
ENS | Alternate Scenario | C&I Curtailment | C&I Curtailment-Turnkey-Manual HVAC Control | Small Industrial | Retail Trade | Winter Morning | MW of Load | 1 | 2028 | 0.0065141
ENS | Alternate Scenario | C&I Curtailment | C&I Curtailment-Turnkey-Manual HVAC Control | Small Industrial | Services | Winter Morning | MW of Load | 1 | 2028 | 0.002058
ENS | Alternate Scenario | C&I Curtailment | C&I Curtailment-Turnkey-Auto-DR HVAC Control | Small Industrial | Miscellaneous | Winter Morning | MW of Load | 1 | 2028 | 0.0076157
ENS | Alternate Scenario | C&I Curtailment | C&I Curtailment-Turnkey-Auto-DR HVAC Control | Small Industrial | Offices | Winter Morning | MW of Load | 1 | 2028 | 9.6466e-05
ENS | Alternate Scenario | C&I Curtailment | C&I Curtailment-Turnkey-Auto-DR HVAC Control | Small Industrial | Retail Trade | Winter Morning | MW of Load | 1 | 2028 | 0.00032515
ENS | Alternate Scenario | C&I Curtailment | C&I Curtailment-Turnkey-Auto-DR HVAC Control | Small Industrial | Services | Winter Morning | MW of Load | 1 | 2028 | 0.00010272
ENS | Alternate Scenario | C&I Curtailment | C&I Curtailment-Turnkey-Standard Lighting Control | Small Industrial | Miscellaneous | Winter Morning | MW of Load | 1 | 2028 | 0.04747
ENS | Alternate Scenario | C&I Curtailment | C&I Curtailment-Turnkey-Standard Lighting Control | Small Industrial | Offices | Winter Morning | MW of Load | 1 | 2028 | 0.00025888
ENS | Alternate Scenario | C&I Curtailment | C&I Curtailment-Turnkey-Standard Lighting Control | Small Industrial | Retail Trade | Winter Morning | MW of Load | 1 | 2028 | 0.0027986
ENS | Alternate Scenario | C&I Curtailment | C&I Curtailment-Turnkey-Standard Lighting Control | Small Industrial | Services | Winter Morning | MW of Load | 1 | 2028 | 0.00088415
ENS | Alternate Scenario | C&I Curtailment | C&I Curtailment-Turnkey-Water Heating Control | Small Industrial | Miscellaneous | Winter Morning | MW of Load | 1 | 2028 | 0.0037976
ENS | Alternate Scenario | C&I Curtailment | C&I Curtailment-Turnkey-Water Heating Control | Small Industrial | Offices | Winter Morning | MW of Load | 1 | 2028 | 1.9482e-05
ENS | Alternate Scenario | C&I Curtailment | C&I Curtailment-Turnkey-Water Heating Control | Small Industrial | Retail Trade | Winter Morning | MW of Load | 1 | 2028 | 0.00036871
ENS | Alternate Scenario | C&I Curtailment | C&I Curtailment-Turnkey-Water Heating Control | Small Industrial | Services | Winter Morning | MW of Load | 1 | 2028 | 0.00011648
ENS | Alternate Scenario | C&I Curtailment | C&I Curtailment-Turnkey-Other | Small Industrial | Miscellaneous | Winter Morning | MW of Load | 1 | 2028 | 0.058749
ENS | Alternate Scenario | C&I Curtailment | C&I Curtailment-Turnkey-Other | Small Industrial | Offices | Winter Morning | MW of Load | 1 | 2028 | 0.00036814
ENS | Alternate Scenario | C&I Curtailment | C&I Curtailment-Turnkey-Other | Small Industrial | Retail Trade | Winter Morning | MW of Load | 1 | 2028 | 0.0040657
ENS | Alternate Scenario | C&I Curtailment | C&I Curtailment-Turnkey-Other | Small Industrial | Services | Winter Morning | MW of Load | 1 | 2028 | 0.0012845
ENS | Alternate Scenario | C&I Curtailment | C&I Curtailment-Turnkey-Industrial | Small Industrial | Manufacturing | Winter Morning | MW of Load | 1 | 2028 | 0.014119
ENS | Alternate Scenario | C&I Curtailment | C&I Curtailment-Turnkey-Manual HVAC Control | Small Industrial | Miscellaneous | Winter Evening | MW of Load | 1 | 2028 | 0.2074
ENS | Alternate Scenario | C&I Curtailment | C&I Curtailment-Turnkey-Manual HVAC Control | Small Industrial | Offices | Winter Evening | MW of Load | 1 | 2028 | 0.0026271
ENS | Alternate Scenario | C&I Curtailment | C&I Curtailment-Turnkey-Manual HVAC Control | Small Industrial | Retail Trade | Winter Evening | MW of Load | 1 | 2028 | 0.0088549
ENS | Alternate Scenario | C&I Curtailment | C&I Curtailment-Turnkey-Manual HVAC Control | Small Industrial | Services | Winter Evening | MW of Load | 1 | 2028 | 0.0027975
ENS | Alternate Scenario | C&I Curtailment | C&I Curtailment-Turnkey-Auto-DR HVAC Control | Small Industrial | Miscellaneous | Winter Evening | MW of Load | 1 | 2028 | 0.010352
ENS | Alternate Scenario | C&I Curtailment | C&I Curtailment-Turnkey-Auto-DR HVAC Control | Small Industrial | Offices | Winter Evening | MW of Load | 1 | 2028 | 0.00013113
ENS | Alternate Scenario | C&I Curtailment | C&I Curtailment-Turnkey-Auto-DR HVAC Control | Small Industrial | Retail Trade | Winter Evening | MW of Load | 1 | 2028 | 0.00044199
ENS | Alternate Scenario | C&I Curtailment | C&I Curtailment-Turnkey-Auto-DR HVAC Control | Small Industrial | Services | Winter Evening | MW of Load | 1 | 2028 | 0.00013964
ENS | Alternate Scenario | C&I Curtailment | C&I Curtailment-Turnkey-Standard Lighting Control | Small Industrial | Miscellaneous | Winter Evening | MW of Load | 1 | 2028 | 0.064529
ENS | Alternate Scenario | C&I Curtailment | C&I Curtailment-Turnkey-Standard Lighting Control | Small Industrial | Offices | Winter Evening | MW of Load | 1 | 2028 | 0.0003519
ENS | Alternate Scenario | C&I Curtailment | C&I Curtailment-Turnkey-Standard Lighting Control | Small Industrial | Retail Trade | Winter Evening | MW of Load | 1 | 2028 | 0.0038043
ENS | Alternate Scenario | C&I Curtailment | C&I Curtailment-Turnkey-Standard Lighting Control | Small Industrial | Services | Winter Evening | MW of Load | 1 | 2028 | 0.0012019
ENS | Alternate Scenario | C&I Curtailment | C&I Curtailment-Turnkey-Water Heating Control | Small Industrial | Miscellaneous | Winter Evening | MW of Load | 1 | 2028 | 0.0051623
ENS | Alternate Scenario | C&I Curtailment | C&I Curtailment-Turnkey-Water Heating Control | Small Industrial | Offices | Winter Evening | MW of Load | 1 | 2028 | 2.6483e-05
ENS | Alternate Scenario | C&I Curtailment | C&I Curtailment-Turnkey-Water Heating Control | Small Industrial | Retail Trade | Winter Evening | MW of Load | 1 | 2028 | 0.0005012
ENS | Alternate Scenario | C&I Curtailment | C&I Curtailment-Turnkey-Water Heating Control | Small Industrial | Services | Winter Evening | MW of Load | 1 | 2028 | 0.00015834
ENS | Alternate Scenario | C&I Curtailment | C&I Curtailment-Turnkey-Other | Small Industrial | Miscellaneous | Winter Evening | MW of Load | 1 | 2028 | 0.079861
ENS | Alternate Scenario | C&I Curtailment | C&I Curtailment-Turnkey-Other | Small Industrial | Offices | Winter Evening | MW of Load | 1 | 2028 | 0.00050043
ENS | Alternate Scenario | C&I Curtailment | C&I Curtailment-Turnkey-Other | Small Industrial | Retail Trade | Winter Evening | MW of Load | 1 | 2028 | 0.0055268
ENS | Alternate Scenario | C&I Curtailment | C&I Curtailment-Turnkey-Other | Small Industrial | Services | Winter Evening | MW of Load | 1 | 2028 | 0.001746
ENS | Alternate Scenario | C&I Curtailment | C&I Curtailment-Turnkey-Industrial | Small Industrial | Manufacturing | Winter Evening | MW of Load | 1 | 2028 | 0.019193
ENS | Alternate Scenario | C&I Curtailment | C&I Curtailment-Turnkey-Manual HVAC Control | Medium Industrial | Miscellaneous | Winter Morning | MW of Load | 1 | 2028 | 2.9125
ENS | Alternate Scenario | C&I Curtailment | C&I Curtailment-Turnkey-Manual HVAC Control | Medium Industrial | Offices | Winter Morning | MW of Load | 1 | 2028 | 0.04644
ENS | Alternate Scenario | C&I Curtailment | C&I Curtailment-Turnkey-Manual HVAC Control | Medium Industrial | Retail Trade | Winter Morning | MW of Load | 1 | 2028 | 0.65055
ENS | Alternate Scenario | C&I Curtailment | C&I Curtailment-Turnkey-Manual HVAC Control | Medium Industrial | Services | Winter Morning | MW of Load | 1 | 2028 | 0.029956
ENS | Alternate Scenario | C&I Curtailment | C&I Curtailment-Turnkey-Auto-DR HVAC Control | Medium Industrial | Miscellaneous | Winter Morning | MW of Load | 1 | 2028 | 0.14538
ENS | Alternate Scenario | C&I Curtailment | C&I Curtailment-Turnkey-Auto-DR HVAC Control | Medium Industrial | Offices | Winter Morning | MW of Load | 1 | 2028 | 0.002318
ENS | Alternate Scenario | C&I Curtailment | C&I Curtailment-Turnkey-Auto-DR HVAC Control | Medium Industrial | Retail Trade | Winter Morning | MW of Load | 1 | 2028 | 0.032472
ENS | Alternate Scenario | C&I Curtailment | C&I Curtailment-Turnkey-Auto-DR HVAC Control | Medium Industrial | Services | Winter Morning | MW of Load | 1 | 2028 | 0.0014952
ENS | Alternate Scenario | C&I Curtailment | C&I Curtailment-Turnkey-Standard Lighting Control | Medium Industrial | Miscellaneous | Winter Morning | MW of Load | 1 | 2028 | 0.90618
ENS | Alternate Scenario | C&I Curtailment | C&I Curtailment-Turnkey-Standard Lighting Control | Medium Industrial | Offices | Winter Morning | MW of Load | 1 | 2028 | 0.0062207
ENS | Alternate Scenario | C&I Curtailment | C&I Curtailment-Turnkey-Standard Lighting Control | Medium Industrial | Retail Trade | Winter Morning | MW of Load | 1 | 2028 | 0.27949
ENS | Alternate Scenario | C&I Curtailment | C&I Curtailment-Turnkey-Standard Lighting Control | Medium Industrial | Services | Winter Morning | MW of Load | 1 | 2028 | 0.01287
ENS | Alternate Scenario | C&I Curtailment | C&I Curtailment-Turnkey-Water Heating Control | Medium Industrial | Miscellaneous | Winter Morning | MW of Load | 1 | 2028 | 0.072495
ENS | Alternate Scenario | C&I Curtailment | C&I Curtailment-Turnkey-Water Heating Control | Medium Industrial | Offices | Winter Morning | MW of Load | 1 | 2028 | 0.00046814
ENS | Alternate Scenario | C&I Curtailment | C&I Curtailment-Turnkey-Water Heating Control | Medium Industrial | Retail Trade | Winter Morning | MW of Load | 1 | 2028 | 0.036822
ENS | Alternate Scenario | C&I Curtailment | C&I Curtailment-Turnkey-Water Heating Control | Medium Industrial | Services | Winter Morning | MW of Load | 1 | 2028 | 0.0016956
ENS | Alternate Scenario | C&I Curtailment | C&I Curtailment-Turnkey-Other | Medium Industrial | Miscellaneous | Winter Morning | MW of Load | 1 | 2028 | 1.1215
ENS | Alternate Scenario | C&I Curtailment | C&I Curtailment-Turnkey-Other | Medium Industrial | Offices | Winter Morning | MW of Load | 1 | 2028 | 0.0088463
ENS | Alternate Scenario | C&I Curtailment | C&I Curtailment-Turnkey-Other | Medium Industrial | Retail Trade | Winter Morning | MW of Load | 1 | 2028 | 0.40604
ENS | Alternate Scenario | C&I Curtailment | C&I Curtailment-Turnkey-Other | Medium Industrial | Services | Winter Morning | MW of Load | 1 | 2028 | 0.018697
ENS | Alternate Scenario | C&I Curtailment | C&I Curtailment-Turnkey-Manual HVAC Control | Medium Industrial | Miscellaneous | Winter Evening | MW of Load | 1 | 2028 | 2.7899
ENS | Alternate Scenario | C&I Curtailment | C&I Curtailment-Turnkey-Manual HVAC Control | Medium Industrial | Offices | Winter Evening | MW of Load | 1 | 2028 | 0.044485
ENS | Alternate Scenario | C&I Curtailment | C&I Curtailment-Turnkey-Manual HVAC Control | Medium Industrial | Retail Trade | Winter Evening | MW of Load | 1 | 2028 | 0.62316
ENS | Alternate Scenario | C&I Curtailment | C&I Curtailment-Turnkey-Manual HVAC Control | Medium Industrial | Services | Winter Evening | MW of Load | 1 | 2028 | 0.028695
ENS | Alternate Scenario | C&I Curtailment | C&I Curtailment-Turnkey-Auto-DR HVAC Control | Medium Industrial | Miscellaneous | Winter Evening | MW of Load | 1 | 2028 | 0.13926
ENS | Alternate Scenario | C&I Curtailment | C&I Curtailment-Turnkey-Auto-DR HVAC Control | Medium Industrial | Offices | Winter Evening | MW of Load | 1 | 2028 | 0.0022204
ENS | Alternate Scenario | C&I Curtailment | C&I Curtailment-Turnkey-Auto-DR HVAC Control | Medium Industrial | Retail Trade | Winter Evening | MW of Load | 1 | 2028 | 0.031105
ENS | Alternate Scenario | C&I Curtailment | C&I Curtailment-Turnkey-Auto-DR HVAC Control | Medium Industrial | Services | Winter Evening | MW of Load | 1 | 2028 | 0.0014323
ENS | Alternate Scenario | C&I Curtailment | C&I Curtailment-Turnkey-Standard Lighting Control | Medium Industrial | Miscellaneous | Winter Evening | MW of Load | 1 | 2028 | 0.86803
ENS | Alternate Scenario | C&I Curtailment | C&I Curtailment-Turnkey-Standard Lighting Control | Medium Industrial | Offices | Winter Evening | MW of Load | 1 | 2028 | 0.0059588
ENS | Alternate Scenario | C&I Curtailment | C&I Curtailment-Turnkey-Standard Lighting Control | Medium Industrial | Retail Trade | Winter Evening | MW of Load | 1 | 2028 | 0.26772
ENS | Alternate Scenario | C&I Curtailment | C&I Curtailment-Turnkey-Standard Lighting Control | Medium Industrial | Services | Winter Evening | MW of Load | 1 | 2028 | 0.012328
ENS | Alternate Scenario | C&I Curtailment | C&I Curtailment-Turnkey-Water Heating Control | Medium Industrial | Miscellaneous | Winter Evening | MW of Load | 1 | 2028 | 0.069442
ENS | Alternate Scenario | C&I Curtailment | C&I Curtailment-Turnkey-Water Heating Control | Medium Industrial | Offices | Winter Evening | MW of Load | 1 | 2028 | 0.00044843
ENS | Alternate Scenario | C&I Curtailment | C&I Curtailment-Turnkey-Water Heating Control | Medium Industrial | Retail Trade | Winter Evening | MW of Load | 1 | 2028 | 0.035272
ENS | Alternate Scenario | C&I Curtailment | C&I Curtailment-Turnkey-Water Heating Control | Medium Industrial | Services | Winter Evening | MW of Load | 1 | 2028 | 0.0016242
ENS | Alternate Scenario | C&I Curtailment | C&I Curtailment-Turnkey-Other | Medium Industrial | Miscellaneous | Winter Evening | MW of Load | 1 | 2028 | 1.0743
ENS | Alternate Scenario | C&I Curtailment | C&I Curtailment-Turnkey-Other | Medium Industrial | Offices | Winter Evening | MW of Load | 1 | 2028 | 0.0084738
ENS | Alternate Scenario | C&I Curtailment | C&I Curtailment-Turnkey-Other | Medium Industrial | Retail Trade | Winter Evening | MW of Load | 1 | 2028 | 0.38894
ENS | Alternate Scenario | C&I Curtailment | C&I Curtailment-Turnkey-Other | Medium Industrial | Services | Winter Evening | MW of Load | 1 | 2028 | 0.01791
ENS | Alternate Scenario | C&I Curtailment | C&I Curtailment-Turnkey-Manual HVAC Control | Large Industrial | Miscellaneous | Winter Morning | MW of Load | 1 | 2028 | 0.060408
ENS | Alternate Scenario | C&I Curtailment | C&I Curtailment-Turnkey-Auto-DR HVAC Control | Large Industrial | Miscellaneous | Winter Morning | MW of Load | 1 | 2028 | 0.0030153
ENS | Alternate Scenario | C&I Curtailment | C&I Curtailment-Turnkey-Standard Lighting Control | Large Industrial | Miscellaneous | Winter Morning | MW of Load | 1 | 2028 | 0.026018
ENS | Alternate Scenario | C&I Curtailment | C&I Curtailment-Turnkey-Water Heating Control | Large Industrial | Miscellaneous | Winter Morning | MW of Load | 1 | 2028 | 0.0012653
ENS | Alternate Scenario | C&I Curtailment | C&I Curtailment-Turnkey-Other | Large Industrial | Miscellaneous | Winter Morning | MW of Load | 1 | 2028 | 0.027225
ENS | Alternate Scenario | C&I Curtailment | C&I Curtailment-Turnkey-Industrial | Large Industrial | Manufacturing | Winter Morning | MW of Load | 1 | 2028 | 0.0053687
ENS | Alternate Scenario | C&I Curtailment | C&I Curtailment-Turnkey-Manual HVAC Control | Large Industrial | Miscellaneous | Winter Evening | MW of Load | 1 | 2028 | 0.059462
ENS | Alternate Scenario | C&I Curtailment | C&I Curtailment-Turnkey-Auto-DR HVAC Control | Large Industrial | Miscellaneous | Winter Evening | MW of Load | 1 | 2028 | 0.002968
ENS | Alternate Scenario | C&I Curtailment | C&I Curtailment-Turnkey-Standard Lighting Control | Large Industrial | Miscellaneous | Winter Evening | MW of Load | 1 | 2028 | 0.02561
ENS | Alternate Scenario | C&I Curtailment | C&I Curtailment-Turnkey-Water Heating Control | Large Industrial | Miscellaneous | Winter Evening | MW of Load | 1 | 2028 | 0.0012454
ENS | Alternate Scenario | C&I Curtailment | C&I Curtailment-Turnkey-Other | Large Industrial | Miscellaneous | Winter Evening | MW of Load | 1 | 2028 | 0.026799
ENS | Alternate Scenario | C&I Curtailment | C&I Curtailment-Turnkey-Industrial | Large Industrial | Manufacturing | Winter Evening | MW of Load | 1 | 2028 | 0.0052845
ENS | Alternate Scenario | C&I Loadshift to BUGs | C&I Loadshift to BUGs | Large General | Miscellaneous | Winter Morning | MW of Load | 1 | 2028 | 2.9744
ENS | Alternate Scenario | C&I Loadshift to BUGs | C&I Loadshift to BUGs | Large General | Miscellaneous | Winter Evening | MW of Load | 1 | 2028 | 2.5335
ENS | Alternate Scenario | C&I Loadshift to BUGs | C&I Loadshift to BUGs | Small Industrial | Miscellaneous | Winter Morning | MW of Load | 1 | 2028 | 0.80192
ENS | Alternate Scenario | C&I Loadshift to BUGs | C&I Loadshift to BUGs | Small Industrial | Miscellaneous | Winter Evening | MW of Load | 1 | 2028 | 1.0901
ENS | Alternate Scenario | C&I Loadshift to BUGs | C&I Loadshift to BUGs | Medium Industrial | Manufacturing | Winter Morning | MW of Load | 1 | 2028 | 0.56196
ENS | Alternate Scenario | C&I Loadshift to BUGs | C&I Loadshift to BUGs | Medium Industrial | Miscellaneous | Winter Morning | MW of Load | 1 | 2028 | 2.4389
ENS | Alternate Scenario | C&I Loadshift to BUGs | C&I Loadshift to BUGs | Medium Industrial | Manufacturing | Winter Evening | MW of Load | 1 | 2028 | 0.5383
ENS | Alternate Scenario | C&I Loadshift to BUGs | C&I Loadshift to BUGs | Medium Industrial | Miscellaneous | Winter Evening | MW of Load | 1 | 2028 | 2.3362
ENS | Alternate Scenario | Dynamic Pricing | Dynamic Pricing with enabling tech. | Small General | Manufacturing | Winter Morning | MW of Load | 1 | 2028 | 0.0053974
ENS | Alternate Scenario | Dynamic Pricing | Dynamic Pricing with enabling tech. | Small General | Manufacturing | Winter Evening | MW of Load | 1 | 2028 | 0.0062037
ENS | Alternate Scenario | Dynamic Pricing | Dynamic Pricing with enabling tech. | Residential Charitable | Residential LI | Winter Morning | MW of Load | 1 | 2028 | 0.49029
ENS | Alternate Scenario | Dynamic Pricing | Dynamic Pricing with enabling tech. | Residential Charitable | Residential Market Rate | Winter Morning | MW of Load | 1 | 2028 | 2.8003
ENS | Alternate Scenario | Dynamic Pricing | Dynamic Pricing w/o enabling tech. | Residential Charitable | Residential LI | Winter Morning | MW of Load | 1 | 2028 | 1.442
ENS | Alternate Scenario | Dynamic Pricing | Dynamic Pricing w/o enabling tech. | Residential Charitable | Residential Market Rate | Winter Morning | MW of Load | 1 | 2028 | 8.2357
ENS | Alternate Scenario | Dynamic Pricing | Dynamic Pricing with enabling tech. | Residential Charitable | Residential LI | Winter Evening | MW of Load | 1 | 2028 | 0.55269
ENS | Alternate Scenario | Dynamic Pricing | Dynamic Pricing with enabling tech. | Residential Charitable | Residential Market Rate | Winter Evening | MW of Load | 1 | 2028 | 3.1566
ENS | Alternate Scenario | Dynamic Pricing | Dynamic Pricing w/o enabling tech. | Residential Charitable | Residential LI | Winter Evening | MW of Load | 1 | 2028 | 1.6255
ENS | Alternate Scenario | Dynamic Pricing | Dynamic Pricing w/o enabling tech. | Residential Charitable | Residential Market Rate | Winter Evening | MW of Load | 1 | 2028 | 9.2839
ENS | Alternate Scenario | Behavioral DR | Behavioral DR | Residential Charitable | Residential LI | Winter Morning | MW of Load | 1 | 2028 | 0.20165
ENS | Alternate Scenario | Behavioral DR | Behavioral DR | Residential Charitable | Residential Market Rate | Winter Morning | MW of Load | 1 | 2028 | 1.1517
ENS | Alternate Scenario | Behavioral DR | Behavioral DR | Residential Charitable | Residential LI | Winter Evening | MW of Load | 1 | 2028 | 0.22732
ENS | Alternate Scenario | Behavioral DR | Behavioral DR | Residential Charitable | Residential Market Rate | Winter Evening | MW of Load | 1 | 2028 | 1.2983
ENS | Alternate Scenario | Time-of-Use Rates (TOU) | Time-of-Use Rates (TOU) | Residential Charitable | Residential LI | Winter Morning | MW of Load | 0 | 2028 | 0.39701
ENS | Alternate Scenario | Time-of-Use Rates (TOU) | Time-of-Use Rates (TOU) | Residential Charitable | Residential Market Rate | Winter Morning | MW of Load | 0 | 2028 | 2.2675
ENS | Alternate Scenario | Time-of-Use Rates (TOU) | Time-of-Use Rates (TOU) | Residential Charitable | Residential LI | Winter Evening | MW of Load | 0 | 2028 | 0.44753
ENS | Alternate Scenario | Time-of-Use Rates (TOU) | Time-of-Use Rates (TOU) | Residential Charitable | Residential Market Rate | Winter Evening | MW of Load | 0 | 2028 | 2.556
ENS | Alternate Scenario | C&I Curtailment | C&I Curtailment-Turnkey-Manual HVAC Control | General | Miscellaneous | Winter Morning | MW of Load | 1 | 2029 | 1.3167
ENS | Alternate Scenario | C&I Curtailment | C&I Curtailment-Turnkey-Manual HVAC Control | General | Offices | Winter Morning | MW of Load | 1 | 2029 | 0.089603
ENS | Alternate Scenario | C&I Curtailment | C&I Curtailment-Turnkey-Manual HVAC Control | General | Retail Trade | Winter Morning | MW of Load | 1 | 2029 | 0.30429
ENS | Alternate Scenario | C&I Curtailment | C&I Curtailment-Turnkey-Manual HVAC Control | General | Services | Winter Morning | MW of Load | 1 | 2029 | 0.19673
ENS | Alternate Scenario | C&I Curtailment | C&I Curtailment-Turnkey-Auto-DR HVAC Control | General | Miscellaneous | Winter Morning | MW of Load | 1 | 2029 | 0.082776
ENS | Alternate Scenario | C&I Curtailment | C&I Curtailment-Turnkey-Auto-DR HVAC Control | General | Offices | Winter Morning | MW of Load | 1 | 2029 | 0.0056328
ENS | Alternate Scenario | C&I Curtailment | C&I Curtailment-Turnkey-Auto-DR HVAC Control | General | Retail Trade | Winter Morning | MW of Load | 1 | 2029 | 0.019129
ENS | Alternate Scenario | C&I Curtailment | C&I Curtailment-Turnkey-Auto-DR HVAC Control | General | Services | Winter Morning | MW of Load | 1 | 2029 | 0.012367
ENS | Alternate Scenario | C&I Curtailment | C&I Curtailment-Turnkey-Standard Lighting Control | General | Miscellaneous | Winter Morning | MW of Load | 1 | 2029 | 0.54661
ENS | Alternate Scenario | C&I Curtailment | C&I Curtailment-Turnkey-Standard Lighting Control | General | Offices | Winter Morning | MW of Load | 1 | 2029 | 0.010902
ENS | Alternate Scenario | C&I Curtailment | C&I Curtailment-Turnkey-Standard Lighting Control | General | Retail Trade | Winter Morning | MW of Load | 1 | 2029 | 0.12164
ENS | Alternate Scenario | C&I Curtailment | C&I Curtailment-Turnkey-Standard Lighting Control | General | Services | Winter Morning | MW of Load | 1 | 2029 | 0.078735
ENS | Alternate Scenario | C&I Curtailment | C&I Curtailment-Turnkey-Water Heating Control | General | Miscellaneous | Winter Morning | MW of Load | 1 | 2029 | 0.035632
ENS | Alternate Scenario | C&I Curtailment | C&I Curtailment-Turnkey-Water Heating Control | General | Offices | Winter Morning | MW of Load | 1 | 2029 | 0.00094898
ENS | Alternate Scenario | C&I Curtailment | C&I Curtailment-Turnkey-Water Heating Control | General | Retail Trade | Winter Morning | MW of Load | 1 | 2029 | 0.01914
ENS | Alternate Scenario | C&I Curtailment | C&I Curtailment-Turnkey-Water Heating Control | General | Services | Winter Morning | MW of Load | 1 | 2029 | 0.01236
ENS | Alternate Scenario | C&I Curtailment | C&I Curtailment-Turnkey-Other | General | Miscellaneous | Winter Morning | MW of Load | 1 | 2029 | 0.62684
ENS | Alternate Scenario | C&I Curtailment | C&I Curtailment-Turnkey-Other | General | Offices | Winter Morning | MW of Load | 1 | 2029 | 0.017097
ENS | Alternate Scenario | C&I Curtailment | C&I Curtailment-Turnkey-Other | General | Retail Trade | Winter Morning | MW of Load | 1 | 2029 | 0.19855
ENS | Alternate Scenario | C&I Curtailment | C&I Curtailment-Turnkey-Other | General | Services | Winter Morning | MW of Load | 1 | 2029 | 0.12833
ENS | Alternate Scenario | C&I Curtailment | C&I Curtailment-Turnkey-Manual HVAC Control | General | Miscellaneous | Winter Evening | MW of Load | 1 | 2029 | 1.5445
ENS | Alternate Scenario | C&I Curtailment | C&I Curtailment-Turnkey-Manual HVAC Control | General | Offices | Winter Evening | MW of Load | 1 | 2029 | 0.1051
ENS | Alternate Scenario | C&I Curtailment | C&I Curtailment-Turnkey-Manual HVAC Control | General | Retail Trade | Winter Evening | MW of Load | 1 | 2029 | 0.35691
ENS | Alternate Scenario | C&I Curtailment | C&I Curtailment-Turnkey-Manual HVAC Control | General | Services | Winter Evening | MW of Load | 1 | 2029 | 0.23076
ENS | Alternate Scenario | C&I Curtailment | C&I Curtailment-Turnkey-Auto-DR HVAC Control | General | Miscellaneous | Winter Evening | MW of Load | 1 | 2029 | 0.097092
ENS | Alternate Scenario | C&I Curtailment | C&I Curtailment-Turnkey-Auto-DR HVAC Control | General | Offices | Winter Evening | MW of Load | 1 | 2029 | 0.0066071
ENS | Alternate Scenario | C&I Curtailment | C&I Curtailment-Turnkey-Auto-DR HVAC Control | General | Retail Trade | Winter Evening | MW of Load | 1 | 2029 | 0.022437
ENS | Alternate Scenario | C&I Curtailment | C&I Curtailment-Turnkey-Auto-DR HVAC Control | General | Services | Winter Evening | MW of Load | 1 | 2029 | 0.014506
ENS | Alternate Scenario | C&I Curtailment | C&I Curtailment-Turnkey-Standard Lighting Control | General | Miscellaneous | Winter Evening | MW of Load | 1 | 2029 | 0.64115
ENS | Alternate Scenario | C&I Curtailment | C&I Curtailment-Turnkey-Standard Lighting Control | General | Offices | Winter Evening | MW of Load | 1 | 2029 | 0.012788
ENS | Alternate Scenario | C&I Curtailment | C&I Curtailment-Turnkey-Standard Lighting Control | General | Retail Trade | Winter Evening | MW of Load | 1 | 2029 | 0.14267
ENS | Alternate Scenario | C&I Curtailment | C&I Curtailment-Turnkey-Standard Lighting Control | General | Services | Winter Evening | MW of Load | 1 | 2029 | 0.092353
ENS | Alternate Scenario | C&I Curtailment | C&I Curtailment-Turnkey-Water Heating Control | General | Miscellaneous | Winter Evening | MW of Load | 1 | 2029 | 0.041794
ENS | Alternate Scenario | C&I Curtailment | C&I Curtailment-Turnkey-Water Heating Control | General | Offices | Winter Evening | MW of Load | 1 | 2029 | 0.0011131
ENS | Alternate Scenario | C&I Curtailment | C&I Curtailment-Turnkey-Water Heating Control | General | Retail Trade | Winter Evening | MW of Load | 1 | 2029 | 0.022451
ENS | Alternate Scenario | C&I Curtailment | C&I Curtailment-Turnkey-Water Heating Control | General | Services | Winter Evening | MW of Load | 1 | 2029 | 0.014498
ENS | Alternate Scenario | C&I Curtailment | C&I Curtailment-Turnkey-Other | General | Miscellaneous | Winter Evening | MW of Load | 1 | 2029 | 0.73525
ENS | Alternate Scenario | C&I Curtailment | C&I Curtailment-Turnkey-Other | General | Offices | Winter Evening | MW of Load | 1 | 2029 | 0.020054
ENS | Alternate Scenario | C&I Curtailment | C&I Curtailment-Turnkey-Other | General | Retail Trade | Winter Evening | MW of Load | 1 | 2029 | 0.23289
ENS | Alternate Scenario | C&I Curtailment | C&I Curtailment-Turnkey-Other | General | Services | Winter Evening | MW of Load | 1 | 2029 | 0.15053
ENS | Alternate Scenario | C&I Curtailment | C&I Curtailment-Turnkey-Manual HVAC Control | Large General | Miscellaneous | Winter Morning | MW of Load | 1 | 2029 | 1.0553
ENS | Alternate Scenario | C&I Curtailment | C&I Curtailment-Turnkey-Manual HVAC Control | Large General | Retail Trade | Winter Morning | MW of Load | 1 | 2029 | 0.044363
ENS | Alternate Scenario | C&I Curtailment | C&I Curtailment-Turnkey-Manual HVAC Control | Large General | Services | Winter Morning | MW of Load | 1 | 2029 | 0.071043
ENS | Alternate Scenario | C&I Curtailment | C&I Curtailment-Turnkey-Auto-DR HVAC Control | Large General | Miscellaneous | Winter Morning | MW of Load | 1 | 2029 | 0.066341
ENS | Alternate Scenario | C&I Curtailment | C&I Curtailment-Turnkey-Auto-DR HVAC Control | Large General | Retail Trade | Winter Morning | MW of Load | 1 | 2029 | 0.0027889
ENS | Alternate Scenario | C&I Curtailment | C&I Curtailment-Turnkey-Auto-DR HVAC Control | Large General | Services | Winter Morning | MW of Load | 1 | 2029 | 0.0044661
ENS | Alternate Scenario | C&I Curtailment | C&I Curtailment-Turnkey-Standard Lighting Control | Large General | Miscellaneous | Winter Morning | MW of Load | 1 | 2029 | 0.45492
ENS | Alternate Scenario | C&I Curtailment | C&I Curtailment-Turnkey-Standard Lighting Control | Large General | Retail Trade | Winter Morning | MW of Load | 1 | 2029 | 0.017629
ENS | Alternate Scenario | C&I Curtailment | C&I Curtailment-Turnkey-Standard Lighting Control | Large General | Services | Winter Morning | MW of Load | 1 | 2029 | 0.028231
ENS | Alternate Scenario | C&I Curtailment | C&I Curtailment-Turnkey-Water Heating Control | Large General | Miscellaneous | Winter Morning | MW of Load | 1 | 2029 | 0.022609
ENS | Alternate Scenario | C&I Curtailment | C&I Curtailment-Turnkey-Water Heating Control | Large General | Retail Trade | Winter Morning | MW of Load | 1 | 2029 | 0.0028068
ENS | Alternate Scenario | C&I Curtailment | C&I Curtailment-Turnkey-Water Heating Control | Large General | Services | Winter Morning | MW of Load | 1 | 2029 | 0.0044948
ENS | Alternate Scenario | C&I Curtailment | C&I Curtailment-Turnkey-Other | Large General | Miscellaneous | Winter Morning | MW of Load | 1 | 2029 | 0.48483
ENS | Alternate Scenario | C&I Curtailment | C&I Curtailment-Turnkey-Other | Large General | Retail Trade | Winter Morning | MW of Load | 1 | 2029 | 0.028993
ENS | Alternate Scenario | C&I Curtailment | C&I Curtailment-Turnkey-Other | Large General | Services | Winter Morning | MW of Load | 1 | 2029 | 0.046428
ENS | Alternate Scenario | C&I Curtailment | C&I Curtailment-Turnkey-Manual HVAC Control | Large General | Miscellaneous | Winter Evening | MW of Load | 1 | 2029 | 0.90937
ENS | Alternate Scenario | C&I Curtailment | C&I Curtailment-Turnkey-Manual HVAC Control | Large General | Retail Trade | Winter Evening | MW of Load | 1 | 2029 | 0.038229
ENS | Alternate Scenario | C&I Curtailment | C&I Curtailment-Turnkey-Manual HVAC Control | Large General | Services | Winter Evening | MW of Load | 1 | 2029 | 0.061219
ENS | Alternate Scenario | C&I Curtailment | C&I Curtailment-Turnkey-Auto-DR HVAC Control | Large General | Miscellaneous | Winter Evening | MW of Load | 1 | 2029 | 0.057167
ENS | Alternate Scenario | C&I Curtailment | C&I Curtailment-Turnkey-Auto-DR HVAC Control | Large General | Retail Trade | Winter Evening | MW of Load | 1 | 2029 | 0.0024032
ENS | Alternate Scenario | C&I Curtailment | C&I Curtailment-Turnkey-Auto-DR HVAC Control | Large General | Services | Winter Evening | MW of Load | 1 | 2029 | 0.0038485
ENS | Alternate Scenario | C&I Curtailment | C&I Curtailment-Turnkey-Standard Lighting Control | Large General | Miscellaneous | Winter Evening | MW of Load | 1 | 2029 | 0.39201
ENS | Alternate Scenario | C&I Curtailment | C&I Curtailment-Turnkey-Standard Lighting Control | Large General | Retail Trade | Winter Evening | MW of Load | 1 | 2029 | 0.015191
ENS | Alternate Scenario | C&I Curtailment | C&I Curtailment-Turnkey-Standard Lighting Control | Large General | Services | Winter Evening | MW of Load | 1 | 2029 | 0.024327
ENS | Alternate Scenario | C&I Curtailment | C&I Curtailment-Turnkey-Water Heating Control | Large General | Miscellaneous | Winter Evening | MW of Load | 1 | 2029 | 0.019482
ENS | Alternate Scenario | C&I Curtailment | C&I Curtailment-Turnkey-Water Heating Control | Large General | Retail Trade | Winter Evening | MW of Load | 1 | 2029 | 0.0024187
ENS | Alternate Scenario | C&I Curtailment | C&I Curtailment-Turnkey-Water Heating Control | Large General | Services | Winter Evening | MW of Load | 1 | 2029 | 0.0038732
ENS | Alternate Scenario | C&I Curtailment | C&I Curtailment-Turnkey-Other | Large General | Miscellaneous | Winter Evening | MW of Load | 1 | 2029 | 0.41778
ENS | Alternate Scenario | C&I Curtailment | C&I Curtailment-Turnkey-Other | Large General | Retail Trade | Winter Evening | MW of Load | 1 | 2029 | 0.024983
ENS | Alternate Scenario | C&I Curtailment | C&I Curtailment-Turnkey-Other | Large General | Services | Winter Evening | MW of Load | 1 | 2029 | 0.040008
ENS | Alternate Scenario | C&I Curtailment | C&I Curtailment-Turnkey-Manual HVAC Control | Small Industrial | Miscellaneous | Winter Morning | MW of Load | 1 | 2029 | 0.17531
ENS | Alternate Scenario | C&I Curtailment | C&I Curtailment-Turnkey-Manual HVAC Control | Small Industrial | Offices | Winter Morning | MW of Load | 1 | 2029 | 0.0022335
ENS | Alternate Scenario | C&I Curtailment | C&I Curtailment-Turnkey-Manual HVAC Control | Small Industrial | Retail Trade | Winter Morning | MW of Load | 1 | 2029 | 0.0074448
ENS | Alternate Scenario | C&I Curtailment | C&I Curtailment-Turnkey-Manual HVAC Control | Small Industrial | Services | Winter Morning | MW of Load | 1 | 2029 | 0.002352
ENS | Alternate Scenario | C&I Curtailment | C&I Curtailment-Turnkey-Auto-DR HVAC Control | Small Industrial | Miscellaneous | Winter Morning | MW of Load | 1 | 2029 | 0.011021
ENS | Alternate Scenario | C&I Curtailment | C&I Curtailment-Turnkey-Auto-DR HVAC Control | Small Industrial | Offices | Winter Morning | MW of Load | 1 | 2029 | 0.00014041
ENS | Alternate Scenario | C&I Curtailment | C&I Curtailment-Turnkey-Auto-DR HVAC Control | Small Industrial | Retail Trade | Winter Morning | MW of Load | 1 | 2029 | 0.00046801
ENS | Alternate Scenario | C&I Curtailment | C&I Curtailment-Turnkey-Auto-DR HVAC Control | Small Industrial | Services | Winter Morning | MW of Load | 1 | 2029 | 0.00014786
ENS | Alternate Scenario | C&I Curtailment | C&I Curtailment-Turnkey-Standard Lighting Control | Small Industrial | Miscellaneous | Winter Morning | MW of Load | 1 | 2029 | 0.054345
ENS | Alternate Scenario | C&I Curtailment | C&I Curtailment-Turnkey-Standard Lighting Control | Small Industrial | Offices | Winter Morning | MW of Load | 1 | 2029 | 0.0002949
ENS | Alternate Scenario | C&I Curtailment | C&I Curtailment-Turnkey-Standard Lighting Control | Small Industrial | Retail Trade | Winter Morning | MW of Load | 1 | 2029 | 0.0032071
ENS | Alternate Scenario | C&I Curtailment | C&I Curtailment-Turnkey-Standard Lighting Control | Small Industrial | Services | Winter Morning | MW of Load | 1 | 2029 | 0.0010132
ENS | Alternate Scenario | C&I Curtailment | C&I Curtailment-Turnkey-Water Heating Control | Small Industrial | Miscellaneous | Winter Morning | MW of Load | 1 | 2029 | 0.004466
ENS | Alternate Scenario | C&I Curtailment | C&I Curtailment-Turnkey-Water Heating Control | Small Industrial | Offices | Winter Morning | MW of Load | 1 | 2029 | 2.2775e-05
ENS | Alternate Scenario | C&I Curtailment | C&I Curtailment-Turnkey-Water Heating Control | Small Industrial | Retail Trade | Winter Morning | MW of Load | 1 | 2029 | 0.0004325
ENS | Alternate Scenario | C&I Curtailment | C&I Curtailment-Turnkey-Water Heating Control | Small Industrial | Services | Winter Morning | MW of Load | 1 | 2029 | 0.00013664
ENS | Alternate Scenario | C&I Curtailment | C&I Curtailment-Turnkey-Other | Small Industrial | Miscellaneous | Winter Morning | MW of Load | 1 | 2029 | 0.068787
ENS | Alternate Scenario | C&I Curtailment | C&I Curtailment-Turnkey-Other | Small Industrial | Offices | Winter Morning | MW of Load | 1 | 2029 | 0.00043014
ENS | Alternate Scenario | C&I Curtailment | C&I Curtailment-Turnkey-Other | Small Industrial | Retail Trade | Winter Morning | MW of Load | 1 | 2029 | 0.0047598
ENS | Alternate Scenario | C&I Curtailment | C&I Curtailment-Turnkey-Other | Small Industrial | Services | Winter Morning | MW of Load | 1 | 2029 | 0.0015037
ENS | Alternate Scenario | C&I Curtailment | C&I Curtailment-Turnkey-Industrial | Small Industrial | Manufacturing | Winter Morning | MW of Load | 1 | 2029 | 0.016441
ENS | Alternate Scenario | C&I Curtailment | C&I Curtailment-Turnkey-Manual HVAC Control | Small Industrial | Miscellaneous | Winter Evening | MW of Load | 1 | 2029 | 0.2411
ENS | Alternate Scenario | C&I Curtailment | C&I Curtailment-Turnkey-Manual HVAC Control | Small Industrial | Offices | Winter Evening | MW of Load | 1 | 2029 | 0.0030716
ENS | Alternate Scenario | C&I Curtailment | C&I Curtailment-Turnkey-Manual HVAC Control | Small Industrial | Retail Trade | Winter Evening | MW of Load | 1 | 2029 | 0.010238
ENS | Alternate Scenario | C&I Curtailment | C&I Curtailment-Turnkey-Manual HVAC Control | Small Industrial | Services | Winter Evening | MW of Load | 1 | 2029 | 0.0032346
ENS | Alternate Scenario | C&I Curtailment | C&I Curtailment-Turnkey-Auto-DR HVAC Control | Small Industrial | Miscellaneous | Winter Evening | MW of Load | 1 | 2029 | 0.015156
ENS | Alternate Scenario | C&I Curtailment | C&I Curtailment-Turnkey-Auto-DR HVAC Control | Small Industrial | Offices | Winter Evening | MW of Load | 1 | 2029 | 0.00019309
ENS | Alternate Scenario | C&I Curtailment | C&I Curtailment-Turnkey-Auto-DR HVAC Control | Small Industrial | Retail Trade | Winter Evening | MW of Load | 1 | 2029 | 0.00064363
ENS | Alternate Scenario | C&I Curtailment | C&I Curtailment-Turnkey-Auto-DR HVAC Control | Small Industrial | Services | Winter Evening | MW of Load | 1 | 2029 | 0.00020334
ENS | Alternate Scenario | C&I Curtailment | C&I Curtailment-Turnkey-Standard Lighting Control | Small Industrial | Miscellaneous | Winter Evening | MW of Load | 1 | 2029 | 0.074737
ENS | Alternate Scenario | C&I Curtailment | C&I Curtailment-Turnkey-Standard Lighting Control | Small Industrial | Offices | Winter Evening | MW of Load | 1 | 2029 | 0.00040556
ENS | Alternate Scenario | C&I Curtailment | C&I Curtailment-Turnkey-Standard Lighting Control | Small Industrial | Retail Trade | Winter Evening | MW of Load | 1 | 2029 | 0.0044106
ENS | Alternate Scenario | C&I Curtailment | C&I Curtailment-Turnkey-Standard Lighting Control | Small Industrial | Services | Winter Evening | MW of Load | 1 | 2029 | 0.0013934
ENS | Alternate Scenario | C&I Curtailment | C&I Curtailment-Turnkey-Water Heating Control | Small Industrial | Miscellaneous | Winter Evening | MW of Load | 1 | 2029 | 0.0061418
ENS | Alternate Scenario | C&I Curtailment | C&I Curtailment-Turnkey-Water Heating Control | Small Industrial | Offices | Winter Evening | MW of Load | 1 | 2029 | 3.1321e-05
ENS | Alternate Scenario | C&I Curtailment | C&I Curtailment-Turnkey-Water Heating Control | Small Industrial | Retail Trade | Winter Evening | MW of Load | 1 | 2029 | 0.00059479
ENS | Alternate Scenario | C&I Curtailment | C&I Curtailment-Turnkey-Water Heating Control | Small Industrial | Services | Winter Evening | MW of Load | 1 | 2029 | 0.00018791
ENS | Alternate Scenario | C&I Curtailment | C&I Curtailment-Turnkey-Other | Small Industrial | Miscellaneous | Winter Evening | MW of Load | 1 | 2029 | 0.094599
ENS | Alternate Scenario | C&I Curtailment | C&I Curtailment-Turnkey-Other | Small Industrial | Offices | Winter Evening | MW of Load | 1 | 2029 | 0.00059154
ENS | Alternate Scenario | C&I Curtailment | C&I Curtailment-Turnkey-Other | Small Industrial | Retail Trade | Winter Evening | MW of Load | 1 | 2029 | 0.0065458
ENS | Alternate Scenario | C&I Curtailment | C&I Curtailment-Turnkey-Other | Small Industrial | Services | Winter Evening | MW of Load | 1 | 2029 | 0.002068
ENS | Alternate Scenario | C&I Curtailment | C&I Curtailment-Turnkey-Industrial | Small Industrial | Manufacturing | Winter Evening | MW of Load | 1 | 2029 | 0.02261
ENS | Alternate Scenario | C&I Curtailment | C&I Curtailment-Turnkey-Manual HVAC Control | Medium Industrial | Miscellaneous | Winter Morning | MW of Load | 1 | 2029 | 3.3516
ENS | Alternate Scenario | C&I Curtailment | C&I Curtailment-Turnkey-Manual HVAC Control | Medium Industrial | Offices | Winter Morning | MW of Load | 1 | 2029 | 0.053749
ENS | Alternate Scenario | C&I Curtailment | C&I Curtailment-Turnkey-Manual HVAC Control | Medium Industrial | Retail Trade | Winter Morning | MW of Load | 1 | 2029 | 0.7446
ENS | Alternate Scenario | C&I Curtailment | C&I Curtailment-Turnkey-Manual HVAC Control | Medium Industrial | Services | Winter Morning | MW of Load | 1 | 2029 | 0.034286
ENS | Alternate Scenario | C&I Curtailment | C&I Curtailment-Turnkey-Auto-DR HVAC Control | Medium Industrial | Miscellaneous | Winter Morning | MW of Load | 1 | 2029 | 0.21069
ENS | Alternate Scenario | C&I Curtailment | C&I Curtailment-Turnkey-Auto-DR HVAC Control | Medium Industrial | Offices | Winter Morning | MW of Load | 1 | 2029 | 0.0033789
ENS | Alternate Scenario | C&I Curtailment | C&I Curtailment-Turnkey-Auto-DR HVAC Control | Medium Industrial | Retail Trade | Winter Morning | MW of Load | 1 | 2029 | 0.046808
ENS | Alternate Scenario | C&I Curtailment | C&I Curtailment-Turnkey-Auto-DR HVAC Control | Medium Industrial | Services | Winter Morning | MW of Load | 1 | 2029 | 0.0021554
ENS | Alternate Scenario | C&I Curtailment | C&I Curtailment-Turnkey-Standard Lighting Control | Medium Industrial | Miscellaneous | Winter Morning | MW of Load | 1 | 2029 | 1.0389
ENS | Alternate Scenario | C&I Curtailment | C&I Curtailment-Turnkey-Standard Lighting Control | Medium Industrial | Offices | Winter Morning | MW of Load | 1 | 2029 | 0.0070969
ENS | Alternate Scenario | C&I Curtailment | C&I Curtailment-Turnkey-Standard Lighting Control | Medium Industrial | Retail Trade | Winter Morning | MW of Load | 1 | 2029 | 0.32076
ENS | Alternate Scenario | C&I Curtailment | C&I Curtailment-Turnkey-Standard Lighting Control | Medium Industrial | Services | Winter Morning | MW of Load | 1 | 2029 | 0.01477
ENS | Alternate Scenario | C&I Curtailment | C&I Curtailment-Turnkey-Water Heating Control | Medium Industrial | Miscellaneous | Winter Morning | MW of Load | 1 | 2029 | 0.085379
ENS | Alternate Scenario | C&I Curtailment | C&I Curtailment-Turnkey-Water Heating Control | Medium Industrial | Offices | Winter Morning | MW of Load | 1 | 2029 | 0.00054809
ENS | Alternate Scenario | C&I Curtailment | C&I Curtailment-Turnkey-Water Heating Control | Medium Industrial | Retail Trade | Winter Morning | MW of Load | 1 | 2029 | 0.043257
ENS | Alternate Scenario | C&I Curtailment | C&I Curtailment-Turnkey-Water Heating Control | Medium Industrial | Services | Winter Morning | MW of Load | 1 | 2029 | 0.0019918
ENS | Alternate Scenario | C&I Curtailment | C&I Curtailment-Turnkey-Other | Medium Industrial | Miscellaneous | Winter Morning | MW of Load | 1 | 2029 | 1.315
ENS | Alternate Scenario | C&I Curtailment | C&I Curtailment-Turnkey-Other | Medium Industrial | Offices | Winter Morning | MW of Load | 1 | 2029 | 0.010351
ENS | Alternate Scenario | C&I Curtailment | C&I Curtailment-Turnkey-Other | Medium Industrial | Retail Trade | Winter Morning | MW of Load | 1 | 2029 | 0.47605
ENS | Alternate Scenario | C&I Curtailment | C&I Curtailment-Turnkey-Other | Medium Industrial | Services | Winter Morning | MW of Load | 1 | 2029 | 0.021921
ENS | Alternate Scenario | C&I Curtailment | C&I Curtailment-Turnkey-Manual HVAC Control | Medium Industrial | Miscellaneous | Winter Evening | MW of Load | 1 | 2029 | 3.248
ENS | Alternate Scenario | C&I Curtailment | C&I Curtailment-Turnkey-Manual HVAC Control | Medium Industrial | Offices | Winter Evening | MW of Load | 1 | 2029 | 0.052088
ENS | Alternate Scenario | C&I Curtailment | C&I Curtailment-Turnkey-Manual HVAC Control | Medium Industrial | Retail Trade | Winter Evening | MW of Load | 1 | 2029 | 0.72158
ENS | Alternate Scenario | C&I Curtailment | C&I Curtailment-Turnkey-Manual HVAC Control | Medium Industrial | Services | Winter Evening | MW of Load | 1 | 2029 | 0.033227
ENS | Alternate Scenario | C&I Curtailment | C&I Curtailment-Turnkey-Auto-DR HVAC Control | Medium Industrial | Miscellaneous | Winter Evening | MW of Load | 1 | 2029 | 0.20418
ENS | Alternate Scenario | C&I Curtailment | C&I Curtailment-Turnkey-Auto-DR HVAC Control | Medium Industrial | Offices | Winter Evening | MW of Load | 1 | 2029 | 0.0032745
ENS | Alternate Scenario | C&I Curtailment | C&I Curtailment-Turnkey-Auto-DR HVAC Control | Medium Industrial | Retail Trade | Winter Evening | MW of Load | 1 | 2029 | 0.045362
ENS | Alternate Scenario | C&I Curtailment | C&I Curtailment-Turnkey-Auto-DR HVAC Control | Medium Industrial | Services | Winter Evening | MW of Load | 1 | 2029 | 0.0020888
ENS | Alternate Scenario | C&I Curtailment | C&I Curtailment-Turnkey-Standard Lighting Control | Medium Industrial | Miscellaneous | Winter Evening | MW of Load | 1 | 2029 | 1.0068
ENS | Alternate Scenario | C&I Curtailment | C&I Curtailment-Turnkey-Standard Lighting Control | Medium Industrial | Offices | Winter Evening | MW of Load | 1 | 2029 | 0.0068776
ENS | Alternate Scenario | C&I Curtailment | C&I Curtailment-Turnkey-Standard Lighting Control | Medium Industrial | Retail Trade | Winter Evening | MW of Load | 1 | 2029 | 0.31085
ENS | Alternate Scenario | C&I Curtailment | C&I Curtailment-Turnkey-Standard Lighting Control | Medium Industrial | Services | Winter Evening | MW of Load | 1 | 2029 | 0.014314
ENS | Alternate Scenario | C&I Curtailment | C&I Curtailment-Turnkey-Water Heating Control | Medium Industrial | Miscellaneous | Winter Evening | MW of Load | 1 | 2029 | 0.082741
ENS | Alternate Scenario | C&I Curtailment | C&I Curtailment-Turnkey-Water Heating Control | Medium Industrial | Offices | Winter Evening | MW of Load | 1 | 2029 | 0.00053115
ENS | Alternate Scenario | C&I Curtailment | C&I Curtailment-Turnkey-Water Heating Control | Medium Industrial | Retail Trade | Winter Evening | MW of Load | 1 | 2029 | 0.04192
ENS | Alternate Scenario | C&I Curtailment | C&I Curtailment-Turnkey-Water Heating Control | Medium Industrial | Services | Winter Evening | MW of Load | 1 | 2029 | 0.0019303
ENS | Alternate Scenario | C&I Curtailment | C&I Curtailment-Turnkey-Other | Medium Industrial | Miscellaneous | Winter Evening | MW of Load | 1 | 2029 | 1.2744
ENS | Alternate Scenario | C&I Curtailment | C&I Curtailment-Turnkey-Other | Medium Industrial | Offices | Winter Evening | MW of Load | 1 | 2029 | 0.010031
ENS | Alternate Scenario | C&I Curtailment | C&I Curtailment-Turnkey-Other | Medium Industrial | Retail Trade | Winter Evening | MW of Load | 1 | 2029 | 0.46134
ENS | Alternate Scenario | C&I Curtailment | C&I Curtailment-Turnkey-Other | Medium Industrial | Services | Winter Evening | MW of Load | 1 | 2029 | 0.021243
ENS | Alternate Scenario | C&I Curtailment | C&I Curtailment-Turnkey-Manual HVAC Control | Large Industrial | Miscellaneous | Winter Morning | MW of Load | 1 | 2029 | 0.06944
ENS | Alternate Scenario | C&I Curtailment | C&I Curtailment-Turnkey-Auto-DR HVAC Control | Large Industrial | Miscellaneous | Winter Morning | MW of Load | 1 | 2029 | 0.0043653
ENS | Alternate Scenario | C&I Curtailment | C&I Curtailment-Turnkey-Standard Lighting Control | Large Industrial | Miscellaneous | Winter Morning | MW of Load | 1 | 2029 | 0.029934
ENS | Alternate Scenario | C&I Curtailment | C&I Curtailment-Turnkey-Water Heating Control | Large Industrial | Miscellaneous | Winter Morning | MW of Load | 1 | 2029 | 0.0014877
ENS | Alternate Scenario | C&I Curtailment | C&I Curtailment-Turnkey-Other | Large Industrial | Miscellaneous | Winter Morning | MW of Load | 1 | 2029 | 0.031902
ENS | Alternate Scenario | C&I Curtailment | C&I Curtailment-Turnkey-Industrial | Large Industrial | Manufacturing | Winter Morning | MW of Load | 1 | 2029 | 0.0062583
ENS | Alternate Scenario | C&I Curtailment | C&I Curtailment-Turnkey-Manual HVAC Control | Large Industrial | Miscellaneous | Winter Evening | MW of Load | 1 | 2029 | 0.069151
ENS | Alternate Scenario | C&I Curtailment | C&I Curtailment-Turnkey-Auto-DR HVAC Control | Large Industrial | Miscellaneous | Winter Evening | MW of Load | 1 | 2029 | 0.0043471
ENS | Alternate Scenario | C&I Curtailment | C&I Curtailment-Turnkey-Standard Lighting Control | Large Industrial | Miscellaneous | Winter Evening | MW of Load | 1 | 2029 | 0.029809
ENS | Alternate Scenario | C&I Curtailment | C&I Curtailment-Turnkey-Water Heating Control | Large Industrial | Miscellaneous | Winter Evening | MW of Load | 1 | 2029 | 0.0014815
ENS | Alternate Scenario | C&I Curtailment | C&I Curtailment-Turnkey-Other | Large Industrial | Miscellaneous | Winter Evening | MW of Load | 1 | 2029 | 0.031769
ENS | Alternate Scenario | C&I Curtailment | C&I Curtailment-Turnkey-Industrial | Large Industrial | Manufacturing | Winter Evening | MW of Load | 1 | 2029 | 0.0062322
ENS | Alternate Scenario | C&I Loadshift to BUGs | C&I Loadshift to BUGs | Large General | Miscellaneous | Winter Morning | MW of Load | 1 | 2029 | 2.953
ENS | Alternate Scenario | C&I Loadshift to BUGs | C&I Loadshift to BUGs | Large General | Miscellaneous | Winter Evening | MW of Load | 1 | 2029 | 2.5446
ENS | Alternate Scenario | C&I Loadshift to BUGs | C&I Loadshift to BUGs | Small Industrial | Miscellaneous | Winter Morning | MW of Load | 1 | 2029 | 0.80416
ENS | Alternate Scenario | C&I Loadshift to BUGs | C&I Loadshift to BUGs | Small Industrial | Miscellaneous | Winter Evening | MW of Load | 1 | 2029 | 1.1059
ENS | Alternate Scenario | C&I Loadshift to BUGs | C&I Loadshift to BUGs | Medium Industrial | Manufacturing | Winter Morning | MW of Load | 1 | 2029 | 0.5613
ENS | Alternate Scenario | C&I Loadshift to BUGs | C&I Loadshift to BUGs | Medium Industrial | Miscellaneous | Winter Morning | MW of Load | 1 | 2029 | 2.436
ENS | Alternate Scenario | C&I Loadshift to BUGs | C&I Loadshift to BUGs | Medium Industrial | Manufacturing | Winter Evening | MW of Load | 1 | 2029 | 0.54395
ENS | Alternate Scenario | C&I Loadshift to BUGs | C&I Loadshift to BUGs | Medium Industrial | Miscellaneous | Winter Evening | MW of Load | 1 | 2029 | 2.3607
ENS | Alternate Scenario | Dynamic Pricing | Dynamic Pricing with enabling tech. | Small General | Manufacturing | Winter Morning | MW of Load | 1 | 2029 | 0.0064653
ENS | Alternate Scenario | Dynamic Pricing | Dynamic Pricing with enabling tech. | Small General | Manufacturing | Winter Evening | MW of Load | 1 | 2029 | 0.0075181
ENS | Alternate Scenario | Dynamic Pricing | Dynamic Pricing with enabling tech. | Residential Charitable | Residential LI | Winter Morning | MW of Load | 1 | 2029 | 1.0289
ENS | Alternate Scenario | Dynamic Pricing | Dynamic Pricing with enabling tech. | Residential Charitable | Residential Market Rate | Winter Morning | MW of Load | 1 | 2029 | 5.8762
ENS | Alternate Scenario | Dynamic Pricing | Dynamic Pricing w/o enabling tech. | Residential Charitable | Residential LI | Winter Morning | MW of Load | 1 | 2029 | 1.1771
ENS | Alternate Scenario | Dynamic Pricing | Dynamic Pricing w/o enabling tech. | Residential Charitable | Residential Market Rate | Winter Morning | MW of Load | 1 | 2029 | 6.7227
ENS | Alternate Scenario | Dynamic Pricing | Dynamic Pricing with enabling tech. | Residential Charitable | Residential LI | Winter Evening | MW of Load | 1 | 2029 | 1.1734
ENS | Alternate Scenario | Dynamic Pricing | Dynamic Pricing with enabling tech. | Residential Charitable | Residential Market Rate | Winter Evening | MW of Load | 1 | 2029 | 6.7015
ENS | Alternate Scenario | Dynamic Pricing | Dynamic Pricing w/o enabling tech. | Residential Charitable | Residential LI | Winter Evening | MW of Load | 1 | 2029 | 1.3424
ENS | Alternate Scenario | Dynamic Pricing | Dynamic Pricing w/o enabling tech. | Residential Charitable | Residential Market Rate | Winter Evening | MW of Load | 1 | 2029 | 7.6669
ENS | Alternate Scenario | Behavioral DR | Behavioral DR | Residential Charitable | Residential LI | Winter Morning | MW of Load | 1 | 2029 | 0.31868
ENS | Alternate Scenario | Behavioral DR | Behavioral DR | Residential Charitable | Residential Market Rate | Winter Morning | MW of Load | 1 | 2029 | 1.8201
ENS | Alternate Scenario | Behavioral DR | Behavioral DR | Residential Charitable | Residential LI | Winter Evening | MW of Load | 1 | 2029 | 0.36344
ENS | Alternate Scenario | Behavioral DR | Behavioral DR | Residential Charitable | Residential Market Rate | Winter Evening | MW of Load | 1 | 2029 | 2.0758
ENS | Alternate Scenario | Time-of-Use Rates (TOU) | Time-of-Use Rates (TOU) | Residential Charitable | Residential LI | Winter Morning | MW of Load | 0 | 2029 | 0.38004
ENS | Alternate Scenario | Time-of-Use Rates (TOU) | Time-of-Use Rates (TOU) | Residential Charitable | Residential Market Rate | Winter Morning | MW of Load | 0 | 2029 | 2.1706
ENS | Alternate Scenario | Time-of-Use Rates (TOU) | Time-of-Use Rates (TOU) | Residential Charitable | Residential LI | Winter Evening | MW of Load | 0 | 2029 | 0.43342
ENS | Alternate Scenario | Time-of-Use Rates (TOU) | Time-of-Use Rates (TOU) | Residential Charitable | Residential Market Rate | Winter Evening | MW of Load | 0 | 2029 | 2.4754
ENS | Alternate Scenario | C&I Curtailment | C&I Curtailment-Turnkey-Manual HVAC Control | General | Miscellaneous | Winter Morning | MW of Load | 1 | 2030 | 1.4857
ENS | Alternate Scenario | C&I Curtailment | C&I Curtailment-Turnkey-Manual HVAC Control | General | Offices | Winter Morning | MW of Load | 1 | 2030 | 0.1021
ENS | Alternate Scenario | C&I Curtailment | C&I Curtailment-Turnkey-Manual HVAC Control | General | Retail Trade | Winter Morning | MW of Load | 1 | 2030 | 0.34123
ENS | Alternate Scenario | C&I Curtailment | C&I Curtailment-Turnkey-Manual HVAC Control | General | Services | Winter Morning | MW of Load | 1 | 2030 | 0.22063
ENS | Alternate Scenario | C&I Curtailment | C&I Curtailment-Turnkey-Auto-DR HVAC Control | General | Miscellaneous | Winter Morning | MW of Load | 1 | 2030 | 0.11786
ENS | Alternate Scenario | C&I Curtailment | C&I Curtailment-Turnkey-Auto-DR HVAC Control | General | Offices | Winter Morning | MW of Load | 1 | 2030 | 0.0080992
ENS | Alternate Scenario | C&I Curtailment | C&I Curtailment-Turnkey-Auto-DR HVAC Control | General | Retail Trade | Winter Morning | MW of Load | 1 | 2030 | 0.027069
ENS | Alternate Scenario | C&I Curtailment | C&I Curtailment-Turnkey-Auto-DR HVAC Control | General | Services | Winter Morning | MW of Load | 1 | 2030 | 0.017502
ENS | Alternate Scenario | C&I Curtailment | C&I Curtailment-Turnkey-Standard Lighting Control | General | Miscellaneous | Winter Morning | MW of Load | 1 | 2030 | 0.61843
ENS | Alternate Scenario | C&I Curtailment | C&I Curtailment-Turnkey-Standard Lighting Control | General | Offices | Winter Morning | MW of Load | 1 | 2030 | 0.01214
ENS | Alternate Scenario | C&I Curtailment | C&I Curtailment-Turnkey-Standard Lighting Control | General | Retail Trade | Winter Morning | MW of Load | 1 | 2030 | 0.13594
ENS | Alternate Scenario | C&I Curtailment | C&I Curtailment-Turnkey-Standard Lighting Control | General | Services | Winter Morning | MW of Load | 1 | 2030 | 0.088012
ENS | Alternate Scenario | C&I Curtailment | C&I Curtailment-Turnkey-Water Heating Control | General | Miscellaneous | Winter Morning | MW of Load | 1 | 2030 | 0.041465
ENS | Alternate Scenario | C&I Curtailment | C&I Curtailment-Turnkey-Water Heating Control | General | Offices | Winter Morning | MW of Load | 1 | 2030 | 0.001101
ENS | Alternate Scenario | C&I Curtailment | C&I Curtailment-Turnkey-Water Heating Control | General | Retail Trade | Winter Morning | MW of Load | 1 | 2030 | 0.02236
ENS | Alternate Scenario | C&I Curtailment | C&I Curtailment-Turnkey-Water Heating Control | General | Services | Winter Morning | MW of Load | 1 | 2030 | 0.014438
ENS | Alternate Scenario | C&I Curtailment | C&I Curtailment-Turnkey-Other | General | Miscellaneous | Winter Morning | MW of Load | 1 | 2030 | 0.7242
ENS | Alternate Scenario | C&I Curtailment | C&I Curtailment-Turnkey-Other | General | Offices | Winter Morning | MW of Load | 1 | 2030 | 0.019696
ENS | Alternate Scenario | C&I Curtailment | C&I Curtailment-Turnkey-Other | General | Retail Trade | Winter Morning | MW of Load | 1 | 2030 | 0.22971
ENS | Alternate Scenario | C&I Curtailment | C&I Curtailment-Turnkey-Other | General | Services | Winter Morning | MW of Load | 1 | 2030 | 0.14846
ENS | Alternate Scenario | C&I Curtailment | C&I Curtailment-Turnkey-Manual HVAC Control | General | Miscellaneous | Winter Evening | MW of Load | 1 | 2030 | 1.7384
ENS | Alternate Scenario | C&I Curtailment | C&I Curtailment-Turnkey-Manual HVAC Control | General | Offices | Winter Evening | MW of Load | 1 | 2030 | 0.11946
ENS | Alternate Scenario | C&I Curtailment | C&I Curtailment-Turnkey-Manual HVAC Control | General | Retail Trade | Winter Evening | MW of Load | 1 | 2030 | 0.39927
ENS | Alternate Scenario | C&I Curtailment | C&I Curtailment-Turnkey-Manual HVAC Control | General | Services | Winter Evening | MW of Load | 1 | 2030 | 0.25815
ENS | Alternate Scenario | C&I Curtailment | C&I Curtailment-Turnkey-Auto-DR HVAC Control | General | Miscellaneous | Winter Evening | MW of Load | 1 | 2030 | 0.1379
ENS | Alternate Scenario | C&I Curtailment | C&I Curtailment-Turnkey-Auto-DR HVAC Control | General | Offices | Winter Evening | MW of Load | 1 | 2030 | 0.0094768
ENS | Alternate Scenario | C&I Curtailment | C&I Curtailment-Turnkey-Auto-DR HVAC Control | General | Retail Trade | Winter Evening | MW of Load | 1 | 2030 | 0.031673
ENS | Alternate Scenario | C&I Curtailment | C&I Curtailment-Turnkey-Auto-DR HVAC Control | General | Services | Winter Evening | MW of Load | 1 | 2030 | 0.020479
ENS | Alternate Scenario | C&I Curtailment | C&I Curtailment-Turnkey-Standard Lighting Control | General | Miscellaneous | Winter Evening | MW of Load | 1 | 2030 | 0.72362
ENS | Alternate Scenario | C&I Curtailment | C&I Curtailment-Turnkey-Standard Lighting Control | General | Offices | Winter Evening | MW of Load | 1 | 2030 | 0.014205
ENS | Alternate Scenario | C&I Curtailment | C&I Curtailment-Turnkey-Standard Lighting Control | General | Retail Trade | Winter Evening | MW of Load | 1 | 2030 | 0.15907
ENS | Alternate Scenario | C&I Curtailment | C&I Curtailment-Turnkey-Standard Lighting Control | General | Services | Winter Evening | MW of Load | 1 | 2030 | 0.10298
ENS | Alternate Scenario | C&I Curtailment | C&I Curtailment-Turnkey-Water Heating Control | General | Miscellaneous | Winter Evening | MW of Load | 1 | 2030 | 0.048518
ENS | Alternate Scenario | C&I Curtailment | C&I Curtailment-Turnkey-Water Heating Control | General | Offices | Winter Evening | MW of Load | 1 | 2030 | 0.0012883
ENS | Alternate Scenario | C&I Curtailment | C&I Curtailment-Turnkey-Water Heating Control | General | Retail Trade | Winter Evening | MW of Load | 1 | 2030 | 0.026163
ENS | Alternate Scenario | C&I Curtailment | C&I Curtailment-Turnkey-Water Heating Control | General | Services | Winter Evening | MW of Load | 1 | 2030 | 0.016893
ENS | Alternate Scenario | C&I Curtailment | C&I Curtailment-Turnkey-Other | General | Miscellaneous | Winter Evening | MW of Load | 1 | 2030 | 0.84738
ENS | Alternate Scenario | C&I Curtailment | C&I Curtailment-Turnkey-Other | General | Offices | Winter Evening | MW of Load | 1 | 2030 | 0.023046
ENS | Alternate Scenario | C&I Curtailment | C&I Curtailment-Turnkey-Other | General | Retail Trade | Winter Evening | MW of Load | 1 | 2030 | 0.26878
ENS | Alternate Scenario | C&I Curtailment | C&I Curtailment-Turnkey-Other | General | Services | Winter Evening | MW of Load | 1 | 2030 | 0.17372
ENS | Alternate Scenario | C&I Curtailment | C&I Curtailment-Turnkey-Manual HVAC Control | Large General | Miscellaneous | Winter Morning | MW of Load | 1 | 2030 | 1.1912
ENS | Alternate Scenario | C&I Curtailment | C&I Curtailment-Turnkey-Manual HVAC Control | Large General | Retail Trade | Winter Morning | MW of Load | 1 | 2030 | 0.049664
ENS | Alternate Scenario | C&I Curtailment | C&I Curtailment-Turnkey-Manual HVAC Control | Large General | Services | Winter Morning | MW of Load | 1 | 2030 | 0.079531
ENS | Alternate Scenario | C&I Curtailment | C&I Curtailment-Turnkey-Auto-DR HVAC Control | Large General | Miscellaneous | Winter Morning | MW of Load | 1 | 2030 | 0.094492
ENS | Alternate Scenario | C&I Curtailment | C&I Curtailment-Turnkey-Auto-DR HVAC Control | Large General | Retail Trade | Winter Morning | MW of Load | 1 | 2030 | 0.0039397
ENS | Alternate Scenario | C&I Curtailment | C&I Curtailment-Turnkey-Auto-DR HVAC Control | Large General | Services | Winter Morning | MW of Load | 1 | 2030 | 0.006309
ENS | Alternate Scenario | C&I Curtailment | C&I Curtailment-Turnkey-Standard Lighting Control | Large General | Miscellaneous | Winter Morning | MW of Load | 1 | 2030 | 0.51492
ENS | Alternate Scenario | C&I Curtailment | C&I Curtailment-Turnkey-Standard Lighting Control | Large General | Retail Trade | Winter Morning | MW of Load | 1 | 2030 | 0.019657
ENS | Alternate Scenario | C&I Curtailment | C&I Curtailment-Turnkey-Standard Lighting Control | Large General | Services | Winter Morning | MW of Load | 1 | 2030 | 0.031478
ENS | Alternate Scenario | C&I Curtailment | C&I Curtailment-Turnkey-Water Heating Control | Large General | Miscellaneous | Winter Morning | MW of Load | 1 | 2030 | 0.026149
ENS | Alternate Scenario | C&I Curtailment | C&I Curtailment-Turnkey-Water Heating Control | Large General | Retail Trade | Winter Morning | MW of Load | 1 | 2030 | 0.0032761
ENS | Alternate Scenario | C&I Curtailment | C&I Curtailment-Turnkey-Water Heating Control | Large General | Services | Winter Morning | MW of Load | 1 | 2030 | 0.0052462
ENS | Alternate Scenario | C&I Curtailment | C&I Curtailment-Turnkey-Other | Large General | Miscellaneous | Winter Morning | MW of Load | 1 | 2030 | 0.5589
ENS | Alternate Scenario | C&I Curtailment | C&I Curtailment-Turnkey-Other | Large General | Retail Trade | Winter Morning | MW of Load | 1 | 2030 | 0.033496
ENS | Alternate Scenario | C&I Curtailment | C&I Curtailment-Turnkey-Other | Large General | Services | Winter Morning | MW of Load | 1 | 2030 | 0.053641
ENS | Alternate Scenario | C&I Curtailment | C&I Curtailment-Turnkey-Manual HVAC Control | Large General | Miscellaneous | Winter Evening | MW of Load | 1 | 2030 | 1.0239
ENS | Alternate Scenario | C&I Curtailment | C&I Curtailment-Turnkey-Manual HVAC Control | Large General | Retail Trade | Winter Evening | MW of Load | 1 | 2030 | 0.042692
ENS | Alternate Scenario | C&I Curtailment | C&I Curtailment-Turnkey-Manual HVAC Control | Large General | Services | Winter Evening | MW of Load | 1 | 2030 | 0.068366
ENS | Alternate Scenario | C&I Curtailment | C&I Curtailment-Turnkey-Auto-DR HVAC Control | Large General | Miscellaneous | Winter Evening | MW of Load | 1 | 2030 | 0.081227
ENS | Alternate Scenario | C&I Curtailment | C&I Curtailment-Turnkey-Auto-DR HVAC Control | Large General | Retail Trade | Winter Evening | MW of Load | 1 | 2030 | 0.0033866
ENS | Alternate Scenario | C&I Curtailment | C&I Curtailment-Turnkey-Auto-DR HVAC Control | Large General | Services | Winter Evening | MW of Load | 1 | 2030 | 0.0054233
ENS | Alternate Scenario | C&I Curtailment | C&I Curtailment-Turnkey-Standard Lighting Control | Large General | Miscellaneous | Winter Evening | MW of Load | 1 | 2030 | 0.44264
ENS | Alternate Scenario | C&I Curtailment | C&I Curtailment-Turnkey-Standard Lighting Control | Large General | Retail Trade | Winter Evening | MW of Load | 1 | 2030 | 0.016897
ENS | Alternate Scenario | C&I Curtailment | C&I Curtailment-Turnkey-Standard Lighting Control | Large General | Services | Winter Evening | MW of Load | 1 | 2030 | 0.027059
ENS | Alternate Scenario | C&I Curtailment | C&I Curtailment-Turnkey-Water Heating Control | Large General | Miscellaneous | Winter Evening | MW of Load | 1 | 2030 | 0.022478
ENS | Alternate Scenario | C&I Curtailment | C&I Curtailment-Turnkey-Water Heating Control | Large General | Retail Trade | Winter Evening | MW of Load | 1 | 2030 | 0.0028162
ENS | Alternate Scenario | C&I Curtailment | C&I Curtailment-Turnkey-Water Heating Control | Large General | Services | Winter Evening | MW of Load | 1 | 2030 | 0.0045098
ENS | Alternate Scenario | C&I Curtailment | C&I Curtailment-Turnkey-Other | Large General | Miscellaneous | Winter Evening | MW of Load | 1 | 2030 | 0.48044
ENS | Alternate Scenario | C&I Curtailment | C&I Curtailment-Turnkey-Other | Large General | Retail Trade | Winter Evening | MW of Load | 1 | 2030 | 0.028794
ENS | Alternate Scenario | C&I Curtailment | C&I Curtailment-Turnkey-Other | Large General | Services | Winter Evening | MW of Load | 1 | 2030 | 0.04611
ENS | Alternate Scenario | C&I Curtailment | C&I Curtailment-Turnkey-Manual HVAC Control | Small Industrial | Miscellaneous | Winter Morning | MW of Load | 1 | 2030 | 0.19791
ENS | Alternate Scenario | C&I Curtailment | C&I Curtailment-Turnkey-Manual HVAC Control | Small Industrial | Offices | Winter Morning | MW of Load | 1 | 2030 | 0.0025361
ENS | Alternate Scenario | C&I Curtailment | C&I Curtailment-Turnkey-Manual HVAC Control | Small Industrial | Retail Trade | Winter Morning | MW of Load | 1 | 2030 | 0.0083591
ENS | Alternate Scenario | C&I Curtailment | C&I Curtailment-Turnkey-Manual HVAC Control | Small Industrial | Services | Winter Morning | MW of Load | 1 | 2030 | 0.0026409
ENS | Alternate Scenario | C&I Curtailment | C&I Curtailment-Turnkey-Auto-DR HVAC Control | Small Industrial | Miscellaneous | Winter Morning | MW of Load | 1 | 2030 | 0.0157
ENS | Alternate Scenario | C&I Curtailment | C&I Curtailment-Turnkey-Auto-DR HVAC Control | Small Industrial | Offices | Winter Morning | MW of Load | 1 | 2030 | 0.00020119
ENS | Alternate Scenario | C&I Curtailment | C&I Curtailment-Turnkey-Auto-DR HVAC Control | Small Industrial | Retail Trade | Winter Morning | MW of Load | 1 | 2030 | 0.00066311
ENS | Alternate Scenario | C&I Curtailment | C&I Curtailment-Turnkey-Auto-DR HVAC Control | Small Industrial | Services | Winter Morning | MW of Load | 1 | 2030 | 0.0002095
ENS | Alternate Scenario | C&I Curtailment | C&I Curtailment-Turnkey-Standard Lighting Control | Small Industrial | Miscellaneous | Winter Morning | MW of Load | 1 | 2030 | 0.061236
ENS | Alternate Scenario | C&I Curtailment | C&I Curtailment-Turnkey-Standard Lighting Control | Small Industrial | Offices | Winter Morning | MW of Load | 1 | 2030 | 0.00033062
ENS | Alternate Scenario | C&I Curtailment | C&I Curtailment-Turnkey-Standard Lighting Control | Small Industrial | Retail Trade | Winter Morning | MW of Load | 1 | 2030 | 0.0036176
ENS | Alternate Scenario | C&I Curtailment | C&I Curtailment-Turnkey-Standard Lighting Control | Small Industrial | Services | Winter Morning | MW of Load | 1 | 2030 | 0.0011429
ENS | Alternate Scenario | C&I Curtailment | C&I Curtailment-Turnkey-Water Heating Control | Small Industrial | Miscellaneous | Winter Morning | MW of Load | 1 | 2030 | 0.00517
ENS | Alternate Scenario | C&I Curtailment | C&I Curtailment-Turnkey-Water Heating Control | Small Industrial | Offices | Winter Morning | MW of Load | 1 | 2030 | 2.6205e-05
ENS | Alternate Scenario | C&I Curtailment | C&I Curtailment-Turnkey-Water Heating Control | Small Industrial | Retail Trade | Winter Morning | MW of Load | 1 | 2030 | 0.00049937
ENS | Alternate Scenario | C&I Curtailment | C&I Curtailment-Turnkey-Water Heating Control | Small Industrial | Services | Winter Morning | MW of Load | 1 | 2030 | 0.00015776
ENS | Alternate Scenario | C&I Curtailment | C&I Curtailment-Turnkey-Other | Small Industrial | Miscellaneous | Winter Morning | MW of Load | 1 | 2030 | 0.079285
ENS | Alternate Scenario | C&I Curtailment | C&I Curtailment-Turnkey-Other | Small Industrial | Offices | Winter Morning | MW of Load | 1 | 2030 | 0.00049474
ENS | Alternate Scenario | C&I Curtailment | C&I Curtailment-Turnkey-Other | Small Industrial | Retail Trade | Winter Morning | MW of Load | 1 | 2030 | 0.0054853
ENS | Alternate Scenario | C&I Curtailment | C&I Curtailment-Turnkey-Other | Small Industrial | Services | Winter Morning | MW of Load | 1 | 2030 | 0.0017329
ENS | Alternate Scenario | C&I Curtailment | C&I Curtailment-Turnkey-Industrial | Small Industrial | Manufacturing | Winter Morning | MW of Load | 1 | 2030 | 0.018846
ENS | Alternate Scenario | C&I Curtailment | C&I Curtailment-Turnkey-Manual HVAC Control | Small Industrial | Miscellaneous | Winter Evening | MW of Load | 1 | 2030 | 0.27151
ENS | Alternate Scenario | C&I Curtailment | C&I Curtailment-Turnkey-Manual HVAC Control | Small Industrial | Offices | Winter Evening | MW of Load | 1 | 2030 | 0.0034793
ENS | Alternate Scenario | C&I Curtailment | C&I Curtailment-Turnkey-Manual HVAC Control | Small Industrial | Retail Trade | Winter Evening | MW of Load | 1 | 2030 | 0.011468
ENS | Alternate Scenario | C&I Curtailment | C&I Curtailment-Turnkey-Manual HVAC Control | Small Industrial | Services | Winter Evening | MW of Load | 1 | 2030 | 0.003623
ENS | Alternate Scenario | C&I Curtailment | C&I Curtailment-Turnkey-Auto-DR HVAC Control | Small Industrial | Miscellaneous | Winter Evening | MW of Load | 1 | 2030 | 0.021538
ENS | Alternate Scenario | C&I Curtailment | C&I Curtailment-Turnkey-Auto-DR HVAC Control | Small Industrial | Offices | Winter Evening | MW of Load | 1 | 2030 | 0.00027601
ENS | Alternate Scenario | C&I Curtailment | C&I Curtailment-Turnkey-Auto-DR HVAC Control | Small Industrial | Retail Trade | Winter Evening | MW of Load | 1 | 2030 | 0.00090972
ENS | Alternate Scenario | C&I Curtailment | C&I Curtailment-Turnkey-Auto-DR HVAC Control | Small Industrial | Services | Winter Evening | MW of Load | 1 | 2030 | 0.0002874
ENS | Alternate Scenario | C&I Curtailment | C&I Curtailment-Turnkey-Standard Lighting Control | Small Industrial | Miscellaneous | Winter Evening | MW of Load | 1 | 2030 | 0.084009
ENS | Alternate Scenario | C&I Curtailment | C&I Curtailment-Turnkey-Standard Lighting Control | Small Industrial | Offices | Winter Evening | MW of Load | 1 | 2030 | 0.00045358
ENS | Alternate Scenario | C&I Curtailment | C&I Curtailment-Turnkey-Standard Lighting Control | Small Industrial | Retail Trade | Winter Evening | MW of Load | 1 | 2030 | 0.004963
ENS | Alternate Scenario | C&I Curtailment | C&I Curtailment-Turnkey-Standard Lighting Control | Small Industrial | Services | Winter Evening | MW of Load | 1 | 2030 | 0.0015679
ENS | Alternate Scenario | C&I Curtailment | C&I Curtailment-Turnkey-Water Heating Control | Small Industrial | Miscellaneous | Winter Evening | MW of Load | 1 | 2030 | 0.0070927
ENS | Alternate Scenario | C&I Curtailment | C&I Curtailment-Turnkey-Water Heating Control | Small Industrial | Offices | Winter Evening | MW of Load | 1 | 2030 | 3.5951e-05
ENS | Alternate Scenario | C&I Curtailment | C&I Curtailment-Turnkey-Water Heating Control | Small Industrial | Retail Trade | Winter Evening | MW of Load | 1 | 2030 | 0.00068507
ENS | Alternate Scenario | C&I Curtailment | C&I Curtailment-Turnkey-Water Heating Control | Small Industrial | Services | Winter Evening | MW of Load | 1 | 2030 | 0.00021643
ENS | Alternate Scenario | C&I Curtailment | C&I Curtailment-Turnkey-Other | Small Industrial | Miscellaneous | Winter Evening | MW of Load | 1 | 2030 | 0.10877
ENS | Alternate Scenario | C&I Curtailment | C&I Curtailment-Turnkey-Other | Small Industrial | Offices | Winter Evening | MW of Load | 1 | 2030 | 0.00067873
ENS | Alternate Scenario | C&I Curtailment | C&I Curtailment-Turnkey-Other | Small Industrial | Retail Trade | Winter Evening | MW of Load | 1 | 2030 | 0.0075252
ENS | Alternate Scenario | C&I Curtailment | C&I Curtailment-Turnkey-Other | Small Industrial | Services | Winter Evening | MW of Load | 1 | 2030 | 0.0023774
ENS | Alternate Scenario | C&I Curtailment | C&I Curtailment-Turnkey-Industrial | Small Industrial | Manufacturing | Winter Evening | MW of Load | 1 | 2030 | 0.025855
ENS | Alternate Scenario | C&I Curtailment | C&I Curtailment-Turnkey-Manual HVAC Control | Medium Industrial | Miscellaneous | Winter Morning | MW of Load | 1 | 2030 | 3.7844
ENS | Alternate Scenario | C&I Curtailment | C&I Curtailment-Turnkey-Manual HVAC Control | Medium Industrial | Offices | Winter Morning | MW of Load | 1 | 2030 | 0.061047
ENS | Alternate Scenario | C&I Curtailment | C&I Curtailment-Turnkey-Manual HVAC Control | Medium Industrial | Retail Trade | Winter Morning | MW of Load | 1 | 2030 | 0.83625
ENS | Alternate Scenario | C&I Curtailment | C&I Curtailment-Turnkey-Manual HVAC Control | Medium Industrial | Services | Winter Morning | MW of Load | 1 | 2030 | 0.038507
ENS | Alternate Scenario | C&I Curtailment | C&I Curtailment-Turnkey-Auto-DR HVAC Control | Medium Industrial | Miscellaneous | Winter Morning | MW of Load | 1 | 2030 | 0.30021
ENS | Alternate Scenario | C&I Curtailment | C&I Curtailment-Turnkey-Auto-DR HVAC Control | Medium Industrial | Offices | Winter Morning | MW of Load | 1 | 2030 | 0.0048428
ENS | Alternate Scenario | C&I Curtailment | C&I Curtailment-Turnkey-Auto-DR HVAC Control | Medium Industrial | Retail Trade | Winter Morning | MW of Load | 1 | 2030 | 0.066338
ENS | Alternate Scenario | C&I Curtailment | C&I Curtailment-Turnkey-Auto-DR HVAC Control | Medium Industrial | Services | Winter Morning | MW of Load | 1 | 2030 | 0.0030547
ENS | Alternate Scenario | C&I Curtailment | C&I Curtailment-Turnkey-Standard Lighting Control | Medium Industrial | Miscellaneous | Winter Morning | MW of Load | 1 | 2030 | 1.171
ENS | Alternate Scenario | C&I Curtailment | C&I Curtailment-Turnkey-Standard Lighting Control | Medium Industrial | Offices | Winter Morning | MW of Load | 1 | 2030 | 0.0079584
ENS | Alternate Scenario | C&I Curtailment | C&I Curtailment-Turnkey-Standard Lighting Control | Medium Industrial | Retail Trade | Winter Morning | MW of Load | 1 | 2030 | 0.36191
ENS | Alternate Scenario | C&I Curtailment | C&I Curtailment-Turnkey-Standard Lighting Control | Medium Industrial | Services | Winter Morning | MW of Load | 1 | 2030 | 0.016665
ENS | Alternate Scenario | C&I Curtailment | C&I Curtailment-Turnkey-Water Heating Control | Medium Industrial | Miscellaneous | Winter Morning | MW of Load | 1 | 2030 | 0.098862
ENS | Alternate Scenario | C&I Curtailment | C&I Curtailment-Turnkey-Water Heating Control | Medium Industrial | Offices | Winter Morning | MW of Load | 1 | 2030 | 0.00063079
ENS | Alternate Scenario | C&I Curtailment | C&I Curtailment-Turnkey-Water Heating Control | Medium Industrial | Retail Trade | Winter Morning | MW of Load | 1 | 2030 | 0.049956
ENS | Alternate Scenario | C&I Curtailment | C&I Curtailment-Turnkey-Water Heating Control | Medium Industrial | Services | Winter Morning | MW of Load | 1 | 2030 | 0.0023003
ENS | Alternate Scenario | C&I Curtailment | C&I Curtailment-Turnkey-Other | Medium Industrial | Miscellaneous | Winter Morning | MW of Load | 1 | 2030 | 1.5161
ENS | Alternate Scenario | C&I Curtailment | C&I Curtailment-Turnkey-Other | Medium Industrial | Offices | Winter Morning | MW of Load | 1 | 2030 | 0.011909
ENS | Alternate Scenario | C&I Curtailment | C&I Curtailment-Turnkey-Other | Medium Industrial | Retail Trade | Winter Morning | MW of Load | 1 | 2030 | 0.54875
ENS | Alternate Scenario | C&I Curtailment | C&I Curtailment-Turnkey-Other | Medium Industrial | Services | Winter Morning | MW of Load | 1 | 2030 | 0.025268
ENS | Alternate Scenario | C&I Curtailment | C&I Curtailment-Turnkey-Manual HVAC Control | Medium Industrial | Miscellaneous | Winter Evening | MW of Load | 1 | 2030 | 3.6585
ENS | Alternate Scenario | C&I Curtailment | C&I Curtailment-Turnkey-Manual HVAC Control | Medium Industrial | Offices | Winter Evening | MW of Load | 1 | 2030 | 0.059016
ENS | Alternate Scenario | C&I Curtailment | C&I Curtailment-Turnkey-Manual HVAC Control | Medium Industrial | Retail Trade | Winter Evening | MW of Load | 1 | 2030 | 0.80843
ENS | Alternate Scenario | C&I Curtailment | C&I Curtailment-Turnkey-Manual HVAC Control | Medium Industrial | Services | Winter Evening | MW of Load | 1 | 2030 | 0.037226
ENS | Alternate Scenario | C&I Curtailment | C&I Curtailment-Turnkey-Auto-DR HVAC Control | Medium Industrial | Miscellaneous | Winter Evening | MW of Load | 1 | 2030 | 0.29022
ENS | Alternate Scenario | C&I Curtailment | C&I Curtailment-Turnkey-Auto-DR HVAC Control | Medium Industrial | Offices | Winter Evening | MW of Load | 1 | 2030 | 0.0046817
ENS | Alternate Scenario | C&I Curtailment | C&I Curtailment-Turnkey-Auto-DR HVAC Control | Medium Industrial | Retail Trade | Winter Evening | MW of Load | 1 | 2030 | 0.064131
ENS | Alternate Scenario | C&I Curtailment | C&I Curtailment-Turnkey-Auto-DR HVAC Control | Medium Industrial | Services | Winter Evening | MW of Load | 1 | 2030 | 0.002953
ENS | Alternate Scenario | C&I Curtailment | C&I Curtailment-Turnkey-Standard Lighting Control | Medium Industrial | Miscellaneous | Winter Evening | MW of Load | 1 | 2030 | 1.132
ENS | Alternate Scenario | C&I Curtailment | C&I Curtailment-Turnkey-Standard Lighting Control | Medium Industrial | Offices | Winter Evening | MW of Load | 1 | 2030 | 0.0076936
ENS | Alternate Scenario | C&I Curtailment | C&I Curtailment-Turnkey-Standard Lighting Control | Medium Industrial | Retail Trade | Winter Evening | MW of Load | 1 | 2030 | 0.34987
ENS | Alternate Scenario | C&I Curtailment | C&I Curtailment-Turnkey-Standard Lighting Control | Medium Industrial | Services | Winter Evening | MW of Load | 1 | 2030 | 0.01611
ENS | Alternate Scenario | C&I Curtailment | C&I Curtailment-Turnkey-Water Heating Control | Medium Industrial | Miscellaneous | Winter Evening | MW of Load | 1 | 2030 | 0.095573
ENS | Alternate Scenario | C&I Curtailment | C&I Curtailment-Turnkey-Water Heating Control | Medium Industrial | Offices | Winter Evening | MW of Load | 1 | 2030 | 0.0006098
ENS | Alternate Scenario | C&I Curtailment | C&I Curtailment-Turnkey-Water Heating Control | Medium Industrial | Retail Trade | Winter Evening | MW of Load | 1 | 2030 | 0.048294
ENS | Alternate Scenario | C&I Curtailment | C&I Curtailment-Turnkey-Water Heating Control | Medium Industrial | Services | Winter Evening | MW of Load | 1 | 2030 | 0.0022238
ENS | Alternate Scenario | C&I Curtailment | C&I Curtailment-Turnkey-Other | Medium Industrial | Miscellaneous | Winter Evening | MW of Load | 1 | 2030 | 1.4657
ENS | Alternate Scenario | C&I Curtailment | C&I Curtailment-Turnkey-Other | Medium Industrial | Offices | Winter Evening | MW of Load | 1 | 2030 | 0.011513
ENS | Alternate Scenario | C&I Curtailment | C&I Curtailment-Turnkey-Other | Medium Industrial | Retail Trade | Winter Evening | MW of Load | 1 | 2030 | 0.53049
ENS | Alternate Scenario | C&I Curtailment | C&I Curtailment-Turnkey-Other | Medium Industrial | Services | Winter Evening | MW of Load | 1 | 2030 | 0.024427
ENS | Alternate Scenario | C&I Curtailment | C&I Curtailment-Turnkey-Manual HVAC Control | Large Industrial | Miscellaneous | Winter Morning | MW of Load | 1 | 2030 | 0.078339
ENS | Alternate Scenario | C&I Curtailment | C&I Curtailment-Turnkey-Auto-DR HVAC Control | Large Industrial | Miscellaneous | Winter Morning | MW of Load | 1 | 2030 | 0.0062145
ENS | Alternate Scenario | C&I Curtailment | C&I Curtailment-Turnkey-Standard Lighting Control | Large Industrial | Miscellaneous | Winter Morning | MW of Load | 1 | 2030 | 0.033865
ENS | Alternate Scenario | C&I Curtailment | C&I Curtailment-Turnkey-Water Heating Control | Large Industrial | Miscellaneous | Winter Morning | MW of Load | 1 | 2030 | 0.0017198
ENS | Alternate Scenario | C&I Curtailment | C&I Curtailment-Turnkey-Other | Large Industrial | Miscellaneous | Winter Morning | MW of Load | 1 | 2030 | 0.036758
ENS | Alternate Scenario | C&I Curtailment | C&I Curtailment-Turnkey-Industrial | Large Industrial | Manufacturing | Winter Morning | MW of Load | 1 | 2030 | 0.007174
ENS | Alternate Scenario | C&I Curtailment | C&I Curtailment-Turnkey-Manual HVAC Control | Large Industrial | Miscellaneous | Winter Evening | MW of Load | 1 | 2030 | 0.077823
ENS | Alternate Scenario | C&I Curtailment | C&I Curtailment-Turnkey-Auto-DR HVAC Control | Large Industrial | Miscellaneous | Winter Evening | MW of Load | 1 | 2030 | 0.0061735
ENS | Alternate Scenario | C&I Curtailment | C&I Curtailment-Turnkey-Standard Lighting Control | Large Industrial | Miscellaneous | Winter Evening | MW of Load | 1 | 2030 | 0.033642
ENS | Alternate Scenario | C&I Curtailment | C&I Curtailment-Turnkey-Water Heating Control | Large Industrial | Miscellaneous | Winter Evening | MW of Load | 1 | 2030 | 0.0017084
ENS | Alternate Scenario | C&I Curtailment | C&I Curtailment-Turnkey-Other | Large Industrial | Miscellaneous | Winter Evening | MW of Load | 1 | 2030 | 0.036515
ENS | Alternate Scenario | C&I Curtailment | C&I Curtailment-Turnkey-Industrial | Large Industrial | Manufacturing | Winter Evening | MW of Load | 1 | 2030 | 0.0071267
ENS | Alternate Scenario | C&I Loadshift to BUGs | C&I Loadshift to BUGs | Large General | Miscellaneous | Winter Morning | MW of Load | 1 | 2030 | 2.9625
ENS | Alternate Scenario | C&I Loadshift to BUGs | C&I Loadshift to BUGs | Large General | Miscellaneous | Winter Evening | MW of Load | 1 | 2030 | 2.5466
ENS | Alternate Scenario | C&I Loadshift to BUGs | C&I Loadshift to BUGs | Small Industrial | Miscellaneous | Winter Morning | MW of Load | 1 | 2030 | 0.81534
ENS | Alternate Scenario | C&I Loadshift to BUGs | C&I Loadshift to BUGs | Small Industrial | Miscellaneous | Winter Evening | MW of Load | 1 | 2030 | 1.1186
ENS | Alternate Scenario | C&I Loadshift to BUGs | C&I Loadshift to BUGs | Medium Industrial | Manufacturing | Winter Morning | MW of Load | 1 | 2030 | 0.56726
ENS | Alternate Scenario | C&I Loadshift to BUGs | C&I Loadshift to BUGs | Medium Industrial | Miscellaneous | Winter Morning | MW of Load | 1 | 2030 | 2.4619
ENS | Alternate Scenario | C&I Loadshift to BUGs | C&I Loadshift to BUGs | Medium Industrial | Manufacturing | Winter Evening | MW of Load | 1 | 2030 | 0.54839
ENS | Alternate Scenario | C&I Loadshift to BUGs | C&I Loadshift to BUGs | Medium Industrial | Miscellaneous | Winter Evening | MW of Load | 1 | 2030 | 2.38
ENS | Alternate Scenario | Dynamic Pricing | Dynamic Pricing with enabling tech. | Small General | Manufacturing | Winter Morning | MW of Load | 1 | 2030 | 0.0070849
ENS | Alternate Scenario | Dynamic Pricing | Dynamic Pricing with enabling tech. | Small General | Manufacturing | Winter Evening | MW of Load | 1 | 2030 | 0.0082185
ENS | Alternate Scenario | Dynamic Pricing | Dynamic Pricing with enabling tech. | Residential Charitable | Residential LI | Winter Morning | MW of Load | 1 | 2030 | 1.9731
ENS | Alternate Scenario | Dynamic Pricing | Dynamic Pricing with enabling tech. | Residential Charitable | Residential Market Rate | Winter Morning | MW of Load | 1 | 2030 | 11.2689
ENS | Alternate Scenario | Dynamic Pricing | Dynamic Pricing w/o enabling tech. | Residential Charitable | Residential LI | Winter Morning | MW of Load | 1 | 2030 | 0.6964
ENS | Alternate Scenario | Dynamic Pricing | Dynamic Pricing w/o enabling tech. | Residential Charitable | Residential Market Rate | Winter Morning | MW of Load | 1 | 2030 | 3.9774
ENS | Alternate Scenario | Dynamic Pricing | Dynamic Pricing with enabling tech. | Residential Charitable | Residential LI | Winter Evening | MW of Load | 1 | 2030 | 2.2447
ENS | Alternate Scenario | Dynamic Pricing | Dynamic Pricing with enabling tech. | Residential Charitable | Residential Market Rate | Winter Evening | MW of Load | 1 | 2030 | 12.8203
ENS | Alternate Scenario | Dynamic Pricing | Dynamic Pricing w/o enabling tech. | Residential Charitable | Residential LI | Winter Evening | MW of Load | 1 | 2030 | 0.79227
ENS | Alternate Scenario | Dynamic Pricing | Dynamic Pricing w/o enabling tech. | Residential Charitable | Residential Market Rate | Winter Evening | MW of Load | 1 | 2030 | 4.525
ENS | Alternate Scenario | Behavioral DR | Behavioral DR | Residential Charitable | Residential LI | Winter Morning | MW of Load | 1 | 2030 | 0.37898
ENS | Alternate Scenario | Behavioral DR | Behavioral DR | Residential Charitable | Residential Market Rate | Winter Morning | MW of Load | 1 | 2030 | 2.1645
ENS | Alternate Scenario | Behavioral DR | Behavioral DR | Residential Charitable | Residential LI | Winter Evening | MW of Load | 1 | 2030 | 0.43115
ENS | Alternate Scenario | Behavioral DR | Behavioral DR | Residential Charitable | Residential Market Rate | Winter Evening | MW of Load | 1 | 2030 | 2.4625
ENS | Alternate Scenario | Time-of-Use Rates (TOU) | Time-of-Use Rates (TOU) | Residential Charitable | Residential LI | Winter Morning | MW of Load | 0 | 2030 | 0.37766
ENS | Alternate Scenario | Time-of-Use Rates (TOU) | Time-of-Use Rates (TOU) | Residential Charitable | Residential Market Rate | Winter Morning | MW of Load | 0 | 2030 | 2.157
ENS | Alternate Scenario | Time-of-Use Rates (TOU) | Time-of-Use Rates (TOU) | Residential Charitable | Residential LI | Winter Evening | MW of Load | 0 | 2030 | 0.42966
ENS | Alternate Scenario | Time-of-Use Rates (TOU) | Time-of-Use Rates (TOU) | Residential Charitable | Residential Market Rate | Winter Evening | MW of Load | 0 | 2030 | 2.4539
ENS | Alternate Scenario | C&I Curtailment | C&I Curtailment-Turnkey-Manual HVAC Control | General | Miscellaneous | Winter Morning | MW of Load | 1 | 2031 | 1.6556
ENS | Alternate Scenario | C&I Curtailment | C&I Curtailment-Turnkey-Manual HVAC Control | General | Offices | Winter Morning | MW of Load | 1 | 2031 | 0.11378
ENS | Alternate Scenario | C&I Curtailment | C&I Curtailment-Turnkey-Manual HVAC Control | General | Retail Trade | Winter Morning | MW of Load | 1 | 2031 | 0.38027
ENS | Alternate Scenario | C&I Curtailment | C&I Curtailment-Turnkey-Manual HVAC Control | General | Services | Winter Morning | MW of Load | 1 | 2031 | 0.24587
ENS | Alternate Scenario | C&I Curtailment | C&I Curtailment-Turnkey-Auto-DR HVAC Control | General | Miscellaneous | Winter Morning | MW of Load | 1 | 2031 | 0.16417
ENS | Alternate Scenario | C&I Curtailment | C&I Curtailment-Turnkey-Auto-DR HVAC Control | General | Offices | Winter Morning | MW of Load | 1 | 2031 | 0.011282
ENS | Alternate Scenario | C&I Curtailment | C&I Curtailment-Turnkey-Auto-DR HVAC Control | General | Retail Trade | Winter Morning | MW of Load | 1 | 2031 | 0.037708
ENS | Alternate Scenario | C&I Curtailment | C&I Curtailment-Turnkey-Auto-DR HVAC Control | General | Services | Winter Morning | MW of Load | 1 | 2031 | 0.02438
ENS | Alternate Scenario | C&I Curtailment | C&I Curtailment-Turnkey-Standard Lighting Control | General | Miscellaneous | Winter Morning | MW of Load | 1 | 2031 | 0.68918
ENS | Alternate Scenario | C&I Curtailment | C&I Curtailment-Turnkey-Standard Lighting Control | General | Offices | Winter Morning | MW of Load | 1 | 2031 | 0.013529
ENS | Alternate Scenario | C&I Curtailment | C&I Curtailment-Turnkey-Standard Lighting Control | General | Retail Trade | Winter Morning | MW of Load | 1 | 2031 | 0.1515
ENS | Alternate Scenario | C&I Curtailment | C&I Curtailment-Turnkey-Standard Lighting Control | General | Services | Winter Morning | MW of Load | 1 | 2031 | 0.098082
ENS | Alternate Scenario | C&I Curtailment | C&I Curtailment-Turnkey-Water Heating Control | General | Miscellaneous | Winter Morning | MW of Load | 1 | 2031 | 0.046209
ENS | Alternate Scenario | C&I Curtailment | C&I Curtailment-Turnkey-Water Heating Control | General | Offices | Winter Morning | MW of Load | 1 | 2031 | 0.001227
ENS | Alternate Scenario | C&I Curtailment | C&I Curtailment-Turnkey-Water Heating Control | General | Retail Trade | Winter Morning | MW of Load | 1 | 2031 | 0.024918
ENS | Alternate Scenario | C&I Curtailment | C&I Curtailment-Turnkey-Water Heating Control | General | Services | Winter Morning | MW of Load | 1 | 2031 | 0.016089
ENS | Alternate Scenario | C&I Curtailment | C&I Curtailment-Turnkey-Other | General | Miscellaneous | Winter Morning | MW of Load | 1 | 2031 | 0.80705
ENS | Alternate Scenario | C&I Curtailment | C&I Curtailment-Turnkey-Other | General | Offices | Winter Morning | MW of Load | 1 | 2031 | 0.02195
ENS | Alternate Scenario | C&I Curtailment | C&I Curtailment-Turnkey-Other | General | Retail Trade | Winter Morning | MW of Load | 1 | 2031 | 0.25599
ENS | Alternate Scenario | C&I Curtailment | C&I Curtailment-Turnkey-Other | General | Services | Winter Morning | MW of Load | 1 | 2031 | 0.16545
ENS | Alternate Scenario | C&I Curtailment | C&I Curtailment-Turnkey-Manual HVAC Control | General | Miscellaneous | Winter Evening | MW of Load | 1 | 2031 | 1.9364
ENS | Alternate Scenario | C&I Curtailment | C&I Curtailment-Turnkey-Manual HVAC Control | General | Offices | Winter Evening | MW of Load | 1 | 2031 | 0.13307
ENS | Alternate Scenario | C&I Curtailment | C&I Curtailment-Turnkey-Manual HVAC Control | General | Retail Trade | Winter Evening | MW of Load | 1 | 2031 | 0.44475
ENS | Alternate Scenario | C&I Curtailment | C&I Curtailment-Turnkey-Manual HVAC Control | General | Services | Winter Evening | MW of Load | 1 | 2031 | 0.28756
ENS | Alternate Scenario | C&I Curtailment | C&I Curtailment-Turnkey-Auto-DR HVAC Control | General | Miscellaneous | Winter Evening | MW of Load | 1 | 2031 | 0.19201
ENS | Alternate Scenario | C&I Curtailment | C&I Curtailment-Turnkey-Auto-DR HVAC Control | General | Offices | Winter Evening | MW of Load | 1 | 2031 | 0.013195
ENS | Alternate Scenario | C&I Curtailment | C&I Curtailment-Turnkey-Auto-DR HVAC Control | General | Retail Trade | Winter Evening | MW of Load | 1 | 2031 | 0.044102
ENS | Alternate Scenario | C&I Curtailment | C&I Curtailment-Turnkey-Auto-DR HVAC Control | General | Services | Winter Evening | MW of Load | 1 | 2031 | 0.028515
ENS | Alternate Scenario | C&I Curtailment | C&I Curtailment-Turnkey-Standard Lighting Control | General | Miscellaneous | Winter Evening | MW of Load | 1 | 2031 | 0.80606
ENS | Alternate Scenario | C&I Curtailment | C&I Curtailment-Turnkey-Standard Lighting Control | General | Offices | Winter Evening | MW of Load | 1 | 2031 | 0.015824
ENS | Alternate Scenario | C&I Curtailment | C&I Curtailment-Turnkey-Standard Lighting Control | General | Retail Trade | Winter Evening | MW of Load | 1 | 2031 | 0.17719
ENS | Alternate Scenario | C&I Curtailment | C&I Curtailment-Turnkey-Standard Lighting Control | General | Services | Winter Evening | MW of Load | 1 | 2031 | 0.11471
ENS | Alternate Scenario | C&I Curtailment | C&I Curtailment-Turnkey-Water Heating Control | General | Miscellaneous | Winter Evening | MW of Load | 1 | 2031 | 0.054045
ENS | Alternate Scenario | C&I Curtailment | C&I Curtailment-Turnkey-Water Heating Control | General | Offices | Winter Evening | MW of Load | 1 | 2031 | 0.001435
ENS | Alternate Scenario | C&I Curtailment | C&I Curtailment-Turnkey-Water Heating Control | General | Retail Trade | Winter Evening | MW of Load | 1 | 2031 | 0.029143
ENS | Alternate Scenario | C&I Curtailment | C&I Curtailment-Turnkey-Water Heating Control | General | Services | Winter Evening | MW of Load | 1 | 2031 | 0.018818
ENS | Alternate Scenario | C&I Curtailment | C&I Curtailment-Turnkey-Other | General | Miscellaneous | Winter Evening | MW of Load | 1 | 2031 | 0.94391
ENS | Alternate Scenario | C&I Curtailment | C&I Curtailment-Turnkey-Other | General | Offices | Winter Evening | MW of Load | 1 | 2031 | 0.025672
ENS | Alternate Scenario | C&I Curtailment | C&I Curtailment-Turnkey-Other | General | Retail Trade | Winter Evening | MW of Load | 1 | 2031 | 0.2994
ENS | Alternate Scenario | C&I Curtailment | C&I Curtailment-Turnkey-Other | General | Services | Winter Evening | MW of Load | 1 | 2031 | 0.19351
ENS | Alternate Scenario | C&I Curtailment | C&I Curtailment-Turnkey-Manual HVAC Control | Large General | Miscellaneous | Winter Morning | MW of Load | 1 | 2031 | 1.3273
ENS | Alternate Scenario | C&I Curtailment | C&I Curtailment-Turnkey-Manual HVAC Control | Large General | Retail Trade | Winter Morning | MW of Load | 1 | 2031 | 0.055341
ENS | Alternate Scenario | C&I Curtailment | C&I Curtailment-Turnkey-Manual HVAC Control | Large General | Services | Winter Morning | MW of Load | 1 | 2031 | 0.088622
ENS | Alternate Scenario | C&I Curtailment | C&I Curtailment-Turnkey-Auto-DR HVAC Control | Large General | Miscellaneous | Winter Morning | MW of Load | 1 | 2031 | 0.13162
ENS | Alternate Scenario | C&I Curtailment | C&I Curtailment-Turnkey-Auto-DR HVAC Control | Large General | Retail Trade | Winter Morning | MW of Load | 1 | 2031 | 0.0054876
ENS | Alternate Scenario | C&I Curtailment | C&I Curtailment-Turnkey-Auto-DR HVAC Control | Large General | Services | Winter Morning | MW of Load | 1 | 2031 | 0.0087877
ENS | Alternate Scenario | C&I Curtailment | C&I Curtailment-Turnkey-Standard Lighting Control | Large General | Miscellaneous | Winter Morning | MW of Load | 1 | 2031 | 0.57378
ENS | Alternate Scenario | C&I Curtailment | C&I Curtailment-Turnkey-Standard Lighting Control | Large General | Retail Trade | Winter Morning | MW of Load | 1 | 2031 | 0.021904
ENS | Alternate Scenario | C&I Curtailment | C&I Curtailment-Turnkey-Standard Lighting Control | Large General | Services | Winter Morning | MW of Load | 1 | 2031 | 0.035076
ENS | Alternate Scenario | C&I Curtailment | C&I Curtailment-Turnkey-Water Heating Control | Large General | Miscellaneous | Winter Morning | MW of Load | 1 | 2031 | 0.029138
ENS | Alternate Scenario | C&I Curtailment | C&I Curtailment-Turnkey-Water Heating Control | Large General | Retail Trade | Winter Morning | MW of Load | 1 | 2031 | 0.0036505
ENS | Alternate Scenario | C&I Curtailment | C&I Curtailment-Turnkey-Water Heating Control | Large General | Services | Winter Morning | MW of Load | 1 | 2031 | 0.0058459
ENS | Alternate Scenario | C&I Curtailment | C&I Curtailment-Turnkey-Other | Large General | Miscellaneous | Winter Morning | MW of Load | 1 | 2031 | 0.62279
ENS | Alternate Scenario | C&I Curtailment | C&I Curtailment-Turnkey-Other | Large General | Retail Trade | Winter Morning | MW of Load | 1 | 2031 | 0.037325
ENS | Alternate Scenario | C&I Curtailment | C&I Curtailment-Turnkey-Other | Large General | Services | Winter Morning | MW of Load | 1 | 2031 | 0.059772
ENS | Alternate Scenario | C&I Curtailment | C&I Curtailment-Turnkey-Manual HVAC Control | Large General | Miscellaneous | Winter Evening | MW of Load | 1 | 2031 | 1.1405
ENS | Alternate Scenario | C&I Curtailment | C&I Curtailment-Turnkey-Manual HVAC Control | Large General | Retail Trade | Winter Evening | MW of Load | 1 | 2031 | 0.047551
ENS | Alternate Scenario | C&I Curtailment | C&I Curtailment-Turnkey-Manual HVAC Control | Large General | Services | Winter Evening | MW of Load | 1 | 2031 | 0.076147
ENS | Alternate Scenario | C&I Curtailment | C&I Curtailment-Turnkey-Auto-DR HVAC Control | Large General | Miscellaneous | Winter Evening | MW of Load | 1 | 2031 | 0.11309
ENS | Alternate Scenario | C&I Curtailment | C&I Curtailment-Turnkey-Auto-DR HVAC Control | Large General | Retail Trade | Winter Evening | MW of Load | 1 | 2031 | 0.0047151
ENS | Alternate Scenario | C&I Curtailment | C&I Curtailment-Turnkey-Auto-DR HVAC Control | Large General | Services | Winter Evening | MW of Load | 1 | 2031 | 0.0075507
ENS | Alternate Scenario | C&I Curtailment | C&I Curtailment-Turnkey-Standard Lighting Control | Large General | Miscellaneous | Winter Evening | MW of Load | 1 | 2031 | 0.49302
ENS | Alternate Scenario | C&I Curtailment | C&I Curtailment-Turnkey-Standard Lighting Control | Large General | Retail Trade | Winter Evening | MW of Load | 1 | 2031 | 0.01882
ENS | Alternate Scenario | C&I Curtailment | C&I Curtailment-Turnkey-Standard Lighting Control | Large General | Services | Winter Evening | MW of Load | 1 | 2031 | 0.030139
ENS | Alternate Scenario | C&I Curtailment | C&I Curtailment-Turnkey-Water Heating Control | Large General | Miscellaneous | Winter Evening | MW of Load | 1 | 2031 | 0.025037
ENS | Alternate Scenario | C&I Curtailment | C&I Curtailment-Turnkey-Water Heating Control | Large General | Retail Trade | Winter Evening | MW of Load | 1 | 2031 | 0.0031367
ENS | Alternate Scenario | C&I Curtailment | C&I Curtailment-Turnkey-Water Heating Control | Large General | Services | Winter Evening | MW of Load | 1 | 2031 | 0.005023
ENS | Alternate Scenario | C&I Curtailment | C&I Curtailment-Turnkey-Other | Large General | Miscellaneous | Winter Evening | MW of Load | 1 | 2031 | 0.53513
ENS | Alternate Scenario | C&I Curtailment | C&I Curtailment-Turnkey-Other | Large General | Retail Trade | Winter Evening | MW of Load | 1 | 2031 | 0.032071
ENS | Alternate Scenario | C&I Curtailment | C&I Curtailment-Turnkey-Other | Large General | Services | Winter Evening | MW of Load | 1 | 2031 | 0.051359
ENS | Alternate Scenario | C&I Curtailment | C&I Curtailment-Turnkey-Manual HVAC Control | Small Industrial | Miscellaneous | Winter Morning | MW of Load | 1 | 2031 | 0.22043
ENS | Alternate Scenario | C&I Curtailment | C&I Curtailment-Turnkey-Manual HVAC Control | Small Industrial | Offices | Winter Morning | MW of Load | 1 | 2031 | 0.0028247
ENS | Alternate Scenario | C&I Curtailment | C&I Curtailment-Turnkey-Manual HVAC Control | Small Industrial | Retail Trade | Winter Morning | MW of Load | 1 | 2031 | 0.0093103
ENS | Alternate Scenario | C&I Curtailment | C&I Curtailment-Turnkey-Manual HVAC Control | Small Industrial | Services | Winter Morning | MW of Load | 1 | 2031 | 0.0029414
ENS | Alternate Scenario | C&I Curtailment | C&I Curtailment-Turnkey-Auto-DR HVAC Control | Small Industrial | Miscellaneous | Winter Morning | MW of Load | 1 | 2031 | 0.021858
ENS | Alternate Scenario | C&I Curtailment | C&I Curtailment-Turnkey-Auto-DR HVAC Control | Small Industrial | Offices | Winter Morning | MW of Load | 1 | 2031 | 0.0002801
ENS | Alternate Scenario | C&I Curtailment | C&I Curtailment-Turnkey-Auto-DR HVAC Control | Small Industrial | Retail Trade | Winter Morning | MW of Load | 1 | 2031 | 0.00092321
ENS | Alternate Scenario | C&I Curtailment | C&I Curtailment-Turnkey-Auto-DR HVAC Control | Small Industrial | Services | Winter Morning | MW of Load | 1 | 2031 | 0.00029167
ENS | Alternate Scenario | C&I Curtailment | C&I Curtailment-Turnkey-Standard Lighting Control | Small Industrial | Miscellaneous | Winter Morning | MW of Load | 1 | 2031 | 0.068204
ENS | Alternate Scenario | C&I Curtailment | C&I Curtailment-Turnkey-Standard Lighting Control | Small Industrial | Offices | Winter Morning | MW of Load | 1 | 2031 | 0.00036825
ENS | Alternate Scenario | C&I Curtailment | C&I Curtailment-Turnkey-Standard Lighting Control | Small Industrial | Retail Trade | Winter Morning | MW of Load | 1 | 2031 | 0.0040293
ENS | Alternate Scenario | C&I Curtailment | C&I Curtailment-Turnkey-Standard Lighting Control | Small Industrial | Services | Winter Morning | MW of Load | 1 | 2031 | 0.001273
ENS | Alternate Scenario | C&I Curtailment | C&I Curtailment-Turnkey-Water Heating Control | Small Industrial | Miscellaneous | Winter Morning | MW of Load | 1 | 2031 | 0.0057583
ENS | Alternate Scenario | C&I Curtailment | C&I Curtailment-Turnkey-Water Heating Control | Small Industrial | Offices | Winter Morning | MW of Load | 1 | 2031 | 2.9187e-05
ENS | Alternate Scenario | C&I Curtailment | C&I Curtailment-Turnkey-Water Heating Control | Small Industrial | Retail Trade | Winter Morning | MW of Load | 1 | 2031 | 0.00055619
ENS | Alternate Scenario | C&I Curtailment | C&I Curtailment-Turnkey-Water Heating Control | Small Industrial | Services | Winter Morning | MW of Load | 1 | 2031 | 0.00017571
ENS | Alternate Scenario | C&I Curtailment | C&I Curtailment-Turnkey-Other | Small Industrial | Miscellaneous | Winter Morning | MW of Load | 1 | 2031 | 0.088307
ENS | Alternate Scenario | C&I Curtailment | C&I Curtailment-Turnkey-Other | Small Industrial | Offices | Winter Morning | MW of Load | 1 | 2031 | 0.00055104
ENS | Alternate Scenario | C&I Curtailment | C&I Curtailment-Turnkey-Other | Small Industrial | Retail Trade | Winter Morning | MW of Load | 1 | 2031 | 0.0061095
ENS | Alternate Scenario | C&I Curtailment | C&I Curtailment-Turnkey-Other | Small Industrial | Services | Winter Morning | MW of Load | 1 | 2031 | 0.0019301
ENS | Alternate Scenario | C&I Curtailment | C&I Curtailment-Turnkey-Industrial | Small Industrial | Manufacturing | Winter Morning | MW of Load | 1 | 2031 | 0.020991
ENS | Alternate Scenario | C&I Curtailment | C&I Curtailment-Turnkey-Manual HVAC Control | Small Industrial | Miscellaneous | Winter Evening | MW of Load | 1 | 2031 | 0.30227
ENS | Alternate Scenario | C&I Curtailment | C&I Curtailment-Turnkey-Manual HVAC Control | Small Industrial | Offices | Winter Evening | MW of Load | 1 | 2031 | 0.0038735
ENS | Alternate Scenario | C&I Curtailment | C&I Curtailment-Turnkey-Manual HVAC Control | Small Industrial | Retail Trade | Winter Evening | MW of Load | 1 | 2031 | 0.012767
ENS | Alternate Scenario | C&I Curtailment | C&I Curtailment-Turnkey-Manual HVAC Control | Small Industrial | Services | Winter Evening | MW of Load | 1 | 2031 | 0.0040335
ENS | Alternate Scenario | C&I Curtailment | C&I Curtailment-Turnkey-Auto-DR HVAC Control | Small Industrial | Miscellaneous | Winter Evening | MW of Load | 1 | 2031 | 0.029973
ENS | Alternate Scenario | C&I Curtailment | C&I Curtailment-Turnkey-Auto-DR HVAC Control | Small Industrial | Offices | Winter Evening | MW of Load | 1 | 2031 | 0.0003841
ENS | Alternate Scenario | C&I Curtailment | C&I Curtailment-Turnkey-Auto-DR HVAC Control | Small Industrial | Retail Trade | Winter Evening | MW of Load | 1 | 2031 | 0.001266
ENS | Alternate Scenario | C&I Curtailment | C&I Curtailment-Turnkey-Auto-DR HVAC Control | Small Industrial | Services | Winter Evening | MW of Load | 1 | 2031 | 0.00039996
ENS | Alternate Scenario | C&I Curtailment | C&I Curtailment-Turnkey-Standard Lighting Control | Small Industrial | Miscellaneous | Winter Evening | MW of Load | 1 | 2031 | 0.093527
ENS | Alternate Scenario | C&I Curtailment | C&I Curtailment-Turnkey-Standard Lighting Control | Small Industrial | Offices | Winter Evening | MW of Load | 1 | 2031 | 0.00050497
ENS | Alternate Scenario | C&I Curtailment | C&I Curtailment-Turnkey-Standard Lighting Control | Small Industrial | Retail Trade | Winter Evening | MW of Load | 1 | 2031 | 0.0055253
ENS | Alternate Scenario | C&I Curtailment | C&I Curtailment-Turnkey-Standard Lighting Control | Small Industrial | Services | Winter Evening | MW of Load | 1 | 2031 | 0.0017456
ENS | Alternate Scenario | C&I Curtailment | C&I Curtailment-Turnkey-Water Heating Control | Small Industrial | Miscellaneous | Winter Evening | MW of Load | 1 | 2031 | 0.0078963
ENS | Alternate Scenario | C&I Curtailment | C&I Curtailment-Turnkey-Water Heating Control | Small Industrial | Offices | Winter Evening | MW of Load | 1 | 2031 | 4.0024e-05
ENS | Alternate Scenario | C&I Curtailment | C&I Curtailment-Turnkey-Water Heating Control | Small Industrial | Retail Trade | Winter Evening | MW of Load | 1 | 2031 | 0.00076269
ENS | Alternate Scenario | C&I Curtailment | C&I Curtailment-Turnkey-Water Heating Control | Small Industrial | Services | Winter Evening | MW of Load | 1 | 2031 | 0.00024095
ENS | Alternate Scenario | C&I Curtailment | C&I Curtailment-Turnkey-Other | Small Industrial | Miscellaneous | Winter Evening | MW of Load | 1 | 2031 | 0.12109
ENS | Alternate Scenario | C&I Curtailment | C&I Curtailment-Turnkey-Other | Small Industrial | Offices | Winter Evening | MW of Load | 1 | 2031 | 0.00075563
ENS | Alternate Scenario | C&I Curtailment | C&I Curtailment-Turnkey-Other | Small Industrial | Retail Trade | Winter Evening | MW of Load | 1 | 2031 | 0.0083778
ENS | Alternate Scenario | C&I Curtailment | C&I Curtailment-Turnkey-Other | Small Industrial | Services | Winter Evening | MW of Load | 1 | 2031 | 0.0026468
ENS | Alternate Scenario | C&I Curtailment | C&I Curtailment-Turnkey-Industrial | Small Industrial | Manufacturing | Winter Evening | MW of Load | 1 | 2031 | 0.028784
ENS | Alternate Scenario | C&I Curtailment | C&I Curtailment-Turnkey-Manual HVAC Control | Medium Industrial | Miscellaneous | Winter Morning | MW of Load | 1 | 2031 | 4.2141
ENS | Alternate Scenario | C&I Curtailment | C&I Curtailment-Turnkey-Manual HVAC Control | Medium Industrial | Offices | Winter Morning | MW of Load | 1 | 2031 | 0.067979
ENS | Alternate Scenario | C&I Curtailment | C&I Curtailment-Turnkey-Manual HVAC Control | Medium Industrial | Retail Trade | Winter Morning | MW of Load | 1 | 2031 | 0.93119
ENS | Alternate Scenario | C&I Curtailment | C&I Curtailment-Turnkey-Manual HVAC Control | Medium Industrial | Services | Winter Morning | MW of Load | 1 | 2031 | 0.042879
ENS | Alternate Scenario | C&I Curtailment | C&I Curtailment-Turnkey-Auto-DR HVAC Control | Medium Industrial | Miscellaneous | Winter Morning | MW of Load | 1 | 2031 | 0.41787
ENS | Alternate Scenario | C&I Curtailment | C&I Curtailment-Turnkey-Auto-DR HVAC Control | Medium Industrial | Offices | Winter Morning | MW of Load | 1 | 2031 | 0.0067408
ENS | Alternate Scenario | C&I Curtailment | C&I Curtailment-Turnkey-Auto-DR HVAC Control | Medium Industrial | Retail Trade | Winter Morning | MW of Load | 1 | 2031 | 0.092337
ENS | Alternate Scenario | C&I Curtailment | C&I Curtailment-Turnkey-Auto-DR HVAC Control | Medium Industrial | Services | Winter Morning | MW of Load | 1 | 2031 | 0.0042518
ENS | Alternate Scenario | C&I Curtailment | C&I Curtailment-Turnkey-Standard Lighting Control | Medium Industrial | Miscellaneous | Winter Morning | MW of Load | 1 | 2031 | 1.3039
ENS | Alternate Scenario | C&I Curtailment | C&I Curtailment-Turnkey-Standard Lighting Control | Medium Industrial | Offices | Winter Morning | MW of Load | 1 | 2031 | 0.008862
ENS | Alternate Scenario | C&I Curtailment | C&I Curtailment-Turnkey-Standard Lighting Control | Medium Industrial | Retail Trade | Winter Morning | MW of Load | 1 | 2031 | 0.403
ENS | Alternate Scenario | C&I Curtailment | C&I Curtailment-Turnkey-Standard Lighting Control | Medium Industrial | Services | Winter Morning | MW of Load | 1 | 2031 | 0.018557
ENS | Alternate Scenario | C&I Curtailment | C&I Curtailment-Turnkey-Water Heating Control | Medium Industrial | Miscellaneous | Winter Morning | MW of Load | 1 | 2031 | 0.11009
ENS | Alternate Scenario | C&I Curtailment | C&I Curtailment-Turnkey-Water Heating Control | Medium Industrial | Offices | Winter Morning | MW of Load | 1 | 2031 | 0.00070241
ENS | Alternate Scenario | C&I Curtailment | C&I Curtailment-Turnkey-Water Heating Control | Medium Industrial | Retail Trade | Winter Morning | MW of Load | 1 | 2031 | 0.055628
ENS | Alternate Scenario | C&I Curtailment | C&I Curtailment-Turnkey-Water Heating Control | Medium Industrial | Services | Winter Morning | MW of Load | 1 | 2031 | 0.0025615
ENS | Alternate Scenario | C&I Curtailment | C&I Curtailment-Turnkey-Other | Medium Industrial | Miscellaneous | Winter Morning | MW of Load | 1 | 2031 | 1.6882
ENS | Alternate Scenario | C&I Curtailment | C&I Curtailment-Turnkey-Other | Medium Industrial | Offices | Winter Morning | MW of Load | 1 | 2031 | 0.013261
ENS | Alternate Scenario | C&I Curtailment | C&I Curtailment-Turnkey-Other | Medium Industrial | Retail Trade | Winter Morning | MW of Load | 1 | 2031 | 0.61105
ENS | Alternate Scenario | C&I Curtailment | C&I Curtailment-Turnkey-Other | Medium Industrial | Services | Winter Morning | MW of Load | 1 | 2031 | 0.028137
ENS | Alternate Scenario | C&I Curtailment | C&I Curtailment-Turnkey-Manual HVAC Control | Medium Industrial | Miscellaneous | Winter Evening | MW of Load | 1 | 2031 | 4.0721
ENS | Alternate Scenario | C&I Curtailment | C&I Curtailment-Turnkey-Manual HVAC Control | Medium Industrial | Offices | Winter Evening | MW of Load | 1 | 2031 | 0.065688
ENS | Alternate Scenario | C&I Curtailment | C&I Curtailment-Turnkey-Manual HVAC Control | Medium Industrial | Retail Trade | Winter Evening | MW of Load | 1 | 2031 | 0.89982
ENS | Alternate Scenario | C&I Curtailment | C&I Curtailment-Turnkey-Manual HVAC Control | Medium Industrial | Services | Winter Evening | MW of Load | 1 | 2031 | 0.041434
ENS | Alternate Scenario | C&I Curtailment | C&I Curtailment-Turnkey-Auto-DR HVAC Control | Medium Industrial | Miscellaneous | Winter Evening | MW of Load | 1 | 2031 | 0.40379
ENS | Alternate Scenario | C&I Curtailment | C&I Curtailment-Turnkey-Auto-DR HVAC Control | Medium Industrial | Offices | Winter Evening | MW of Load | 1 | 2031 | 0.0065136
ENS | Alternate Scenario | C&I Curtailment | C&I Curtailment-Turnkey-Auto-DR HVAC Control | Medium Industrial | Retail Trade | Winter Evening | MW of Load | 1 | 2031 | 0.089226
ENS | Alternate Scenario | C&I Curtailment | C&I Curtailment-Turnkey-Auto-DR HVAC Control | Medium Industrial | Services | Winter Evening | MW of Load | 1 | 2031 | 0.0041086
ENS | Alternate Scenario | C&I Curtailment | C&I Curtailment-Turnkey-Standard Lighting Control | Medium Industrial | Miscellaneous | Winter Evening | MW of Load | 1 | 2031 | 1.26
ENS | Alternate Scenario | C&I Curtailment | C&I Curtailment-Turnkey-Standard Lighting Control | Medium Industrial | Offices | Winter Evening | MW of Load | 1 | 2031 | 0.0085634
ENS | Alternate Scenario | C&I Curtailment | C&I Curtailment-Turnkey-Standard Lighting Control | Medium Industrial | Retail Trade | Winter Evening | MW of Load | 1 | 2031 | 0.38942
ENS | Alternate Scenario | C&I Curtailment | C&I Curtailment-Turnkey-Standard Lighting Control | Medium Industrial | Services | Winter Evening | MW of Load | 1 | 2031 | 0.017931
ENS | Alternate Scenario | C&I Curtailment | C&I Curtailment-Turnkey-Water Heating Control | Medium Industrial | Miscellaneous | Winter Evening | MW of Load | 1 | 2031 | 0.10638
ENS | Alternate Scenario | C&I Curtailment | C&I Curtailment-Turnkey-Water Heating Control | Medium Industrial | Offices | Winter Evening | MW of Load | 1 | 2031 | 0.00067874
ENS | Alternate Scenario | C&I Curtailment | C&I Curtailment-Turnkey-Water Heating Control | Medium Industrial | Retail Trade | Winter Evening | MW of Load | 1 | 2031 | 0.053754
ENS | Alternate Scenario | C&I Curtailment | C&I Curtailment-Turnkey-Water Heating Control | Medium Industrial | Services | Winter Evening | MW of Load | 1 | 2031 | 0.0024752
ENS | Alternate Scenario | C&I Curtailment | C&I Curtailment-Turnkey-Other | Medium Industrial | Miscellaneous | Winter Evening | MW of Load | 1 | 2031 | 1.6313
ENS | Alternate Scenario | C&I Curtailment | C&I Curtailment-Turnkey-Other | Medium Industrial | Offices | Winter Evening | MW of Load | 1 | 2031 | 0.012814
ENS | Alternate Scenario | C&I Curtailment | C&I Curtailment-Turnkey-Other | Medium Industrial | Retail Trade | Winter Evening | MW of Load | 1 | 2031 | 0.59046
ENS | Alternate Scenario | C&I Curtailment | C&I Curtailment-Turnkey-Other | Medium Industrial | Services | Winter Evening | MW of Load | 1 | 2031 | 0.027189
ENS | Alternate Scenario | C&I Curtailment | C&I Curtailment-Turnkey-Manual HVAC Control | Large Industrial | Miscellaneous | Winter Morning | MW of Load | 1 | 2031 | 0.087324
ENS | Alternate Scenario | C&I Curtailment | C&I Curtailment-Turnkey-Auto-DR HVAC Control | Large Industrial | Miscellaneous | Winter Morning | MW of Load | 1 | 2031 | 0.0086591
ENS | Alternate Scenario | C&I Curtailment | C&I Curtailment-Turnkey-Standard Lighting Control | Large Industrial | Miscellaneous | Winter Morning | MW of Load | 1 | 2031 | 0.037749
ENS | Alternate Scenario | C&I Curtailment | C&I Curtailment-Turnkey-Water Heating Control | Large Industrial | Miscellaneous | Winter Morning | MW of Load | 1 | 2031 | 0.001917
ENS | Alternate Scenario | C&I Curtailment | C&I Curtailment-Turnkey-Other | Large Industrial | Miscellaneous | Winter Morning | MW of Load | 1 | 2031 | 0.040974
ENS | Alternate Scenario | C&I Curtailment | C&I Curtailment-Turnkey-Industrial | Large Industrial | Manufacturing | Winter Morning | MW of Load | 1 | 2031 | 0.0079968
ENS | Alternate Scenario | C&I Curtailment | C&I Curtailment-Turnkey-Manual HVAC Control | Large Industrial | Miscellaneous | Winter Evening | MW of Load | 1 | 2031 | 0.08671
ENS | Alternate Scenario | C&I Curtailment | C&I Curtailment-Turnkey-Auto-DR HVAC Control | Large Industrial | Miscellaneous | Winter Evening | MW of Load | 1 | 2031 | 0.0085982
ENS | Alternate Scenario | C&I Curtailment | C&I Curtailment-Turnkey-Standard Lighting Control | Large Industrial | Miscellaneous | Winter Evening | MW of Load | 1 | 2031 | 0.037484
ENS | Alternate Scenario | C&I Curtailment | C&I Curtailment-Turnkey-Water Heating Control | Large Industrial | Miscellaneous | Winter Evening | MW of Load | 1 | 2031 | 0.0019035
ENS | Alternate Scenario | C&I Curtailment | C&I Curtailment-Turnkey-Other | Large Industrial | Miscellaneous | Winter Evening | MW of Load | 1 | 2031 | 0.040686
ENS | Alternate Scenario | C&I Curtailment | C&I Curtailment-Turnkey-Industrial | Large Industrial | Manufacturing | Winter Evening | MW of Load | 1 | 2031 | 0.0079405
ENS | Alternate Scenario | C&I Loadshift to BUGs | C&I Loadshift to BUGs | Large General | Miscellaneous | Winter Morning | MW of Load | 1 | 2031 | 2.9656
ENS | Alternate Scenario | C&I Loadshift to BUGs | C&I Loadshift to BUGs | Large General | Miscellaneous | Winter Evening | MW of Load | 1 | 2031 | 2.5481
ENS | Alternate Scenario | C&I Loadshift to BUGs | C&I Loadshift to BUGs | Small Industrial | Miscellaneous | Winter Morning | MW of Load | 1 | 2031 | 0.82458
ENS | Alternate Scenario | C&I Loadshift to BUGs | C&I Loadshift to BUGs | Small Industrial | Miscellaneous | Winter Evening | MW of Load | 1 | 2031 | 1.1307
ENS | Alternate Scenario | C&I Loadshift to BUGs | C&I Loadshift to BUGs | Medium Industrial | Manufacturing | Winter Morning | MW of Load | 1 | 2031 | 0.57172
ENS | Alternate Scenario | C&I Loadshift to BUGs | C&I Loadshift to BUGs | Medium Industrial | Miscellaneous | Winter Morning | MW of Load | 1 | 2031 | 2.4813
ENS | Alternate Scenario | C&I Loadshift to BUGs | C&I Loadshift to BUGs | Medium Industrial | Manufacturing | Winter Evening | MW of Load | 1 | 2031 | 0.55246
ENS | Alternate Scenario | C&I Loadshift to BUGs | C&I Loadshift to BUGs | Medium Industrial | Miscellaneous | Winter Evening | MW of Load | 1 | 2031 | 2.3977
ENS | Alternate Scenario | Dynamic Pricing | Dynamic Pricing with enabling tech. | Small General | Manufacturing | Winter Morning | MW of Load | 1 | 2031 | 0.0072661
ENS | Alternate Scenario | Dynamic Pricing | Dynamic Pricing with enabling tech. | Small General | Manufacturing | Winter Evening | MW of Load | 1 | 2031 | 0.0084249
ENS | Alternate Scenario | Dynamic Pricing | Dynamic Pricing with enabling tech. | Residential Charitable | Residential LI | Winter Morning | MW of Load | 1 | 2031 | 3.2996
ENS | Alternate Scenario | Dynamic Pricing | Dynamic Pricing with enabling tech. | Residential Charitable | Residential Market Rate | Winter Morning | MW of Load | 1 | 2031 | 18.8455
ENS | Alternate Scenario | Dynamic Pricing | Dynamic Pricing with enabling tech. | Residential Charitable | Residential LI | Winter Evening | MW of Load | 1 | 2031 | 3.7522
ENS | Alternate Scenario | Dynamic Pricing | Dynamic Pricing with enabling tech. | Residential Charitable | Residential Market Rate | Winter Evening | MW of Load | 1 | 2031 | 21.4305
ENS | Alternate Scenario | Behavioral DR | Behavioral DR | Residential Charitable | Residential LI | Winter Morning | MW of Load | 1 | 2031 | 0.39364
ENS | Alternate Scenario | Behavioral DR | Behavioral DR | Residential Charitable | Residential Market Rate | Winter Morning | MW of Load | 1 | 2031 | 2.2482
ENS | Alternate Scenario | Behavioral DR | Behavioral DR | Residential Charitable | Residential LI | Winter Evening | MW of Load | 1 | 2031 | 0.44763
ENS | Alternate Scenario | Behavioral DR | Behavioral DR | Residential Charitable | Residential Market Rate | Winter Evening | MW of Load | 1 | 2031 | 2.5566
ENS | Alternate Scenario | Time-of-Use Rates (TOU) | Time-of-Use Rates (TOU) | Residential Charitable | Residential LI | Winter Morning | MW of Load | 0 | 2031 | 0.34443
ENS | Alternate Scenario | Time-of-Use Rates (TOU) | Time-of-Use Rates (TOU) | Residential Charitable | Residential Market Rate | Winter Morning | MW of Load | 0 | 2031 | 1.9672
ENS | Alternate Scenario | Time-of-Use Rates (TOU) | Time-of-Use Rates (TOU) | Residential Charitable | Residential LI | Winter Evening | MW of Load | 0 | 2031 | 0.39168
ENS | Alternate Scenario | Time-of-Use Rates (TOU) | Time-of-Use Rates (TOU) | Residential Charitable | Residential Market Rate | Winter Evening | MW of Load | 0 | 2031 | 2.237
ENS | Alternate Scenario | C&I Curtailment | C&I Curtailment-Turnkey-Manual HVAC Control | General | Miscellaneous | Winter Morning | MW of Load | 1 | 2032 | 1.6664
ENS | Alternate Scenario | C&I Curtailment | C&I Curtailment-Turnkey-Manual HVAC Control | General | Offices | Winter Morning | MW of Load | 1 | 2032 | 0.11452
ENS | Alternate Scenario | C&I Curtailment | C&I Curtailment-Turnkey-Manual HVAC Control | General | Retail Trade | Winter Morning | MW of Load | 1 | 2032 | 0.38273
ENS | Alternate Scenario | C&I Curtailment | C&I Curtailment-Turnkey-Manual HVAC Control | General | Services | Winter Morning | MW of Load | 1 | 2032 | 0.24746
ENS | Alternate Scenario | C&I Curtailment | C&I Curtailment-Turnkey-Auto-DR HVAC Control | General | Miscellaneous | Winter Morning | MW of Load | 1 | 2032 | 0.20655
ENS | Alternate Scenario | C&I Curtailment | C&I Curtailment-Turnkey-Auto-DR HVAC Control | General | Offices | Winter Morning | MW of Load | 1 | 2032 | 0.014194
ENS | Alternate Scenario | C&I Curtailment | C&I Curtailment-Turnkey-Auto-DR HVAC Control | General | Retail Trade | Winter Morning | MW of Load | 1 | 2032 | 0.04744
ENS | Alternate Scenario | C&I Curtailment | C&I Curtailment-Turnkey-Auto-DR HVAC Control | General | Services | Winter Morning | MW of Load | 1 | 2032 | 0.030673
ENS | Alternate Scenario | C&I Curtailment | C&I Curtailment-Turnkey-Standard Lighting Control | General | Miscellaneous | Winter Morning | MW of Load | 1 | 2032 | 0.69365
ENS | Alternate Scenario | C&I Curtailment | C&I Curtailment-Turnkey-Standard Lighting Control | General | Offices | Winter Morning | MW of Load | 1 | 2032 | 0.013617
ENS | Alternate Scenario | C&I Curtailment | C&I Curtailment-Turnkey-Standard Lighting Control | General | Retail Trade | Winter Morning | MW of Load | 1 | 2032 | 0.15248
ENS | Alternate Scenario | C&I Curtailment | C&I Curtailment-Turnkey-Standard Lighting Control | General | Services | Winter Morning | MW of Load | 1 | 2032 | 0.098718
ENS | Alternate Scenario | C&I Curtailment | C&I Curtailment-Turnkey-Water Heating Control | General | Miscellaneous | Winter Morning | MW of Load | 1 | 2032 | 0.046509
ENS | Alternate Scenario | C&I Curtailment | C&I Curtailment-Turnkey-Water Heating Control | General | Offices | Winter Morning | MW of Load | 1 | 2032 | 0.0012349
ENS | Alternate Scenario | C&I Curtailment | C&I Curtailment-Turnkey-Water Heating Control | General | Retail Trade | Winter Morning | MW of Load | 1 | 2032 | 0.025079
ENS | Alternate Scenario | C&I Curtailment | C&I Curtailment-Turnkey-Water Heating Control | General | Services | Winter Morning | MW of Load | 1 | 2032 | 0.016194
ENS | Alternate Scenario | C&I Curtailment | C&I Curtailment-Turnkey-Other | General | Miscellaneous | Winter Morning | MW of Load | 1 | 2032 | 0.81228
ENS | Alternate Scenario | C&I Curtailment | C&I Curtailment-Turnkey-Other | General | Offices | Winter Morning | MW of Load | 1 | 2032 | 0.022092
ENS | Alternate Scenario | C&I Curtailment | C&I Curtailment-Turnkey-Other | General | Retail Trade | Winter Morning | MW of Load | 1 | 2032 | 0.25765
ENS | Alternate Scenario | C&I Curtailment | C&I Curtailment-Turnkey-Other | General | Services | Winter Morning | MW of Load | 1 | 2032 | 0.16652
ENS | Alternate Scenario | C&I Curtailment | C&I Curtailment-Turnkey-Manual HVAC Control | General | Miscellaneous | Winter Evening | MW of Load | 1 | 2032 | 1.9511
ENS | Alternate Scenario | C&I Curtailment | C&I Curtailment-Turnkey-Manual HVAC Control | General | Offices | Winter Evening | MW of Load | 1 | 2032 | 0.13408
ENS | Alternate Scenario | C&I Curtailment | C&I Curtailment-Turnkey-Manual HVAC Control | General | Retail Trade | Winter Evening | MW of Load | 1 | 2032 | 0.44812
ENS | Alternate Scenario | C&I Curtailment | C&I Curtailment-Turnkey-Manual HVAC Control | General | Services | Winter Evening | MW of Load | 1 | 2032 | 0.28974
ENS | Alternate Scenario | C&I Curtailment | C&I Curtailment-Turnkey-Auto-DR HVAC Control | General | Miscellaneous | Winter Evening | MW of Load | 1 | 2032 | 0.24183
ENS | Alternate Scenario | C&I Curtailment | C&I Curtailment-Turnkey-Auto-DR HVAC Control | General | Offices | Winter Evening | MW of Load | 1 | 2032 | 0.016619
ENS | Alternate Scenario | C&I Curtailment | C&I Curtailment-Turnkey-Auto-DR HVAC Control | General | Retail Trade | Winter Evening | MW of Load | 1 | 2032 | 0.055545
ENS | Alternate Scenario | C&I Curtailment | C&I Curtailment-Turnkey-Auto-DR HVAC Control | General | Services | Winter Evening | MW of Load | 1 | 2032 | 0.035913
ENS | Alternate Scenario | C&I Curtailment | C&I Curtailment-Turnkey-Standard Lighting Control | General | Miscellaneous | Winter Evening | MW of Load | 1 | 2032 | 0.81215
ENS | Alternate Scenario | C&I Curtailment | C&I Curtailment-Turnkey-Standard Lighting Control | General | Offices | Winter Evening | MW of Load | 1 | 2032 | 0.015943
ENS | Alternate Scenario | C&I Curtailment | C&I Curtailment-Turnkey-Standard Lighting Control | General | Retail Trade | Winter Evening | MW of Load | 1 | 2032 | 0.17853
ENS | Alternate Scenario | C&I Curtailment | C&I Curtailment-Turnkey-Standard Lighting Control | General | Services | Winter Evening | MW of Load | 1 | 2032 | 0.11558
ENS | Alternate Scenario | C&I Curtailment | C&I Curtailment-Turnkey-Water Heating Control | General | Miscellaneous | Winter Evening | MW of Load | 1 | 2032 | 0.054454
ENS | Alternate Scenario | C&I Curtailment | C&I Curtailment-Turnkey-Water Heating Control | General | Offices | Winter Evening | MW of Load | 1 | 2032 | 0.0014459
ENS | Alternate Scenario | C&I Curtailment | C&I Curtailment-Turnkey-Water Heating Control | General | Retail Trade | Winter Evening | MW of Load | 1 | 2032 | 0.029364
ENS | Alternate Scenario | C&I Curtailment | C&I Curtailment-Turnkey-Water Heating Control | General | Services | Winter Evening | MW of Load | 1 | 2032 | 0.01896
ENS | Alternate Scenario | C&I Curtailment | C&I Curtailment-Turnkey-Other | General | Miscellaneous | Winter Evening | MW of Load | 1 | 2032 | 0.95105
ENS | Alternate Scenario | C&I Curtailment | C&I Curtailment-Turnkey-Other | General | Offices | Winter Evening | MW of Load | 1 | 2032 | 0.025866
ENS | Alternate Scenario | C&I Curtailment | C&I Curtailment-Turnkey-Other | General | Retail Trade | Winter Evening | MW of Load | 1 | 2032 | 0.30167
ENS | Alternate Scenario | C&I Curtailment | C&I Curtailment-Turnkey-Other | General | Services | Winter Evening | MW of Load | 1 | 2032 | 0.19497
ENS | Alternate Scenario | C&I Curtailment | C&I Curtailment-Turnkey-Manual HVAC Control | Large General | Miscellaneous | Winter Morning | MW of Load | 1 | 2032 | 1.3216
ENS | Alternate Scenario | C&I Curtailment | C&I Curtailment-Turnkey-Manual HVAC Control | Large General | Retail Trade | Winter Morning | MW of Load | 1 | 2032 | 0.055104
ENS | Alternate Scenario | C&I Curtailment | C&I Curtailment-Turnkey-Manual HVAC Control | Large General | Services | Winter Morning | MW of Load | 1 | 2032 | 0.088242
ENS | Alternate Scenario | C&I Curtailment | C&I Curtailment-Turnkey-Auto-DR HVAC Control | Large General | Miscellaneous | Winter Morning | MW of Load | 1 | 2032 | 0.16382
ENS | Alternate Scenario | C&I Curtailment | C&I Curtailment-Turnkey-Auto-DR HVAC Control | Large General | Retail Trade | Winter Morning | MW of Load | 1 | 2032 | 0.0068301
ENS | Alternate Scenario | C&I Curtailment | C&I Curtailment-Turnkey-Auto-DR HVAC Control | Large General | Services | Winter Morning | MW of Load | 1 | 2032 | 0.010938
ENS | Alternate Scenario | C&I Curtailment | C&I Curtailment-Turnkey-Standard Lighting Control | Large General | Miscellaneous | Winter Morning | MW of Load | 1 | 2032 | 0.57133
ENS | Alternate Scenario | C&I Curtailment | C&I Curtailment-Turnkey-Standard Lighting Control | Large General | Retail Trade | Winter Morning | MW of Load | 1 | 2032 | 0.02181
ENS | Alternate Scenario | C&I Curtailment | C&I Curtailment-Turnkey-Standard Lighting Control | Large General | Services | Winter Morning | MW of Load | 1 | 2032 | 0.034926
ENS | Alternate Scenario | C&I Curtailment | C&I Curtailment-Turnkey-Water Heating Control | Large General | Miscellaneous | Winter Morning | MW of Load | 1 | 2032 | 0.029014
ENS | Alternate Scenario | C&I Curtailment | C&I Curtailment-Turnkey-Water Heating Control | Large General | Retail Trade | Winter Morning | MW of Load | 1 | 2032 | 0.0036349
ENS | Alternate Scenario | C&I Curtailment | C&I Curtailment-Turnkey-Water Heating Control | Large General | Services | Winter Morning | MW of Load | 1 | 2032 | 0.0058209
ENS | Alternate Scenario | C&I Curtailment | C&I Curtailment-Turnkey-Other | Large General | Miscellaneous | Winter Morning | MW of Load | 1 | 2032 | 0.62013
ENS | Alternate Scenario | C&I Curtailment | C&I Curtailment-Turnkey-Other | Large General | Retail Trade | Winter Morning | MW of Load | 1 | 2032 | 0.037165
ENS | Alternate Scenario | C&I Curtailment | C&I Curtailment-Turnkey-Other | Large General | Services | Winter Morning | MW of Load | 1 | 2032 | 0.059516
ENS | Alternate Scenario | C&I Curtailment | C&I Curtailment-Turnkey-Manual HVAC Control | Large General | Miscellaneous | Winter Evening | MW of Load | 1 | 2032 | 1.1368
ENS | Alternate Scenario | C&I Curtailment | C&I Curtailment-Turnkey-Manual HVAC Control | Large General | Retail Trade | Winter Evening | MW of Load | 1 | 2032 | 0.047398
ENS | Alternate Scenario | C&I Curtailment | C&I Curtailment-Turnkey-Manual HVAC Control | Large General | Services | Winter Evening | MW of Load | 1 | 2032 | 0.075902
ENS | Alternate Scenario | C&I Curtailment | C&I Curtailment-Turnkey-Auto-DR HVAC Control | Large General | Miscellaneous | Winter Evening | MW of Load | 1 | 2032 | 0.14091
ENS | Alternate Scenario | C&I Curtailment | C&I Curtailment-Turnkey-Auto-DR HVAC Control | Large General | Retail Trade | Winter Evening | MW of Load | 1 | 2032 | 0.005875
ENS | Alternate Scenario | C&I Curtailment | C&I Curtailment-Turnkey-Auto-DR HVAC Control | Large General | Services | Winter Evening | MW of Load | 1 | 2032 | 0.0094081
ENS | Alternate Scenario | C&I Curtailment | C&I Curtailment-Turnkey-Standard Lighting Control | Large General | Miscellaneous | Winter Evening | MW of Load | 1 | 2032 | 0.49143
ENS | Alternate Scenario | C&I Curtailment | C&I Curtailment-Turnkey-Standard Lighting Control | Large General | Retail Trade | Winter Evening | MW of Load | 1 | 2032 | 0.01876
ENS | Alternate Scenario | C&I Curtailment | C&I Curtailment-Turnkey-Standard Lighting Control | Large General | Services | Winter Evening | MW of Load | 1 | 2032 | 0.030042
ENS | Alternate Scenario | C&I Curtailment | C&I Curtailment-Turnkey-Water Heating Control | Large General | Miscellaneous | Winter Evening | MW of Load | 1 | 2032 | 0.024956
ENS | Alternate Scenario | C&I Curtailment | C&I Curtailment-Turnkey-Water Heating Control | Large General | Retail Trade | Winter Evening | MW of Load | 1 | 2032 | 0.0031266
ENS | Alternate Scenario | C&I Curtailment | C&I Curtailment-Turnkey-Water Heating Control | Large General | Services | Winter Evening | MW of Load | 1 | 2032 | 0.0050069
ENS | Alternate Scenario | C&I Curtailment | C&I Curtailment-Turnkey-Other | Large General | Miscellaneous | Winter Evening | MW of Load | 1 | 2032 | 0.53341
ENS | Alternate Scenario | C&I Curtailment | C&I Curtailment-Turnkey-Other | Large General | Retail Trade | Winter Evening | MW of Load | 1 | 2032 | 0.031968
ENS | Alternate Scenario | C&I Curtailment | C&I Curtailment-Turnkey-Other | Large General | Services | Winter Evening | MW of Load | 1 | 2032 | 0.051194
ENS | Alternate Scenario | C&I Curtailment | C&I Curtailment-Turnkey-Manual HVAC Control | Small Industrial | Miscellaneous | Winter Morning | MW of Load | 1 | 2032 | 0.22169
ENS | Alternate Scenario | C&I Curtailment | C&I Curtailment-Turnkey-Manual HVAC Control | Small Industrial | Offices | Winter Morning | MW of Load | 1 | 2032 | 0.0028408
ENS | Alternate Scenario | C&I Curtailment | C&I Curtailment-Turnkey-Manual HVAC Control | Small Industrial | Retail Trade | Winter Morning | MW of Load | 1 | 2032 | 0.0093634
ENS | Alternate Scenario | C&I Curtailment | C&I Curtailment-Turnkey-Manual HVAC Control | Small Industrial | Services | Winter Morning | MW of Load | 1 | 2032 | 0.0029582
ENS | Alternate Scenario | C&I Curtailment | C&I Curtailment-Turnkey-Auto-DR HVAC Control | Small Industrial | Miscellaneous | Winter Morning | MW of Load | 1 | 2032 | 0.027478
ENS | Alternate Scenario | C&I Curtailment | C&I Curtailment-Turnkey-Auto-DR HVAC Control | Small Industrial | Offices | Winter Morning | MW of Load | 1 | 2032 | 0.00035212
ENS | Alternate Scenario | C&I Curtailment | C&I Curtailment-Turnkey-Auto-DR HVAC Control | Small Industrial | Retail Trade | Winter Morning | MW of Load | 1 | 2032 | 0.0011606
ENS | Alternate Scenario | C&I Curtailment | C&I Curtailment-Turnkey-Auto-DR HVAC Control | Small Industrial | Services | Winter Morning | MW of Load | 1 | 2032 | 0.00036666
ENS | Alternate Scenario | C&I Curtailment | C&I Curtailment-Turnkey-Standard Lighting Control | Small Industrial | Miscellaneous | Winter Morning | MW of Load | 1 | 2032 | 0.068593
ENS | Alternate Scenario | C&I Curtailment | C&I Curtailment-Turnkey-Standard Lighting Control | Small Industrial | Offices | Winter Morning | MW of Load | 1 | 2032 | 0.00037035
ENS | Alternate Scenario | C&I Curtailment | C&I Curtailment-Turnkey-Standard Lighting Control | Small Industrial | Retail Trade | Winter Morning | MW of Load | 1 | 2032 | 0.0040523
ENS | Alternate Scenario | C&I Curtailment | C&I Curtailment-Turnkey-Standard Lighting Control | Small Industrial | Services | Winter Morning | MW of Load | 1 | 2032 | 0.0012802
ENS | Alternate Scenario | C&I Curtailment | C&I Curtailment-Turnkey-Water Heating Control | Small Industrial | Miscellaneous | Winter Morning | MW of Load | 1 | 2032 | 0.0057912
ENS | Alternate Scenario | C&I Curtailment | C&I Curtailment-Turnkey-Water Heating Control | Small Industrial | Offices | Winter Morning | MW of Load | 1 | 2032 | 2.9354e-05
ENS | Alternate Scenario | C&I Curtailment | C&I Curtailment-Turnkey-Water Heating Control | Small Industrial | Retail Trade | Winter Morning | MW of Load | 1 | 2032 | 0.00055936
ENS | Alternate Scenario | C&I Curtailment | C&I Curtailment-Turnkey-Water Heating Control | Small Industrial | Services | Winter Morning | MW of Load | 1 | 2032 | 0.00017672
ENS | Alternate Scenario | C&I Curtailment | C&I Curtailment-Turnkey-Other | Small Industrial | Miscellaneous | Winter Morning | MW of Load | 1 | 2032 | 0.08881
ENS | Alternate Scenario | C&I Curtailment | C&I Curtailment-Turnkey-Other | Small Industrial | Offices | Winter Morning | MW of Load | 1 | 2032 | 0.00055418
ENS | Alternate Scenario | C&I Curtailment | C&I Curtailment-Turnkey-Other | Small Industrial | Retail Trade | Winter Morning | MW of Load | 1 | 2032 | 0.0061443
ENS | Alternate Scenario | C&I Curtailment | C&I Curtailment-Turnkey-Other | Small Industrial | Services | Winter Morning | MW of Load | 1 | 2032 | 0.0019411
ENS | Alternate Scenario | C&I Curtailment | C&I Curtailment-Turnkey-Industrial | Small Industrial | Manufacturing | Winter Morning | MW of Load | 1 | 2032 | 0.02111
ENS | Alternate Scenario | C&I Curtailment | C&I Curtailment-Turnkey-Manual HVAC Control | Small Industrial | Miscellaneous | Winter Evening | MW of Load | 1 | 2032 | 0.30432
ENS | Alternate Scenario | C&I Curtailment | C&I Curtailment-Turnkey-Manual HVAC Control | Small Industrial | Offices | Winter Evening | MW of Load | 1 | 2032 | 0.0038998
ENS | Alternate Scenario | C&I Curtailment | C&I Curtailment-Turnkey-Manual HVAC Control | Small Industrial | Retail Trade | Winter Evening | MW of Load | 1 | 2032 | 0.012854
ENS | Alternate Scenario | C&I Curtailment | C&I Curtailment-Turnkey-Manual HVAC Control | Small Industrial | Services | Winter Evening | MW of Load | 1 | 2032 | 0.0040608
ENS | Alternate Scenario | C&I Curtailment | C&I Curtailment-Turnkey-Auto-DR HVAC Control | Small Industrial | Miscellaneous | Winter Evening | MW of Load | 1 | 2032 | 0.037721
ENS | Alternate Scenario | C&I Curtailment | C&I Curtailment-Turnkey-Auto-DR HVAC Control | Small Industrial | Offices | Winter Evening | MW of Load | 1 | 2032 | 0.00048338
ENS | Alternate Scenario | C&I Curtailment | C&I Curtailment-Turnkey-Auto-DR HVAC Control | Small Industrial | Retail Trade | Winter Evening | MW of Load | 1 | 2032 | 0.0015932
ENS | Alternate Scenario | C&I Curtailment | C&I Curtailment-Turnkey-Auto-DR HVAC Control | Small Industrial | Services | Winter Evening | MW of Load | 1 | 2032 | 0.00050334
ENS | Alternate Scenario | C&I Curtailment | C&I Curtailment-Turnkey-Standard Lighting Control | Small Industrial | Miscellaneous | Winter Evening | MW of Load | 1 | 2032 | 0.094161
ENS | Alternate Scenario | C&I Curtailment | C&I Curtailment-Turnkey-Standard Lighting Control | Small Industrial | Offices | Winter Evening | MW of Load | 1 | 2032 | 0.0005084
ENS | Alternate Scenario | C&I Curtailment | C&I Curtailment-Turnkey-Standard Lighting Control | Small Industrial | Retail Trade | Winter Evening | MW of Load | 1 | 2032 | 0.0055628
ENS | Alternate Scenario | C&I Curtailment | C&I Curtailment-Turnkey-Standard Lighting Control | Small Industrial | Services | Winter Evening | MW of Load | 1 | 2032 | 0.0017574
ENS | Alternate Scenario | C&I Curtailment | C&I Curtailment-Turnkey-Water Heating Control | Small Industrial | Miscellaneous | Winter Evening | MW of Load | 1 | 2032 | 0.0079499
ENS | Alternate Scenario | C&I Curtailment | C&I Curtailment-Turnkey-Water Heating Control | Small Industrial | Offices | Winter Evening | MW of Load | 1 | 2032 | 4.0296e-05
ENS | Alternate Scenario | C&I Curtailment | C&I Curtailment-Turnkey-Water Heating Control | Small Industrial | Retail Trade | Winter Evening | MW of Load | 1 | 2032 | 0.00076787
ENS | Alternate Scenario | C&I Curtailment | C&I Curtailment-Turnkey-Water Heating Control | Small Industrial | Services | Winter Evening | MW of Load | 1 | 2032 | 0.00024259
ENS | Alternate Scenario | C&I Curtailment | C&I Curtailment-Turnkey-Other | Small Industrial | Miscellaneous | Winter Evening | MW of Load | 1 | 2032 | 0.12192
ENS | Alternate Scenario | C&I Curtailment | C&I Curtailment-Turnkey-Other | Small Industrial | Offices | Winter Evening | MW of Load | 1 | 2032 | 0.00076075
ENS | Alternate Scenario | C&I Curtailment | C&I Curtailment-Turnkey-Other | Small Industrial | Retail Trade | Winter Evening | MW of Load | 1 | 2032 | 0.0084346
ENS | Alternate Scenario | C&I Curtailment | C&I Curtailment-Turnkey-Other | Small Industrial | Services | Winter Evening | MW of Load | 1 | 2032 | 0.0026647
ENS | Alternate Scenario | C&I Curtailment | C&I Curtailment-Turnkey-Industrial | Small Industrial | Manufacturing | Winter Evening | MW of Load | 1 | 2032 | 0.02898
ENS | Alternate Scenario | C&I Curtailment | C&I Curtailment-Turnkey-Manual HVAC Control | Medium Industrial | Miscellaneous | Winter Morning | MW of Load | 1 | 2032 | 4.2251
ENS | Alternate Scenario | C&I Curtailment | C&I Curtailment-Turnkey-Manual HVAC Control | Medium Industrial | Offices | Winter Morning | MW of Load | 1 | 2032 | 0.068155
ENS | Alternate Scenario | C&I Curtailment | C&I Curtailment-Turnkey-Manual HVAC Control | Medium Industrial | Retail Trade | Winter Morning | MW of Load | 1 | 2032 | 0.93361
ENS | Alternate Scenario | C&I Curtailment | C&I Curtailment-Turnkey-Manual HVAC Control | Medium Industrial | Services | Winter Morning | MW of Load | 1 | 2032 | 0.04299
ENS | Alternate Scenario | C&I Curtailment | C&I Curtailment-Turnkey-Auto-DR HVAC Control | Medium Industrial | Miscellaneous | Winter Morning | MW of Load | 1 | 2032 | 0.5237
ENS | Alternate Scenario | C&I Curtailment | C&I Curtailment-Turnkey-Auto-DR HVAC Control | Medium Industrial | Offices | Winter Morning | MW of Load | 1 | 2032 | 0.0084478
ENS | Alternate Scenario | C&I Curtailment | C&I Curtailment-Turnkey-Auto-DR HVAC Control | Medium Industrial | Retail Trade | Winter Morning | MW of Load | 1 | 2032 | 0.11572
ENS | Alternate Scenario | C&I Curtailment | C&I Curtailment-Turnkey-Auto-DR HVAC Control | Medium Industrial | Services | Winter Morning | MW of Load | 1 | 2032 | 0.0053286
ENS | Alternate Scenario | C&I Curtailment | C&I Curtailment-Turnkey-Standard Lighting Control | Medium Industrial | Miscellaneous | Winter Morning | MW of Load | 1 | 2032 | 1.3073
ENS | Alternate Scenario | C&I Curtailment | C&I Curtailment-Turnkey-Standard Lighting Control | Medium Industrial | Offices | Winter Morning | MW of Load | 1 | 2032 | 0.008885
ENS | Alternate Scenario | C&I Curtailment | C&I Curtailment-Turnkey-Standard Lighting Control | Medium Industrial | Retail Trade | Winter Morning | MW of Load | 1 | 2032 | 0.40404
ENS | Alternate Scenario | C&I Curtailment | C&I Curtailment-Turnkey-Standard Lighting Control | Medium Industrial | Services | Winter Morning | MW of Load | 1 | 2032 | 0.018605
ENS | Alternate Scenario | C&I Curtailment | C&I Curtailment-Turnkey-Water Heating Control | Medium Industrial | Miscellaneous | Winter Morning | MW of Load | 1 | 2032 | 0.11037
ENS | Alternate Scenario | C&I Curtailment | C&I Curtailment-Turnkey-Water Heating Control | Medium Industrial | Offices | Winter Morning | MW of Load | 1 | 2032 | 0.00070423
ENS | Alternate Scenario | C&I Curtailment | C&I Curtailment-Turnkey-Water Heating Control | Medium Industrial | Retail Trade | Winter Morning | MW of Load | 1 | 2032 | 0.055773
ENS | Alternate Scenario | C&I Curtailment | C&I Curtailment-Turnkey-Water Heating Control | Medium Industrial | Services | Winter Morning | MW of Load | 1 | 2032 | 0.0025682
ENS | Alternate Scenario | C&I Curtailment | C&I Curtailment-Turnkey-Other | Medium Industrial | Miscellaneous | Winter Morning | MW of Load | 1 | 2032 | 1.6926
ENS | Alternate Scenario | C&I Curtailment | C&I Curtailment-Turnkey-Other | Medium Industrial | Offices | Winter Morning | MW of Load | 1 | 2032 | 0.013295
ENS | Alternate Scenario | C&I Curtailment | C&I Curtailment-Turnkey-Other | Medium Industrial | Retail Trade | Winter Morning | MW of Load | 1 | 2032 | 0.61264
ENS | Alternate Scenario | C&I Curtailment | C&I Curtailment-Turnkey-Other | Medium Industrial | Services | Winter Morning | MW of Load | 1 | 2032 | 0.02821
ENS | Alternate Scenario | C&I Curtailment | C&I Curtailment-Turnkey-Manual HVAC Control | Medium Industrial | Miscellaneous | Winter Evening | MW of Load | 1 | 2032 | 4.0871
ENS | Alternate Scenario | C&I Curtailment | C&I Curtailment-Turnkey-Manual HVAC Control | Medium Industrial | Offices | Winter Evening | MW of Load | 1 | 2032 | 0.065929
ENS | Alternate Scenario | C&I Curtailment | C&I Curtailment-Turnkey-Manual HVAC Control | Medium Industrial | Retail Trade | Winter Evening | MW of Load | 1 | 2032 | 0.90312
ENS | Alternate Scenario | C&I Curtailment | C&I Curtailment-Turnkey-Manual HVAC Control | Medium Industrial | Services | Winter Evening | MW of Load | 1 | 2032 | 0.041586
ENS | Alternate Scenario | C&I Curtailment | C&I Curtailment-Turnkey-Auto-DR HVAC Control | Medium Industrial | Miscellaneous | Winter Evening | MW of Load | 1 | 2032 | 0.50659
ENS | Alternate Scenario | C&I Curtailment | C&I Curtailment-Turnkey-Auto-DR HVAC Control | Medium Industrial | Offices | Winter Evening | MW of Load | 1 | 2032 | 0.008172
ENS | Alternate Scenario | C&I Curtailment | C&I Curtailment-Turnkey-Auto-DR HVAC Control | Medium Industrial | Retail Trade | Winter Evening | MW of Load | 1 | 2032 | 0.11194
ENS | Alternate Scenario | C&I Curtailment | C&I Curtailment-Turnkey-Auto-DR HVAC Control | Medium Industrial | Services | Winter Evening | MW of Load | 1 | 2032 | 0.0051546
ENS | Alternate Scenario | C&I Curtailment | C&I Curtailment-Turnkey-Standard Lighting Control | Medium Industrial | Miscellaneous | Winter Evening | MW of Load | 1 | 2032 | 1.2646
ENS | Alternate Scenario | C&I Curtailment | C&I Curtailment-Turnkey-Standard Lighting Control | Medium Industrial | Offices | Winter Evening | MW of Load | 1 | 2032 | 0.0085949
ENS | Alternate Scenario | C&I Curtailment | C&I Curtailment-Turnkey-Standard Lighting Control | Medium Industrial | Retail Trade | Winter Evening | MW of Load | 1 | 2032 | 0.39085
ENS | Alternate Scenario | C&I Curtailment | C&I Curtailment-Turnkey-Standard Lighting Control | Medium Industrial | Services | Winter Evening | MW of Load | 1 | 2032 | 0.017997
ENS | Alternate Scenario | C&I Curtailment | C&I Curtailment-Turnkey-Water Heating Control | Medium Industrial | Miscellaneous | Winter Evening | MW of Load | 1 | 2032 | 0.10677
ENS | Alternate Scenario | C&I Curtailment | C&I Curtailment-Turnkey-Water Heating Control | Medium Industrial | Offices | Winter Evening | MW of Load | 1 | 2032 | 0.00068124
ENS | Alternate Scenario | C&I Curtailment | C&I Curtailment-Turnkey-Water Heating Control | Medium Industrial | Retail Trade | Winter Evening | MW of Load | 1 | 2032 | 0.053952
ENS | Alternate Scenario | C&I Curtailment | C&I Curtailment-Turnkey-Water Heating Control | Medium Industrial | Services | Winter Evening | MW of Load | 1 | 2032 | 0.0024843
ENS | Alternate Scenario | C&I Curtailment | C&I Curtailment-Turnkey-Other | Medium Industrial | Miscellaneous | Winter Evening | MW of Load | 1 | 2032 | 1.6373
ENS | Alternate Scenario | C&I Curtailment | C&I Curtailment-Turnkey-Other | Medium Industrial | Offices | Winter Evening | MW of Load | 1 | 2032 | 0.012861
ENS | Alternate Scenario | C&I Curtailment | C&I Curtailment-Turnkey-Other | Medium Industrial | Retail Trade | Winter Evening | MW of Load | 1 | 2032 | 0.59263
ENS | Alternate Scenario | C&I Curtailment | C&I Curtailment-Turnkey-Other | Medium Industrial | Services | Winter Evening | MW of Load | 1 | 2032 | 0.027289
ENS | Alternate Scenario | C&I Curtailment | C&I Curtailment-Turnkey-Manual HVAC Control | Large Industrial | Miscellaneous | Winter Morning | MW of Load | 1 | 2032 | 0.08689
ENS | Alternate Scenario | C&I Curtailment | C&I Curtailment-Turnkey-Auto-DR HVAC Control | Large Industrial | Miscellaneous | Winter Morning | MW of Load | 1 | 2032 | 0.01077
ENS | Alternate Scenario | C&I Curtailment | C&I Curtailment-Turnkey-Standard Lighting Control | Large Industrial | Miscellaneous | Winter Morning | MW of Load | 1 | 2032 | 0.037562
ENS | Alternate Scenario | C&I Curtailment | C&I Curtailment-Turnkey-Water Heating Control | Large Industrial | Miscellaneous | Winter Morning | MW of Load | 1 | 2032 | 0.0019075
ENS | Alternate Scenario | C&I Curtailment | C&I Curtailment-Turnkey-Other | Large Industrial | Miscellaneous | Winter Morning | MW of Load | 1 | 2032 | 0.04077
ENS | Alternate Scenario | C&I Curtailment | C&I Curtailment-Turnkey-Industrial | Large Industrial | Manufacturing | Winter Morning | MW of Load | 1 | 2032 | 0.007957
ENS | Alternate Scenario | C&I Curtailment | C&I Curtailment-Turnkey-Manual HVAC Control | Large Industrial | Miscellaneous | Winter Evening | MW of Load | 1 | 2032 | 0.086372
ENS | Alternate Scenario | C&I Curtailment | C&I Curtailment-Turnkey-Auto-DR HVAC Control | Large Industrial | Miscellaneous | Winter Evening | MW of Load | 1 | 2032 | 0.010706
ENS | Alternate Scenario | C&I Curtailment | C&I Curtailment-Turnkey-Standard Lighting Control | Large Industrial | Miscellaneous | Winter Evening | MW of Load | 1 | 2032 | 0.037338
ENS | Alternate Scenario | C&I Curtailment | C&I Curtailment-Turnkey-Water Heating Control | Large Industrial | Miscellaneous | Winter Evening | MW of Load | 1 | 2032 | 0.0018961
ENS | Alternate Scenario | C&I Curtailment | C&I Curtailment-Turnkey-Other | Large Industrial | Miscellaneous | Winter Evening | MW of Load | 1 | 2032 | 0.040527
ENS | Alternate Scenario | C&I Curtailment | C&I Curtailment-Turnkey-Industrial | Large Industrial | Manufacturing | Winter Evening | MW of Load | 1 | 2032 | 0.0079096
ENS | Alternate Scenario | C&I Loadshift to BUGs | C&I Loadshift to BUGs | Large General | Miscellaneous | Winter Morning | MW of Load | 1 | 2032 | 2.9529
ENS | Alternate Scenario | C&I Loadshift to BUGs | C&I Loadshift to BUGs | Large General | Miscellaneous | Winter Evening | MW of Load | 1 | 2032 | 2.5399
ENS | Alternate Scenario | C&I Loadshift to BUGs | C&I Loadshift to BUGs | Small Industrial | Miscellaneous | Winter Morning | MW of Load | 1 | 2032 | 0.82929
ENS | Alternate Scenario | C&I Loadshift to BUGs | C&I Loadshift to BUGs | Small Industrial | Miscellaneous | Winter Evening | MW of Load | 1 | 2032 | 1.1384
ENS | Alternate Scenario | C&I Loadshift to BUGs | C&I Loadshift to BUGs | Medium Industrial | Manufacturing | Winter Morning | MW of Load | 1 | 2032 | 0.5732
ENS | Alternate Scenario | C&I Loadshift to BUGs | C&I Loadshift to BUGs | Medium Industrial | Miscellaneous | Winter Morning | MW of Load | 1 | 2032 | 2.4877
ENS | Alternate Scenario | C&I Loadshift to BUGs | C&I Loadshift to BUGs | Medium Industrial | Manufacturing | Winter Evening | MW of Load | 1 | 2032 | 0.55449
ENS | Alternate Scenario | C&I Loadshift to BUGs | C&I Loadshift to BUGs | Medium Industrial | Miscellaneous | Winter Evening | MW of Load | 1 | 2032 | 2.4065
ENS | Alternate Scenario | Dynamic Pricing | Dynamic Pricing with enabling tech. | Small General | Manufacturing | Winter Morning | MW of Load | 1 | 2032 | 0.0074589
ENS | Alternate Scenario | Dynamic Pricing | Dynamic Pricing with enabling tech. | Small General | Manufacturing | Winter Evening | MW of Load | 1 | 2032 | 0.0086578
ENS | Alternate Scenario | Dynamic Pricing | Dynamic Pricing with enabling tech. | Residential Charitable | Residential LI | Winter Morning | MW of Load | 1 | 2032 | 3.3058
ENS | Alternate Scenario | Dynamic Pricing | Dynamic Pricing with enabling tech. | Residential Charitable | Residential Market Rate | Winter Morning | MW of Load | 1 | 2032 | 18.8807
ENS | Alternate Scenario | Dynamic Pricing | Dynamic Pricing with enabling tech. | Residential Charitable | Residential LI | Winter Evening | MW of Load | 1 | 2032 | 3.7633
ENS | Alternate Scenario | Dynamic Pricing | Dynamic Pricing with enabling tech. | Residential Charitable | Residential Market Rate | Winter Evening | MW of Load | 1 | 2032 | 21.4936
ENS | Alternate Scenario | Behavioral DR | Behavioral DR | Residential Charitable | Residential LI | Winter Morning | MW of Load | 1 | 2032 | 0.39437
ENS | Alternate Scenario | Behavioral DR | Behavioral DR | Residential Charitable | Residential Market Rate | Winter Morning | MW of Load | 1 | 2032 | 2.2524
ENS | Alternate Scenario | Behavioral DR | Behavioral DR | Residential Charitable | Residential LI | Winter Evening | MW of Load | 1 | 2032 | 0.44895
ENS | Alternate Scenario | Behavioral DR | Behavioral DR | Residential Charitable | Residential Market Rate | Winter Evening | MW of Load | 1 | 2032 | 2.5641
ENS | Alternate Scenario | Time-of-Use Rates (TOU) | Time-of-Use Rates (TOU) | Residential Charitable | Residential LI | Winter Morning | MW of Load | 0 | 2032 | 0.34508
ENS | Alternate Scenario | Time-of-Use Rates (TOU) | Time-of-Use Rates (TOU) | Residential Charitable | Residential Market Rate | Winter Morning | MW of Load | 0 | 2032 | 1.9709
ENS | Alternate Scenario | Time-of-Use Rates (TOU) | Time-of-Use Rates (TOU) | Residential Charitable | Residential LI | Winter Evening | MW of Load | 0 | 2032 | 0.39283
ENS | Alternate Scenario | Time-of-Use Rates (TOU) | Time-of-Use Rates (TOU) | Residential Charitable | Residential Market Rate | Winter Evening | MW of Load | 0 | 2032 | 2.2436
ENS | Alternate Scenario | C&I Curtailment | C&I Curtailment-Turnkey-Manual HVAC Control | General | Miscellaneous | Winter Morning | MW of Load | 1 | 2033 | 1.6664
ENS | Alternate Scenario | C&I Curtailment | C&I Curtailment-Turnkey-Manual HVAC Control | General | Offices | Winter Morning | MW of Load | 1 | 2033 | 0.11452
ENS | Alternate Scenario | C&I Curtailment | C&I Curtailment-Turnkey-Manual HVAC Control | General | Retail Trade | Winter Morning | MW of Load | 1 | 2033 | 0.38273
ENS | Alternate Scenario | C&I Curtailment | C&I Curtailment-Turnkey-Manual HVAC Control | General | Services | Winter Morning | MW of Load | 1 | 2033 | 0.24746
ENS | Alternate Scenario | C&I Curtailment | C&I Curtailment-Turnkey-Auto-DR HVAC Control | General | Miscellaneous | Winter Morning | MW of Load | 1 | 2033 | 0.25819
ENS | Alternate Scenario | C&I Curtailment | C&I Curtailment-Turnkey-Auto-DR HVAC Control | General | Offices | Winter Morning | MW of Load | 1 | 2033 | 0.017743
ENS | Alternate Scenario | C&I Curtailment | C&I Curtailment-Turnkey-Auto-DR HVAC Control | General | Retail Trade | Winter Morning | MW of Load | 1 | 2033 | 0.0593
ENS | Alternate Scenario | C&I Curtailment | C&I Curtailment-Turnkey-Auto-DR HVAC Control | General | Services | Winter Morning | MW of Load | 1 | 2033 | 0.038341
ENS | Alternate Scenario | C&I Curtailment | C&I Curtailment-Turnkey-Standard Lighting Control | General | Miscellaneous | Winter Morning | MW of Load | 1 | 2033 | 0.69365
ENS | Alternate Scenario | C&I Curtailment | C&I Curtailment-Turnkey-Standard Lighting Control | General | Offices | Winter Morning | MW of Load | 1 | 2033 | 0.013617
ENS | Alternate Scenario | C&I Curtailment | C&I Curtailment-Turnkey-Standard Lighting Control | General | Retail Trade | Winter Morning | MW of Load | 1 | 2033 | 0.15248
ENS | Alternate Scenario | C&I Curtailment | C&I Curtailment-Turnkey-Standard Lighting Control | General | Services | Winter Morning | MW of Load | 1 | 2033 | 0.098718
ENS | Alternate Scenario | C&I Curtailment | C&I Curtailment-Turnkey-Water Heating Control | General | Miscellaneous | Winter Morning | MW of Load | 1 | 2033 | 0.046509
ENS | Alternate Scenario | C&I Curtailment | C&I Curtailment-Turnkey-Water Heating Control | General | Offices | Winter Morning | MW of Load | 1 | 2033 | 0.0012349
ENS | Alternate Scenario | C&I Curtailment | C&I Curtailment-Turnkey-Water Heating Control | General | Retail Trade | Winter Morning | MW of Load | 1 | 2033 | 0.025079
ENS | Alternate Scenario | C&I Curtailment | C&I Curtailment-Turnkey-Water Heating Control | General | Services | Winter Morning | MW of Load | 1 | 2033 | 0.016194
ENS | Alternate Scenario | C&I Curtailment | C&I Curtailment-Turnkey-Other | General | Miscellaneous | Winter Morning | MW of Load | 1 | 2033 | 0.81228
ENS | Alternate Scenario | C&I Curtailment | C&I Curtailment-Turnkey-Other | General | Offices | Winter Morning | MW of Load | 1 | 2033 | 0.022092
ENS | Alternate Scenario | C&I Curtailment | C&I Curtailment-Turnkey-Other | General | Retail Trade | Winter Morning | MW of Load | 1 | 2033 | 0.25765
ENS | Alternate Scenario | C&I Curtailment | C&I Curtailment-Turnkey-Other | General | Services | Winter Morning | MW of Load | 1 | 2033 | 0.16652
ENS | Alternate Scenario | C&I Curtailment | C&I Curtailment-Turnkey-Manual HVAC Control | General | Miscellaneous | Winter Evening | MW of Load | 1 | 2033 | 1.9511
ENS | Alternate Scenario | C&I Curtailment | C&I Curtailment-Turnkey-Manual HVAC Control | General | Offices | Winter Evening | MW of Load | 1 | 2033 | 0.13408
ENS | Alternate Scenario | C&I Curtailment | C&I Curtailment-Turnkey-Manual HVAC Control | General | Retail Trade | Winter Evening | MW of Load | 1 | 2033 | 0.44812
ENS | Alternate Scenario | C&I Curtailment | C&I Curtailment-Turnkey-Manual HVAC Control | General | Services | Winter Evening | MW of Load | 1 | 2033 | 0.28974
ENS | Alternate Scenario | C&I Curtailment | C&I Curtailment-Turnkey-Auto-DR HVAC Control | General | Miscellaneous | Winter Evening | MW of Load | 1 | 2033 | 0.30229
ENS | Alternate Scenario | C&I Curtailment | C&I Curtailment-Turnkey-Auto-DR HVAC Control | General | Offices | Winter Evening | MW of Load | 1 | 2033 | 0.020774
ENS | Alternate Scenario | C&I Curtailment | C&I Curtailment-Turnkey-Auto-DR HVAC Control | General | Retail Trade | Winter Evening | MW of Load | 1 | 2033 | 0.069431
ENS | Alternate Scenario | C&I Curtailment | C&I Curtailment-Turnkey-Auto-DR HVAC Control | General | Services | Winter Evening | MW of Load | 1 | 2033 | 0.044891
ENS | Alternate Scenario | C&I Curtailment | C&I Curtailment-Turnkey-Standard Lighting Control | General | Miscellaneous | Winter Evening | MW of Load | 1 | 2033 | 0.81215
ENS | Alternate Scenario | C&I Curtailment | C&I Curtailment-Turnkey-Standard Lighting Control | General | Offices | Winter Evening | MW of Load | 1 | 2033 | 0.015943
ENS | Alternate Scenario | C&I Curtailment | C&I Curtailment-Turnkey-Standard Lighting Control | General | Retail Trade | Winter Evening | MW of Load | 1 | 2033 | 0.17853
ENS | Alternate Scenario | C&I Curtailment | C&I Curtailment-Turnkey-Standard Lighting Control | General | Services | Winter Evening | MW of Load | 1 | 2033 | 0.11558
ENS | Alternate Scenario | C&I Curtailment | C&I Curtailment-Turnkey-Water Heating Control | General | Miscellaneous | Winter Evening | MW of Load | 1 | 2033 | 0.054454
ENS | Alternate Scenario | C&I Curtailment | C&I Curtailment-Turnkey-Water Heating Control | General | Offices | Winter Evening | MW of Load | 1 | 2033 | 0.0014459
ENS | Alternate Scenario | C&I Curtailment | C&I Curtailment-Turnkey-Water Heating Control | General | Retail Trade | Winter Evening | MW of Load | 1 | 2033 | 0.029364
ENS | Alternate Scenario | C&I Curtailment | C&I Curtailment-Turnkey-Water Heating Control | General | Services | Winter Evening | MW of Load | 1 | 2033 | 0.01896
ENS | Alternate Scenario | C&I Curtailment | C&I Curtailment-Turnkey-Other | General | Miscellaneous | Winter Evening | MW of Load | 1 | 2033 | 0.95105
ENS | Alternate Scenario | C&I Curtailment | C&I Curtailment-Turnkey-Other | General | Offices | Winter Evening | MW of Load | 1 | 2033 | 0.025866
ENS | Alternate Scenario | C&I Curtailment | C&I Curtailment-Turnkey-Other | General | Retail Trade | Winter Evening | MW of Load | 1 | 2033 | 0.30167
ENS | Alternate Scenario | C&I Curtailment | C&I Curtailment-Turnkey-Other | General | Services | Winter Evening | MW of Load | 1 | 2033 | 0.19497
ENS | Alternate Scenario | C&I Curtailment | C&I Curtailment-Turnkey-Manual HVAC Control | Large General | Miscellaneous | Winter Morning | MW of Load | 1 | 2033 | 1.3216
ENS | Alternate Scenario | C&I Curtailment | C&I Curtailment-Turnkey-Manual HVAC Control | Large General | Retail Trade | Winter Morning | MW of Load | 1 | 2033 | 0.055104
ENS | Alternate Scenario | C&I Curtailment | C&I Curtailment-Turnkey-Manual HVAC Control | Large General | Services | Winter Morning | MW of Load | 1 | 2033 | 0.088242
ENS | Alternate Scenario | C&I Curtailment | C&I Curtailment-Turnkey-Auto-DR HVAC Control | Large General | Miscellaneous | Winter Morning | MW of Load | 1 | 2033 | 0.20477
ENS | Alternate Scenario | C&I Curtailment | C&I Curtailment-Turnkey-Auto-DR HVAC Control | Large General | Retail Trade | Winter Morning | MW of Load | 1 | 2033 | 0.0085376
ENS | Alternate Scenario | C&I Curtailment | C&I Curtailment-Turnkey-Auto-DR HVAC Control | Large General | Services | Winter Morning | MW of Load | 1 | 2033 | 0.013672
ENS | Alternate Scenario | C&I Curtailment | C&I Curtailment-Turnkey-Standard Lighting Control | Large General | Miscellaneous | Winter Morning | MW of Load | 1 | 2033 | 0.57133
ENS | Alternate Scenario | C&I Curtailment | C&I Curtailment-Turnkey-Standard Lighting Control | Large General | Retail Trade | Winter Morning | MW of Load | 1 | 2033 | 0.02181
ENS | Alternate Scenario | C&I Curtailment | C&I Curtailment-Turnkey-Standard Lighting Control | Large General | Services | Winter Morning | MW of Load | 1 | 2033 | 0.034926
ENS | Alternate Scenario | C&I Curtailment | C&I Curtailment-Turnkey-Water Heating Control | Large General | Miscellaneous | Winter Morning | MW of Load | 1 | 2033 | 0.029014
ENS | Alternate Scenario | C&I Curtailment | C&I Curtailment-Turnkey-Water Heating Control | Large General | Retail Trade | Winter Morning | MW of Load | 1 | 2033 | 0.0036349
ENS | Alternate Scenario | C&I Curtailment | C&I Curtailment-Turnkey-Water Heating Control | Large General | Services | Winter Morning | MW of Load | 1 | 2033 | 0.0058209
ENS | Alternate Scenario | C&I Curtailment | C&I Curtailment-Turnkey-Other | Large General | Miscellaneous | Winter Morning | MW of Load | 1 | 2033 | 0.62013
ENS | Alternate Scenario | C&I Curtailment | C&I Curtailment-Turnkey-Other | Large General | Retail Trade | Winter Morning | MW of Load | 1 | 2033 | 0.037165
ENS | Alternate Scenario | C&I Curtailment | C&I Curtailment-Turnkey-Other | Large General | Services | Winter Morning | MW of Load | 1 | 2033 | 0.059516
ENS | Alternate Scenario | C&I Curtailment | C&I Curtailment-Turnkey-Manual HVAC Control | Large General | Miscellaneous | Winter Evening | MW of Load | 1 | 2033 | 1.1368
ENS | Alternate Scenario | C&I Curtailment | C&I Curtailment-Turnkey-Manual HVAC Control | Large General | Retail Trade | Winter Evening | MW of Load | 1 | 2033 | 0.047398
ENS | Alternate Scenario | C&I Curtailment | C&I Curtailment-Turnkey-Manual HVAC Control | Large General | Services | Winter Evening | MW of Load | 1 | 2033 | 0.075902
ENS | Alternate Scenario | C&I Curtailment | C&I Curtailment-Turnkey-Auto-DR HVAC Control | Large General | Miscellaneous | Winter Evening | MW of Load | 1 | 2033 | 0.17614
ENS | Alternate Scenario | C&I Curtailment | C&I Curtailment-Turnkey-Auto-DR HVAC Control | Large General | Retail Trade | Winter Evening | MW of Load | 1 | 2033 | 0.0073437
ENS | Alternate Scenario | C&I Curtailment | C&I Curtailment-Turnkey-Auto-DR HVAC Control | Large General | Services | Winter Evening | MW of Load | 1 | 2033 | 0.01176
ENS | Alternate Scenario | C&I Curtailment | C&I Curtailment-Turnkey-Standard Lighting Control | Large General | Miscellaneous | Winter Evening | MW of Load | 1 | 2033 | 0.49143
ENS | Alternate Scenario | C&I Curtailment | C&I Curtailment-Turnkey-Standard Lighting Control | Large General | Retail Trade | Winter Evening | MW of Load | 1 | 2033 | 0.01876
ENS | Alternate Scenario | C&I Curtailment | C&I Curtailment-Turnkey-Standard Lighting Control | Large General | Services | Winter Evening | MW of Load | 1 | 2033 | 0.030042
ENS | Alternate Scenario | C&I Curtailment | C&I Curtailment-Turnkey-Water Heating Control | Large General | Miscellaneous | Winter Evening | MW of Load | 1 | 2033 | 0.024956
ENS | Alternate Scenario | C&I Curtailment | C&I Curtailment-Turnkey-Water Heating Control | Large General | Retail Trade | Winter Evening | MW of Load | 1 | 2033 | 0.0031266
ENS | Alternate Scenario | C&I Curtailment | C&I Curtailment-Turnkey-Water Heating Control | Large General | Services | Winter Evening | MW of Load | 1 | 2033 | 0.0050069
ENS | Alternate Scenario | C&I Curtailment | C&I Curtailment-Turnkey-Other | Large General | Miscellaneous | Winter Evening | MW of Load | 1 | 2033 | 0.53341
ENS | Alternate Scenario | C&I Curtailment | C&I Curtailment-Turnkey-Other | Large General | Retail Trade | Winter Evening | MW of Load | 1 | 2033 | 0.031968
ENS | Alternate Scenario | C&I Curtailment | C&I Curtailment-Turnkey-Other | Large General | Services | Winter Evening | MW of Load | 1 | 2033 | 0.051194
ENS | Alternate Scenario | C&I Curtailment | C&I Curtailment-Turnkey-Manual HVAC Control | Small Industrial | Miscellaneous | Winter Morning | MW of Load | 1 | 2033 | 0.22169
ENS | Alternate Scenario | C&I Curtailment | C&I Curtailment-Turnkey-Manual HVAC Control | Small Industrial | Offices | Winter Morning | MW of Load | 1 | 2033 | 0.0028408
ENS | Alternate Scenario | C&I Curtailment | C&I Curtailment-Turnkey-Manual HVAC Control | Small Industrial | Retail Trade | Winter Morning | MW of Load | 1 | 2033 | 0.0093634
ENS | Alternate Scenario | C&I Curtailment | C&I Curtailment-Turnkey-Manual HVAC Control | Small Industrial | Services | Winter Morning | MW of Load | 1 | 2033 | 0.0029582
ENS | Alternate Scenario | C&I Curtailment | C&I Curtailment-Turnkey-Auto-DR HVAC Control | Small Industrial | Miscellaneous | Winter Morning | MW of Load | 1 | 2033 | 0.034348
ENS | Alternate Scenario | C&I Curtailment | C&I Curtailment-Turnkey-Auto-DR HVAC Control | Small Industrial | Offices | Winter Morning | MW of Load | 1 | 2033 | 0.00044015
ENS | Alternate Scenario | C&I Curtailment | C&I Curtailment-Turnkey-Auto-DR HVAC Control | Small Industrial | Retail Trade | Winter Morning | MW of Load | 1 | 2033 | 0.0014508
ENS | Alternate Scenario | C&I Curtailment | C&I Curtailment-Turnkey-Auto-DR HVAC Control | Small Industrial | Services | Winter Morning | MW of Load | 1 | 2033 | 0.00045833
ENS | Alternate Scenario | C&I Curtailment | C&I Curtailment-Turnkey-Standard Lighting Control | Small Industrial | Miscellaneous | Winter Morning | MW of Load | 1 | 2033 | 0.068593
ENS | Alternate Scenario | C&I Curtailment | C&I Curtailment-Turnkey-Standard Lighting Control | Small Industrial | Offices | Winter Morning | MW of Load | 1 | 2033 | 0.00037035
ENS | Alternate Scenario | C&I Curtailment | C&I Curtailment-Turnkey-Standard Lighting Control | Small Industrial | Retail Trade | Winter Morning | MW of Load | 1 | 2033 | 0.0040523
ENS | Alternate Scenario | C&I Curtailment | C&I Curtailment-Turnkey-Standard Lighting Control | Small Industrial | Services | Winter Morning | MW of Load | 1 | 2033 | 0.0012802
ENS | Alternate Scenario | C&I Curtailment | C&I Curtailment-Turnkey-Water Heating Control | Small Industrial | Miscellaneous | Winter Morning | MW of Load | 1 | 2033 | 0.0057912
ENS | Alternate Scenario | C&I Curtailment | C&I Curtailment-Turnkey-Water Heating Control | Small Industrial | Offices | Winter Morning | MW of Load | 1 | 2033 | 2.9354e-05
ENS | Alternate Scenario | C&I Curtailment | C&I Curtailment-Turnkey-Water Heating Control | Small Industrial | Retail Trade | Winter Morning | MW of Load | 1 | 2033 | 0.00055936
ENS | Alternate Scenario | C&I Curtailment | C&I Curtailment-Turnkey-Water Heating Control | Small Industrial | Services | Winter Morning | MW of Load | 1 | 2033 | 0.00017672
ENS | Alternate Scenario | C&I Curtailment | C&I Curtailment-Turnkey-Other | Small Industrial | Miscellaneous | Winter Morning | MW of Load | 1 | 2033 | 0.08881
ENS | Alternate Scenario | C&I Curtailment | C&I Curtailment-Turnkey-Other | Small Industrial | Offices | Winter Morning | MW of Load | 1 | 2033 | 0.00055418
ENS | Alternate Scenario | C&I Curtailment | C&I Curtailment-Turnkey-Other | Small Industrial | Retail Trade | Winter Morning | MW of Load | 1 | 2033 | 0.0061443
ENS | Alternate Scenario | C&I Curtailment | C&I Curtailment-Turnkey-Other | Small Industrial | Services | Winter Morning | MW of Load | 1 | 2033 | 0.0019411
ENS | Alternate Scenario | C&I Curtailment | C&I Curtailment-Turnkey-Industrial | Small Industrial | Manufacturing | Winter Morning | MW of Load | 1 | 2033 | 0.02111
ENS | Alternate Scenario | C&I Curtailment | C&I Curtailment-Turnkey-Manual HVAC Control | Small Industrial | Miscellaneous | Winter Evening | MW of Load | 1 | 2033 | 0.30432
ENS | Alternate Scenario | C&I Curtailment | C&I Curtailment-Turnkey-Manual HVAC Control | Small Industrial | Offices | Winter Evening | MW of Load | 1 | 2033 | 0.0038998
ENS | Alternate Scenario | C&I Curtailment | C&I Curtailment-Turnkey-Manual HVAC Control | Small Industrial | Retail Trade | Winter Evening | MW of Load | 1 | 2033 | 0.012854
ENS | Alternate Scenario | C&I Curtailment | C&I Curtailment-Turnkey-Manual HVAC Control | Small Industrial | Services | Winter Evening | MW of Load | 1 | 2033 | 0.0040608
ENS | Alternate Scenario | C&I Curtailment | C&I Curtailment-Turnkey-Auto-DR HVAC Control | Small Industrial | Miscellaneous | Winter Evening | MW of Load | 1 | 2033 | 0.047151
ENS | Alternate Scenario | C&I Curtailment | C&I Curtailment-Turnkey-Auto-DR HVAC Control | Small Industrial | Offices | Winter Evening | MW of Load | 1 | 2033 | 0.00060423
ENS | Alternate Scenario | C&I Curtailment | C&I Curtailment-Turnkey-Auto-DR HVAC Control | Small Industrial | Retail Trade | Winter Evening | MW of Load | 1 | 2033 | 0.0019915
ENS | Alternate Scenario | C&I Curtailment | C&I Curtailment-Turnkey-Auto-DR HVAC Control | Small Industrial | Services | Winter Evening | MW of Load | 1 | 2033 | 0.00062918
ENS | Alternate Scenario | C&I Curtailment | C&I Curtailment-Turnkey-Standard Lighting Control | Small Industrial | Miscellaneous | Winter Evening | MW of Load | 1 | 2033 | 0.094161
ENS | Alternate Scenario | C&I Curtailment | C&I Curtailment-Turnkey-Standard Lighting Control | Small Industrial | Offices | Winter Evening | MW of Load | 1 | 2033 | 0.0005084
ENS | Alternate Scenario | C&I Curtailment | C&I Curtailment-Turnkey-Standard Lighting Control | Small Industrial | Retail Trade | Winter Evening | MW of Load | 1 | 2033 | 0.0055628
ENS | Alternate Scenario | C&I Curtailment | C&I Curtailment-Turnkey-Standard Lighting Control | Small Industrial | Services | Winter Evening | MW of Load | 1 | 2033 | 0.0017574
ENS | Alternate Scenario | C&I Curtailment | C&I Curtailment-Turnkey-Water Heating Control | Small Industrial | Miscellaneous | Winter Evening | MW of Load | 1 | 2033 | 0.0079499
ENS | Alternate Scenario | C&I Curtailment | C&I Curtailment-Turnkey-Water Heating Control | Small Industrial | Offices | Winter Evening | MW of Load | 1 | 2033 | 4.0296e-05
ENS | Alternate Scenario | C&I Curtailment | C&I Curtailment-Turnkey-Water Heating Control | Small Industrial | Retail Trade | Winter Evening | MW of Load | 1 | 2033 | 0.00076787
ENS | Alternate Scenario | C&I Curtailment | C&I Curtailment-Turnkey-Water Heating Control | Small Industrial | Services | Winter Evening | MW of Load | 1 | 2033 | 0.00024259
ENS | Alternate Scenario | C&I Curtailment | C&I Curtailment-Turnkey-Other | Small Industrial | Miscellaneous | Winter Evening | MW of Load | 1 | 2033 | 0.12192
ENS | Alternate Scenario | C&I Curtailment | C&I Curtailment-Turnkey-Other | Small Industrial | Offices | Winter Evening | MW of Load | 1 | 2033 | 0.00076075
ENS | Alternate Scenario | C&I Curtailment | C&I Curtailment-Turnkey-Other | Small Industrial | Retail Trade | Winter Evening | MW of Load | 1 | 2033 | 0.0084346
ENS | Alternate Scenario | C&I Curtailment | C&I Curtailment-Turnkey-Other | Small Industrial | Services | Winter Evening | MW of Load | 1 | 2033 | 0.0026647
ENS | Alternate Scenario | C&I Curtailment | C&I Curtailment-Turnkey-Industrial | Small Industrial | Manufacturing | Winter Evening | MW of Load | 1 | 2033 | 0.02898
ENS | Alternate Scenario | C&I Curtailment | C&I Curtailment-Turnkey-Manual HVAC Control | Medium Industrial | Miscellaneous | Winter Morning | MW of Load | 1 | 2033 | 4.2251
ENS | Alternate Scenario | C&I Curtailment | C&I Curtailment-Turnkey-Manual HVAC Control | Medium Industrial | Offices | Winter Morning | MW of Load | 1 | 2033 | 0.068155
ENS | Alternate Scenario | C&I Curtailment | C&I Curtailment-Turnkey-Manual HVAC Control | Medium Industrial | Retail Trade | Winter Morning | MW of Load | 1 | 2033 | 0.93361
ENS | Alternate Scenario | C&I Curtailment | C&I Curtailment-Turnkey-Manual HVAC Control | Medium Industrial | Services | Winter Morning | MW of Load | 1 | 2033 | 0.04299
ENS | Alternate Scenario | C&I Curtailment | C&I Curtailment-Turnkey-Auto-DR HVAC Control | Medium Industrial | Miscellaneous | Winter Morning | MW of Load | 1 | 2033 | 0.65462
ENS | Alternate Scenario | C&I Curtailment | C&I Curtailment-Turnkey-Auto-DR HVAC Control | Medium Industrial | Offices | Winter Morning | MW of Load | 1 | 2033 | 0.01056
ENS | Alternate Scenario | C&I Curtailment | C&I Curtailment-Turnkey-Auto-DR HVAC Control | Medium Industrial | Retail Trade | Winter Morning | MW of Load | 1 | 2033 | 0.14465
ENS | Alternate Scenario | C&I Curtailment | C&I Curtailment-Turnkey-Auto-DR HVAC Control | Medium Industrial | Services | Winter Morning | MW of Load | 1 | 2033 | 0.0066608
ENS | Alternate Scenario | C&I Curtailment | C&I Curtailment-Turnkey-Standard Lighting Control | Medium Industrial | Miscellaneous | Winter Morning | MW of Load | 1 | 2033 | 1.3073
ENS | Alternate Scenario | C&I Curtailment | C&I Curtailment-Turnkey-Standard Lighting Control | Medium Industrial | Offices | Winter Morning | MW of Load | 1 | 2033 | 0.008885
ENS | Alternate Scenario | C&I Curtailment | C&I Curtailment-Turnkey-Standard Lighting Control | Medium Industrial | Retail Trade | Winter Morning | MW of Load | 1 | 2033 | 0.40404
ENS | Alternate Scenario | C&I Curtailment | C&I Curtailment-Turnkey-Standard Lighting Control | Medium Industrial | Services | Winter Morning | MW of Load | 1 | 2033 | 0.018605
ENS | Alternate Scenario | C&I Curtailment | C&I Curtailment-Turnkey-Water Heating Control | Medium Industrial | Miscellaneous | Winter Morning | MW of Load | 1 | 2033 | 0.11037
ENS | Alternate Scenario | C&I Curtailment | C&I Curtailment-Turnkey-Water Heating Control | Medium Industrial | Offices | Winter Morning | MW of Load | 1 | 2033 | 0.00070423
ENS | Alternate Scenario | C&I Curtailment | C&I Curtailment-Turnkey-Water Heating Control | Medium Industrial | Retail Trade | Winter Morning | MW of Load | 1 | 2033 | 0.055773
ENS | Alternate Scenario | C&I Curtailment | C&I Curtailment-Turnkey-Water Heating Control | Medium Industrial | Services | Winter Morning | MW of Load | 1 | 2033 | 0.0025682
ENS | Alternate Scenario | C&I Curtailment | C&I Curtailment-Turnkey-Other | Medium Industrial | Miscellaneous | Winter Morning | MW of Load | 1 | 2033 | 1.6926
ENS | Alternate Scenario | C&I Curtailment | C&I Curtailment-Turnkey-Other | Medium Industrial | Offices | Winter Morning | MW of Load | 1 | 2033 | 0.013295
ENS | Alternate Scenario | C&I Curtailment | C&I Curtailment-Turnkey-Other | Medium Industrial | Retail Trade | Winter Morning | MW of Load | 1 | 2033 | 0.61264
ENS | Alternate Scenario | C&I Curtailment | C&I Curtailment-Turnkey-Other | Medium Industrial | Services | Winter Morning | MW of Load | 1 | 2033 | 0.02821
ENS | Alternate Scenario | C&I Curtailment | C&I Curtailment-Turnkey-Manual HVAC Control | Medium Industrial | Miscellaneous | Winter Evening | MW of Load | 1 | 2033 | 4.0871
ENS | Alternate Scenario | C&I Curtailment | C&I Curtailment-Turnkey-Manual HVAC Control | Medium Industrial | Offices | Winter Evening | MW of Load | 1 | 2033 | 0.065929
ENS | Alternate Scenario | C&I Curtailment | C&I Curtailment-Turnkey-Manual HVAC Control | Medium Industrial | Retail Trade | Winter Evening | MW of Load | 1 | 2033 | 0.90312
ENS | Alternate Scenario | C&I Curtailment | C&I Curtailment-Turnkey-Manual HVAC Control | Medium Industrial | Services | Winter Evening | MW of Load | 1 | 2033 | 0.041586
ENS | Alternate Scenario | C&I Curtailment | C&I Curtailment-Turnkey-Auto-DR HVAC Control | Medium Industrial | Miscellaneous | Winter Evening | MW of Load | 1 | 2033 | 0.63324
ENS | Alternate Scenario | C&I Curtailment | C&I Curtailment-Turnkey-Auto-DR HVAC Control | Medium Industrial | Offices | Winter Evening | MW of Load | 1 | 2033 | 0.010215
ENS | Alternate Scenario | C&I Curtailment | C&I Curtailment-Turnkey-Auto-DR HVAC Control | Medium Industrial | Retail Trade | Winter Evening | MW of Load | 1 | 2033 | 0.13993
ENS | Alternate Scenario | C&I Curtailment | C&I Curtailment-Turnkey-Auto-DR HVAC Control | Medium Industrial | Services | Winter Evening | MW of Load | 1 | 2033 | 0.0064433
ENS | Alternate Scenario | C&I Curtailment | C&I Curtailment-Turnkey-Standard Lighting Control | Medium Industrial | Miscellaneous | Winter Evening | MW of Load | 1 | 2033 | 1.2646
ENS | Alternate Scenario | C&I Curtailment | C&I Curtailment-Turnkey-Standard Lighting Control | Medium Industrial | Offices | Winter Evening | MW of Load | 1 | 2033 | 0.0085949
ENS | Alternate Scenario | C&I Curtailment | C&I Curtailment-Turnkey-Standard Lighting Control | Medium Industrial | Retail Trade | Winter Evening | MW of Load | 1 | 2033 | 0.39085
ENS | Alternate Scenario | C&I Curtailment | C&I Curtailment-Turnkey-Standard Lighting Control | Medium Industrial | Services | Winter Evening | MW of Load | 1 | 2033 | 0.017997
ENS | Alternate Scenario | C&I Curtailment | C&I Curtailment-Turnkey-Water Heating Control | Medium Industrial | Miscellaneous | Winter Evening | MW of Load | 1 | 2033 | 0.10677
ENS | Alternate Scenario | C&I Curtailment | C&I Curtailment-Turnkey-Water Heating Control | Medium Industrial | Offices | Winter Evening | MW of Load | 1 | 2033 | 0.00068124
ENS | Alternate Scenario | C&I Curtailment | C&I Curtailment-Turnkey-Water Heating Control | Medium Industrial | Retail Trade | Winter Evening | MW of Load | 1 | 2033 | 0.053952
ENS | Alternate Scenario | C&I Curtailment | C&I Curtailment-Turnkey-Water Heating Control | Medium Industrial | Services | Winter Evening | MW of Load | 1 | 2033 | 0.0024843
ENS | Alternate Scenario | C&I Curtailment | C&I Curtailment-Turnkey-Other | Medium Industrial | Miscellaneous | Winter Evening | MW of Load | 1 | 2033 | 1.6373
ENS | Alternate Scenario | C&I Curtailment | C&I Curtailment-Turnkey-Other | Medium Industrial | Offices | Winter Evening | MW of Load | 1 | 2033 | 0.012861
ENS | Alternate Scenario | C&I Curtailment | C&I Curtailment-Turnkey-Other | Medium Industrial | Retail Trade | Winter Evening | MW of Load | 1 | 2033 | 0.59263
ENS | Alternate Scenario | C&I Curtailment | C&I Curtailment-Turnkey-Other | Medium Industrial | Services | Winter Evening | MW of Load | 1 | 2033 | 0.027289
ENS | Alternate Scenario | C&I Curtailment | C&I Curtailment-Turnkey-Manual HVAC Control | Large Industrial | Miscellaneous | Winter Morning | MW of Load | 1 | 2033 | 0.08689
ENS | Alternate Scenario | C&I Curtailment | C&I Curtailment-Turnkey-Auto-DR HVAC Control | Large Industrial | Miscellaneous | Winter Morning | MW of Load | 1 | 2033 | 0.013463
ENS | Alternate Scenario | C&I Curtailment | C&I Curtailment-Turnkey-Standard Lighting Control | Large Industrial | Miscellaneous | Winter Morning | MW of Load | 1 | 2033 | 0.037562
ENS | Alternate Scenario | C&I Curtailment | C&I Curtailment-Turnkey-Water Heating Control | Large Industrial | Miscellaneous | Winter Morning | MW of Load | 1 | 2033 | 0.0019075
ENS | Alternate Scenario | C&I Curtailment | C&I Curtailment-Turnkey-Other | Large Industrial | Miscellaneous | Winter Morning | MW of Load | 1 | 2033 | 0.04077
ENS | Alternate Scenario | C&I Curtailment | C&I Curtailment-Turnkey-Industrial | Large Industrial | Manufacturing | Winter Morning | MW of Load | 1 | 2033 | 0.007957
ENS | Alternate Scenario | C&I Curtailment | C&I Curtailment-Turnkey-Manual HVAC Control | Large Industrial | Miscellaneous | Winter Evening | MW of Load | 1 | 2033 | 0.086372
ENS | Alternate Scenario | C&I Curtailment | C&I Curtailment-Turnkey-Auto-DR HVAC Control | Large Industrial | Miscellaneous | Winter Evening | MW of Load | 1 | 2033 | 0.013382
ENS | Alternate Scenario | C&I Curtailment | C&I Curtailment-Turnkey-Standard Lighting Control | Large Industrial | Miscellaneous | Winter Evening | MW of Load | 1 | 2033 | 0.037338
ENS | Alternate Scenario | C&I Curtailment | C&I Curtailment-Turnkey-Water Heating Control | Large Industrial | Miscellaneous | Winter Evening | MW of Load | 1 | 2033 | 0.0018961
ENS | Alternate Scenario | C&I Curtailment | C&I Curtailment-Turnkey-Other | Large Industrial | Miscellaneous | Winter Evening | MW of Load | 1 | 2033 | 0.040527
ENS | Alternate Scenario | C&I Curtailment | C&I Curtailment-Turnkey-Industrial | Large Industrial | Manufacturing | Winter Evening | MW of Load | 1 | 2033 | 0.0079096
ENS | Alternate Scenario | C&I Loadshift to BUGs | C&I Loadshift to BUGs | Large General | Miscellaneous | Winter Morning | MW of Load | 1 | 2033 | 2.9529
ENS | Alternate Scenario | C&I Loadshift to BUGs | C&I Loadshift to BUGs | Large General | Miscellaneous | Winter Evening | MW of Load | 1 | 2033 | 2.5399
ENS | Alternate Scenario | C&I Loadshift to BUGs | C&I Loadshift to BUGs | Small Industrial | Miscellaneous | Winter Morning | MW of Load | 1 | 2033 | 0.82929
ENS | Alternate Scenario | C&I Loadshift to BUGs | C&I Loadshift to BUGs | Small Industrial | Miscellaneous | Winter Evening | MW of Load | 1 | 2033 | 1.1384
ENS | Alternate Scenario | C&I Loadshift to BUGs | C&I Loadshift to BUGs | Medium Industrial | Manufacturing | Winter Morning | MW of Load | 1 | 2033 | 0.5732
ENS | Alternate Scenario | C&I Loadshift to BUGs | C&I Loadshift to BUGs | Medium Industrial | Miscellaneous | Winter Morning | MW of Load | 1 | 2033 | 2.4877
ENS | Alternate Scenario | C&I Loadshift to BUGs | C&I Loadshift to BUGs | Medium Industrial | Manufacturing | Winter Evening | MW of Load | 1 | 2033 | 0.55449
ENS | Alternate Scenario | C&I Loadshift to BUGs | C&I Loadshift to BUGs | Medium Industrial | Miscellaneous | Winter Evening | MW of Load | 1 | 2033 | 2.4065
ENS | Alternate Scenario | Dynamic Pricing | Dynamic Pricing with enabling tech. | Small General | Manufacturing | Winter Morning | MW of Load | 1 | 2033 | 0.0074589
ENS | Alternate Scenario | Dynamic Pricing | Dynamic Pricing with enabling tech. | Small General | Manufacturing | Winter Evening | MW of Load | 1 | 2033 | 0.0086578
ENS | Alternate Scenario | Dynamic Pricing | Dynamic Pricing with enabling tech. | Residential Charitable | Residential LI | Winter Morning | MW of Load | 1 | 2033 | 3.3058
ENS | Alternate Scenario | Dynamic Pricing | Dynamic Pricing with enabling tech. | Residential Charitable | Residential Market Rate | Winter Morning | MW of Load | 1 | 2033 | 18.8807
ENS | Alternate Scenario | Dynamic Pricing | Dynamic Pricing with enabling tech. | Residential Charitable | Residential LI | Winter Evening | MW of Load | 1 | 2033 | 3.7633
ENS | Alternate Scenario | Dynamic Pricing | Dynamic Pricing with enabling tech. | Residential Charitable | Residential Market Rate | Winter Evening | MW of Load | 1 | 2033 | 21.4936
ENS | Alternate Scenario | Behavioral DR | Behavioral DR | Residential Charitable | Residential LI | Winter Morning | MW of Load | 1 | 2033 | 0.39437
ENS | Alternate Scenario | Behavioral DR | Behavioral DR | Residential Charitable | Residential Market Rate | Winter Morning | MW of Load | 1 | 2033 | 2.2524
ENS | Alternate Scenario | Behavioral DR | Behavioral DR | Residential Charitable | Residential LI | Winter Evening | MW of Load | 1 | 2033 | 0.44895
ENS | Alternate Scenario | Behavioral DR | Behavioral DR | Residential Charitable | Residential Market Rate | Winter Evening | MW of Load | 1 | 2033 | 2.5641
ENS | Alternate Scenario | Time-of-Use Rates (TOU) | Time-of-Use Rates (TOU) | Residential Charitable | Residential LI | Winter Morning | MW of Load | 0 | 2033 | 0.34508
ENS | Alternate Scenario | Time-of-Use Rates (TOU) | Time-of-Use Rates (TOU) | Residential Charitable | Residential Market Rate | Winter Morning | MW of Load | 0 | 2033 | 1.9709
ENS | Alternate Scenario | Time-of-Use Rates (TOU) | Time-of-Use Rates (TOU) | Residential Charitable | Residential LI | Winter Evening | MW of Load | 0 | 2033 | 0.39283
ENS | Alternate Scenario | Time-of-Use Rates (TOU) | Time-of-Use Rates (TOU) | Residential Charitable | Residential Market Rate | Winter Evening | MW of Load | 0 | 2033 | 2.2436
ENS | Preferred Plan | DLC-Thermostat | DLC-Thermostat-BYOT-Central Heat Pump | Residential Charitable | Residential LI | Winter Morning | MW of Load | 0 | 2025 | 0.016122
ENS | Preferred Plan | DLC-Thermostat | DLC-Thermostat-BYOT-Central Heat Pump | Residential Charitable | Residential Market Rate | Winter Morning | MW of Load | 0 | 2025 | 0.098657
ENS | Preferred Plan | DLC-Thermostat | DLC-Thermostat-DI-Baseboard Heating | Residential Charitable | Residential LI | Winter Morning | MW of Load | 0 | 2025 | 0.083298
ENS | Preferred Plan | DLC-Thermostat | DLC-Thermostat-DI-Baseboard Heating | Residential Charitable | Residential Market Rate | Winter Morning | MW of Load | 0 | 2025 | 0.79291
ENS | Preferred Plan | DLC-Thermostat | DLC-Thermostat-BYOT-Baseboard Heating | Residential Charitable | Residential LI | Winter Morning | MW of Load | 0 | 2025 | 0.0057621
ENS | Preferred Plan | DLC-Thermostat | DLC-Thermostat-BYOT-Baseboard Heating | Residential Charitable | Residential Market Rate | Winter Morning | MW of Load | 0 | 2025 | 0.05485
ENS | Preferred Plan | DLC-Thermostat | DLC-Thermostat-DI-MSHP | Residential Charitable | Residential LI | Winter Morning | MW of Load | 0 | 2025 | 0.032849
ENS | Preferred Plan | DLC-Thermostat | DLC-Thermostat-DI-MSHP | Residential Charitable | Residential Market Rate | Winter Morning | MW of Load | 0 | 2025 | 0.31269
ENS | Preferred Plan | DLC-Thermostat | DLC-Thermostat-BYOT-MSHP | Residential Charitable | Residential LI | Winter Morning | MW of Load | 0 | 2025 | 0.0058037
ENS | Preferred Plan | DLC-Thermostat | DLC-Thermostat-BYOT-MSHP | Residential Charitable | Residential Market Rate | Winter Morning | MW of Load | 0 | 2025 | 0.055246
ENS | Preferred Plan | DLC-Thermostat | DLC-Thermostat-BYOT-Central Heat Pump | Residential Charitable | Residential LI | Winter Evening | MW of Load | 0 | 2025 | 0.016122
ENS | Preferred Plan | DLC-Thermostat | DLC-Thermostat-BYOT-Central Heat Pump | Residential Charitable | Residential Market Rate | Winter Evening | MW of Load | 0 | 2025 | 0.098657
ENS | Preferred Plan | DLC-Thermostat | DLC-Thermostat-DI-Baseboard Heating | Residential Charitable | Residential LI | Winter Evening | MW of Load | 0 | 2025 | 0.083298
ENS | Preferred Plan | DLC-Thermostat | DLC-Thermostat-DI-Baseboard Heating | Residential Charitable | Residential Market Rate | Winter Evening | MW of Load | 0 | 2025 | 0.79291
ENS | Preferred Plan | DLC-Thermostat | DLC-Thermostat-BYOT-Baseboard Heating | Residential Charitable | Residential LI | Winter Evening | MW of Load | 0 | 2025 | 0.0057621
ENS | Preferred Plan | DLC-Thermostat | DLC-Thermostat-BYOT-Baseboard Heating | Residential Charitable | Residential Market Rate | Winter Evening | MW of Load | 0 | 2025 | 0.05485
ENS | Preferred Plan | DLC-Thermostat | DLC-Thermostat-DI-MSHP | Residential Charitable | Residential LI | Winter Evening | MW of Load | 0 | 2025 | 0.032849
ENS | Preferred Plan | DLC-Thermostat | DLC-Thermostat-DI-MSHP | Residential Charitable | Residential Market Rate | Winter Evening | MW of Load | 0 | 2025 | 0.31269
ENS | Preferred Plan | DLC-Thermostat | DLC-Thermostat-BYOT-MSHP | Residential Charitable | Residential LI | Winter Evening | MW of Load | 0 | 2025 | 0.0058037
ENS | Preferred Plan | DLC-Thermostat | DLC-Thermostat-BYOT-MSHP | Residential Charitable | Residential Market Rate | Winter Evening | MW of Load | 0 | 2025 | 0.055246
ENS | Preferred Plan | DLC-Water Heating | DLC-Switch-Water Heating | Residential Charitable | Residential LI | Winter Morning | MW of Load | 0 | 2025 | 0.022898
ENS | Preferred Plan | DLC-Water Heating | DLC-Switch-Water Heating | Residential Charitable | Residential Market Rate | Winter Morning | MW of Load | 0 | 2025 | 0.26156
ENS | Preferred Plan | DLC-Water Heating | DLC-Switch-Water Heating | Residential Charitable | Residential LI | Winter Evening | MW of Load | 0 | 2025 | 0.019354
ENS | Preferred Plan | DLC-Water Heating | DLC-Switch-Water Heating | Residential Charitable | Residential Market Rate | Winter Evening | MW of Load | 0 | 2025 | 0.22108
ENS | Preferred Plan | C&I Curtailment | C&I Curtailment-Turnkey-Manual HVAC Control | General | Miscellaneous | Winter Morning | MW of Load | 1 | 2025 | 0.65509
ENS | Preferred Plan | C&I Curtailment | C&I Curtailment-Turnkey-Manual HVAC Control | General | Offices | Winter Morning | MW of Load | 1 | 2025 | 0.043007
ENS | Preferred Plan | C&I Curtailment | C&I Curtailment-Turnkey-Manual HVAC Control | General | Retail Trade | Winter Morning | MW of Load | 1 | 2025 | 0.15443
ENS | Preferred Plan | C&I Curtailment | C&I Curtailment-Turnkey-Manual HVAC Control | General | Services | Winter Morning | MW of Load | 1 | 2025 | 0.099831
ENS | Preferred Plan | C&I Curtailment | C&I Curtailment-Turnkey-Auto-DR HVAC Control | General | Miscellaneous | Winter Morning | MW of Load | 1 | 2025 | 0.016501
ENS | Preferred Plan | C&I Curtailment | C&I Curtailment-Turnkey-Auto-DR HVAC Control | General | Offices | Winter Morning | MW of Load | 1 | 2025 | 0.0010833
ENS | Preferred Plan | C&I Curtailment | C&I Curtailment-Turnkey-Auto-DR HVAC Control | General | Retail Trade | Winter Morning | MW of Load | 1 | 2025 | 0.0038898
ENS | Preferred Plan | C&I Curtailment | C&I Curtailment-Turnkey-Auto-DR HVAC Control | General | Services | Winter Morning | MW of Load | 1 | 2025 | 0.0025146
ENS | Preferred Plan | C&I Curtailment | C&I Curtailment-Turnkey-Standard Lighting Control | General | Miscellaneous | Winter Morning | MW of Load | 1 | 2025 | 0.27774
ENS | Preferred Plan | C&I Curtailment | C&I Curtailment-Turnkey-Standard Lighting Control | General | Offices | Winter Morning | MW of Load | 1 | 2025 | 0.0059113
ENS | Preferred Plan | C&I Curtailment | C&I Curtailment-Turnkey-Standard Lighting Control | General | Retail Trade | Winter Morning | MW of Load | 1 | 2025 | 0.064644
ENS | Preferred Plan | C&I Curtailment | C&I Curtailment-Turnkey-Standard Lighting Control | General | Services | Winter Morning | MW of Load | 1 | 2025 | 0.041816
ENS | Preferred Plan | C&I Curtailment | C&I Curtailment-Turnkey-Water Heating Control | General | Miscellaneous | Winter Morning | MW of Load | 1 | 2025 | 0.016025
ENS | Preferred Plan | C&I Curtailment | C&I Curtailment-Turnkey-Water Heating Control | General | Offices | Winter Morning | MW of Load | 1 | 2025 | 0.00043218
ENS | Preferred Plan | C&I Curtailment | C&I Curtailment-Turnkey-Water Heating Control | General | Retail Trade | Winter Morning | MW of Load | 1 | 2025 | 0.0084694
ENS | Preferred Plan | C&I Curtailment | C&I Curtailment-Turnkey-Water Heating Control | General | Services | Winter Morning | MW of Load | 1 | 2025 | 0.0054722
ENS | Preferred Plan | C&I Curtailment | C&I Curtailment-Turnkey-Other | General | Miscellaneous | Winter Morning | MW of Load | 1 | 2025 | 0.28901
ENS | Preferred Plan | C&I Curtailment | C&I Curtailment-Turnkey-Other | General | Offices | Winter Morning | MW of Load | 1 | 2025 | 0.0079664
ENS | Preferred Plan | C&I Curtailment | C&I Curtailment-Turnkey-Other | General | Retail Trade | Winter Morning | MW of Load | 1 | 2025 | 0.091131
ENS | Preferred Plan | C&I Curtailment | C&I Curtailment-Turnkey-Other | General | Services | Winter Morning | MW of Load | 1 | 2025 | 0.058907
ENS | Preferred Plan | C&I Curtailment | C&I Curtailment-Turnkey-Manual HVAC Control | General | Miscellaneous | Winter Evening | MW of Load | 1 | 2025 | 0.76506
ENS | Preferred Plan | C&I Curtailment | C&I Curtailment-Turnkey-Manual HVAC Control | General | Offices | Winter Evening | MW of Load | 1 | 2025 | 0.050227
ENS | Preferred Plan | C&I Curtailment | C&I Curtailment-Turnkey-Manual HVAC Control | General | Retail Trade | Winter Evening | MW of Load | 1 | 2025 | 0.18035
ENS | Preferred Plan | C&I Curtailment | C&I Curtailment-Turnkey-Manual HVAC Control | General | Services | Winter Evening | MW of Load | 1 | 2025 | 0.11659
ENS | Preferred Plan | C&I Curtailment | C&I Curtailment-Turnkey-Auto-DR HVAC Control | General | Miscellaneous | Winter Evening | MW of Load | 1 | 2025 | 0.019271
ENS | Preferred Plan | C&I Curtailment | C&I Curtailment-Turnkey-Auto-DR HVAC Control | General | Offices | Winter Evening | MW of Load | 1 | 2025 | 0.0012651
ENS | Preferred Plan | C&I Curtailment | C&I Curtailment-Turnkey-Auto-DR HVAC Control | General | Retail Trade | Winter Evening | MW of Load | 1 | 2025 | 0.0045428
ENS | Preferred Plan | C&I Curtailment | C&I Curtailment-Turnkey-Auto-DR HVAC Control | General | Services | Winter Evening | MW of Load | 1 | 2025 | 0.0029367
ENS | Preferred Plan | C&I Curtailment | C&I Curtailment-Turnkey-Standard Lighting Control | General | Miscellaneous | Winter Evening | MW of Load | 1 | 2025 | 0.32437
ENS | Preferred Plan | C&I Curtailment | C&I Curtailment-Turnkey-Standard Lighting Control | General | Offices | Winter Evening | MW of Load | 1 | 2025 | 0.0069036
ENS | Preferred Plan | C&I Curtailment | C&I Curtailment-Turnkey-Standard Lighting Control | General | Retail Trade | Winter Evening | MW of Load | 1 | 2025 | 0.075496
ENS | Preferred Plan | C&I Curtailment | C&I Curtailment-Turnkey-Standard Lighting Control | General | Services | Winter Evening | MW of Load | 1 | 2025 | 0.048836
ENS | Preferred Plan | C&I Curtailment | C&I Curtailment-Turnkey-Water Heating Control | General | Miscellaneous | Winter Evening | MW of Load | 1 | 2025 | 0.018715
ENS | Preferred Plan | C&I Curtailment | C&I Curtailment-Turnkey-Water Heating Control | General | Offices | Winter Evening | MW of Load | 1 | 2025 | 0.00050473
ENS | Preferred Plan | C&I Curtailment | C&I Curtailment-Turnkey-Water Heating Control | General | Retail Trade | Winter Evening | MW of Load | 1 | 2025 | 0.0098912
ENS | Preferred Plan | C&I Curtailment | C&I Curtailment-Turnkey-Water Heating Control | General | Services | Winter Evening | MW of Load | 1 | 2025 | 0.0063908
ENS | Preferred Plan | C&I Curtailment | C&I Curtailment-Turnkey-Other | General | Miscellaneous | Winter Evening | MW of Load | 1 | 2025 | 0.33752
ENS | Preferred Plan | C&I Curtailment | C&I Curtailment-Turnkey-Other | General | Offices | Winter Evening | MW of Load | 1 | 2025 | 0.0093037
ENS | Preferred Plan | C&I Curtailment | C&I Curtailment-Turnkey-Other | General | Retail Trade | Winter Evening | MW of Load | 1 | 2025 | 0.10643
ENS | Preferred Plan | C&I Curtailment | C&I Curtailment-Turnkey-Other | General | Services | Winter Evening | MW of Load | 1 | 2025 | 0.068796
ENS | Preferred Plan | C&I Curtailment | C&I Curtailment-Turnkey-Manual HVAC Control | Large General | Miscellaneous | Winter Morning | MW of Load | 1 | 2025 | 0.5235
ENS | Preferred Plan | C&I Curtailment | C&I Curtailment-Turnkey-Manual HVAC Control | Large General | Retail Trade | Winter Morning | MW of Load | 1 | 2025 | 0.022625
ENS | Preferred Plan | C&I Curtailment | C&I Curtailment-Turnkey-Manual HVAC Control | Large General | Services | Winter Morning | MW of Load | 1 | 2025 | 0.036231
ENS | Preferred Plan | C&I Curtailment | C&I Curtailment-Turnkey-Auto-DR HVAC Control | Large General | Miscellaneous | Winter Morning | MW of Load | 1 | 2025 | 0.013186
ENS | Preferred Plan | C&I Curtailment | C&I Curtailment-Turnkey-Auto-DR HVAC Control | Large General | Retail Trade | Winter Morning | MW of Load | 1 | 2025 | 0.00056988
ENS | Preferred Plan | C&I Curtailment | C&I Curtailment-Turnkey-Auto-DR HVAC Control | Large General | Services | Winter Morning | MW of Load | 1 | 2025 | 0.0009126
ENS | Preferred Plan | C&I Curtailment | C&I Curtailment-Turnkey-Standard Lighting Control | Large General | Miscellaneous | Winter Morning | MW of Load | 1 | 2025 | 0.23061
ENS | Preferred Plan | C&I Curtailment | C&I Curtailment-Turnkey-Standard Lighting Control | Large General | Retail Trade | Winter Morning | MW of Load | 1 | 2025 | 0.0094403
ENS | Preferred Plan | C&I Curtailment | C&I Curtailment-Turnkey-Standard Lighting Control | Large General | Services | Winter Morning | MW of Load | 1 | 2025 | 0.015118
ENS | Preferred Plan | C&I Curtailment | C&I Curtailment-Turnkey-Water Heating Control | Large General | Miscellaneous | Winter Morning | MW of Load | 1 | 2025 | 0.010404
ENS | Preferred Plan | C&I Curtailment | C&I Curtailment-Turnkey-Water Heating Control | Large General | Retail Trade | Winter Morning | MW of Load | 1 | 2025 | 0.001244
ENS | Preferred Plan | C&I Curtailment | C&I Curtailment-Turnkey-Water Heating Control | Large General | Services | Winter Morning | MW of Load | 1 | 2025 | 0.0019922
ENS | Preferred Plan | C&I Curtailment | C&I Curtailment-Turnkey-Other | Large General | Miscellaneous | Winter Morning | MW of Load | 1 | 2025 | 0.22505
ENS | Preferred Plan | C&I Curtailment | C&I Curtailment-Turnkey-Other | Large General | Retail Trade | Winter Morning | MW of Load | 1 | 2025 | 0.013356
ENS | Preferred Plan | C&I Curtailment | C&I Curtailment-Turnkey-Other | Large General | Services | Winter Morning | MW of Load | 1 | 2025 | 0.021389
ENS | Preferred Plan | C&I Curtailment | C&I Curtailment-Turnkey-Manual HVAC Control | Large General | Miscellaneous | Winter Evening | MW of Load | 1 | 2025 | 0.44916
ENS | Preferred Plan | C&I Curtailment | C&I Curtailment-Turnkey-Manual HVAC Control | Large General | Retail Trade | Winter Evening | MW of Load | 1 | 2025 | 0.019412
ENS | Preferred Plan | C&I Curtailment | C&I Curtailment-Turnkey-Manual HVAC Control | Large General | Services | Winter Evening | MW of Load | 1 | 2025 | 0.031086
ENS | Preferred Plan | C&I Curtailment | C&I Curtailment-Turnkey-Auto-DR HVAC Control | Large General | Miscellaneous | Winter Evening | MW of Load | 1 | 2025 | 0.011313
ENS | Preferred Plan | C&I Curtailment | C&I Curtailment-Turnkey-Auto-DR HVAC Control | Large General | Retail Trade | Winter Evening | MW of Load | 1 | 2025 | 0.00048895
ENS | Preferred Plan | C&I Curtailment | C&I Curtailment-Turnkey-Auto-DR HVAC Control | Large General | Services | Winter Evening | MW of Load | 1 | 2025 | 0.000783
ENS | Preferred Plan | C&I Curtailment | C&I Curtailment-Turnkey-Standard Lighting Control | Large General | Miscellaneous | Winter Evening | MW of Load | 1 | 2025 | 0.19786
ENS | Preferred Plan | C&I Curtailment | C&I Curtailment-Turnkey-Standard Lighting Control | Large General | Retail Trade | Winter Evening | MW of Load | 1 | 2025 | 0.0080996
ENS | Preferred Plan | C&I Curtailment | C&I Curtailment-Turnkey-Standard Lighting Control | Large General | Services | Winter Evening | MW of Load | 1 | 2025 | 0.012971
ENS | Preferred Plan | C&I Curtailment | C&I Curtailment-Turnkey-Water Heating Control | Large General | Miscellaneous | Winter Evening | MW of Load | 1 | 2025 | 0.0089268
ENS | Preferred Plan | C&I Curtailment | C&I Curtailment-Turnkey-Water Heating Control | Large General | Retail Trade | Winter Evening | MW of Load | 1 | 2025 | 0.0010674
ENS | Preferred Plan | C&I Curtailment | C&I Curtailment-Turnkey-Water Heating Control | Large General | Services | Winter Evening | MW of Load | 1 | 2025 | 0.0017093
ENS | Preferred Plan | C&I Curtailment | C&I Curtailment-Turnkey-Other | Large General | Miscellaneous | Winter Evening | MW of Load | 1 | 2025 | 0.19309
ENS | Preferred Plan | C&I Curtailment | C&I Curtailment-Turnkey-Other | Large General | Retail Trade | Winter Evening | MW of Load | 1 | 2025 | 0.011459
ENS | Preferred Plan | C&I Curtailment | C&I Curtailment-Turnkey-Other | Large General | Services | Winter Evening | MW of Load | 1 | 2025 | 0.018351
ENS | Preferred Plan | C&I Curtailment | C&I Curtailment-Turnkey-Manual HVAC Control | Small Industrial | Miscellaneous | Winter Morning | MW of Load | 1 | 2025 | 0.087082
ENS | Preferred Plan | C&I Curtailment | C&I Curtailment-Turnkey-Manual HVAC Control | Small Industrial | Offices | Winter Morning | MW of Load | 1 | 2025 | 0.0010859
ENS | Preferred Plan | C&I Curtailment | C&I Curtailment-Turnkey-Manual HVAC Control | Small Industrial | Retail Trade | Winter Morning | MW of Load | 1 | 2025 | 0.0037764
ENS | Preferred Plan | C&I Curtailment | C&I Curtailment-Turnkey-Manual HVAC Control | Small Industrial | Services | Winter Morning | MW of Load | 1 | 2025 | 0.001193
ENS | Preferred Plan | C&I Curtailment | C&I Curtailment-Turnkey-Auto-DR HVAC Control | Small Industrial | Miscellaneous | Winter Morning | MW of Load | 1 | 2025 | 0.0021934
ENS | Preferred Plan | C&I Curtailment | C&I Curtailment-Turnkey-Auto-DR HVAC Control | Small Industrial | Offices | Winter Morning | MW of Load | 1 | 2025 | 2.7353e-05
ENS | Preferred Plan | C&I Curtailment | C&I Curtailment-Turnkey-Auto-DR HVAC Control | Small Industrial | Retail Trade | Winter Morning | MW of Load | 1 | 2025 | 9.512e-05
ENS | Preferred Plan | C&I Curtailment | C&I Curtailment-Turnkey-Auto-DR HVAC Control | Small Industrial | Services | Winter Morning | MW of Load | 1 | 2025 | 3.0051e-05
ENS | Preferred Plan | C&I Curtailment | C&I Curtailment-Turnkey-Standard Lighting Control | Small Industrial | Miscellaneous | Winter Morning | MW of Load | 1 | 2025 | 0.028081
ENS | Preferred Plan | C&I Curtailment | C&I Curtailment-Turnkey-Standard Lighting Control | Small Industrial | Offices | Winter Morning | MW of Load | 1 | 2025 | 0.00015547
ENS | Preferred Plan | C&I Curtailment | C&I Curtailment-Turnkey-Standard Lighting Control | Small Industrial | Retail Trade | Winter Morning | MW of Load | 1 | 2025 | 0.0016465
ENS | Preferred Plan | C&I Curtailment | C&I Curtailment-Turnkey-Standard Lighting Control | Small Industrial | Services | Winter Morning | MW of Load | 1 | 2025 | 0.00052017
ENS | Preferred Plan | C&I Curtailment | C&I Curtailment-Turnkey-Water Heating Control | Small Industrial | Miscellaneous | Winter Morning | MW of Load | 1 | 2025 | 0.0020455
ENS | Preferred Plan | C&I Curtailment | C&I Curtailment-Turnkey-Water Heating Control | Small Industrial | Offices | Winter Morning | MW of Load | 1 | 2025 | 1.0716e-05
ENS | Preferred Plan | C&I Curtailment | C&I Curtailment-Turnkey-Water Heating Control | Small Industrial | Retail Trade | Winter Morning | MW of Load | 1 | 2025 | 0.00020014
ENS | Preferred Plan | C&I Curtailment | C&I Curtailment-Turnkey-Water Heating Control | Small Industrial | Services | Winter Morning | MW of Load | 1 | 2025 | 6.3229e-05
ENS | Preferred Plan | C&I Curtailment | C&I Curtailment-Turnkey-Other | Small Industrial | Miscellaneous | Winter Morning | MW of Load | 1 | 2025 | 0.032022
ENS | Preferred Plan | C&I Curtailment | C&I Curtailment-Turnkey-Other | Small Industrial | Offices | Winter Morning | MW of Load | 1 | 2025 | 0.00020201
ENS | Preferred Plan | C&I Curtailment | C&I Curtailment-Turnkey-Other | Small Industrial | Retail Trade | Winter Morning | MW of Load | 1 | 2025 | 0.0022176
ENS | Preferred Plan | C&I Curtailment | C&I Curtailment-Turnkey-Other | Small Industrial | Services | Winter Morning | MW of Load | 1 | 2025 | 0.00070059
ENS | Preferred Plan | C&I Curtailment | C&I Curtailment-Turnkey-Industrial | Small Industrial | Manufacturing | Winter Morning | MW of Load | 1 | 2025 | 0.0078355
ENS | Preferred Plan | C&I Curtailment | C&I Curtailment-Turnkey-Manual HVAC Control | Small Industrial | Miscellaneous | Winter Evening | MW of Load | 1 | 2025 | 0.11924
ENS | Preferred Plan | C&I Curtailment | C&I Curtailment-Turnkey-Manual HVAC Control | Small Industrial | Offices | Winter Evening | MW of Load | 1 | 2025 | 0.0014869
ENS | Preferred Plan | C&I Curtailment | C&I Curtailment-Turnkey-Manual HVAC Control | Small Industrial | Retail Trade | Winter Evening | MW of Load | 1 | 2025 | 0.0051709
ENS | Preferred Plan | C&I Curtailment | C&I Curtailment-Turnkey-Manual HVAC Control | Small Industrial | Services | Winter Evening | MW of Load | 1 | 2025 | 0.0016336
ENS | Preferred Plan | C&I Curtailment | C&I Curtailment-Turnkey-Auto-DR HVAC Control | Small Industrial | Miscellaneous | Winter Evening | MW of Load | 1 | 2025 | 0.0030034
ENS | Preferred Plan | C&I Curtailment | C&I Curtailment-Turnkey-Auto-DR HVAC Control | Small Industrial | Offices | Winter Evening | MW of Load | 1 | 2025 | 3.7454e-05
ENS | Preferred Plan | C&I Curtailment | C&I Curtailment-Turnkey-Auto-DR HVAC Control | Small Industrial | Retail Trade | Winter Evening | MW of Load | 1 | 2025 | 0.00013025
ENS | Preferred Plan | C&I Curtailment | C&I Curtailment-Turnkey-Auto-DR HVAC Control | Small Industrial | Services | Winter Evening | MW of Load | 1 | 2025 | 4.1148e-05
ENS | Preferred Plan | C&I Curtailment | C&I Curtailment-Turnkey-Standard Lighting Control | Small Industrial | Miscellaneous | Winter Evening | MW of Load | 1 | 2025 | 0.038451
ENS | Preferred Plan | C&I Curtailment | C&I Curtailment-Turnkey-Standard Lighting Control | Small Industrial | Offices | Winter Evening | MW of Load | 1 | 2025 | 0.00021288
ENS | Preferred Plan | C&I Curtailment | C&I Curtailment-Turnkey-Standard Lighting Control | Small Industrial | Retail Trade | Winter Evening | MW of Load | 1 | 2025 | 0.0022545
ENS | Preferred Plan | C&I Curtailment | C&I Curtailment-Turnkey-Standard Lighting Control | Small Industrial | Services | Winter Evening | MW of Load | 1 | 2025 | 0.00071225
ENS | Preferred Plan | C&I Curtailment | C&I Curtailment-Turnkey-Water Heating Control | Small Industrial | Miscellaneous | Winter Evening | MW of Load | 1 | 2025 | 0.0028008
ENS | Preferred Plan | C&I Curtailment | C&I Curtailment-Turnkey-Water Heating Control | Small Industrial | Offices | Winter Evening | MW of Load | 1 | 2025 | 1.4673e-05
ENS | Preferred Plan | C&I Curtailment | C&I Curtailment-Turnkey-Water Heating Control | Small Industrial | Retail Trade | Winter Evening | MW of Load | 1 | 2025 | 0.00027405
ENS | Preferred Plan | C&I Curtailment | C&I Curtailment-Turnkey-Water Heating Control | Small Industrial | Services | Winter Evening | MW of Load | 1 | 2025 | 8.6579e-05
ENS | Preferred Plan | C&I Curtailment | C&I Curtailment-Turnkey-Other | Small Industrial | Miscellaneous | Winter Evening | MW of Load | 1 | 2025 | 0.043847
ENS | Preferred Plan | C&I Curtailment | C&I Curtailment-Turnkey-Other | Small Industrial | Offices | Winter Evening | MW of Load | 1 | 2025 | 0.00027661
ENS | Preferred Plan | C&I Curtailment | C&I Curtailment-Turnkey-Other | Small Industrial | Retail Trade | Winter Evening | MW of Load | 1 | 2025 | 0.0030365
ENS | Preferred Plan | C&I Curtailment | C&I Curtailment-Turnkey-Other | Small Industrial | Services | Winter Evening | MW of Load | 1 | 2025 | 0.0009593
ENS | Preferred Plan | C&I Curtailment | C&I Curtailment-Turnkey-Industrial | Small Industrial | Manufacturing | Winter Evening | MW of Load | 1 | 2025 | 0.010729
ENS | Preferred Plan | C&I Curtailment | C&I Curtailment-Turnkey-Manual HVAC Control | Medium Industrial | Miscellaneous | Winter Morning | MW of Load | 1 | 2025 | 1.661
ENS | Preferred Plan | C&I Curtailment | C&I Curtailment-Turnkey-Manual HVAC Control | Medium Industrial | Offices | Winter Morning | MW of Load | 1 | 2025 | 0.026074
ENS | Preferred Plan | C&I Curtailment | C&I Curtailment-Turnkey-Manual HVAC Control | Medium Industrial | Retail Trade | Winter Morning | MW of Load | 1 | 2025 | 0.37684
ENS | Preferred Plan | C&I Curtailment | C&I Curtailment-Turnkey-Manual HVAC Control | Medium Industrial | Services | Winter Morning | MW of Load | 1 | 2025 | 0.017352
ENS | Preferred Plan | C&I Curtailment | C&I Curtailment-Turnkey-Auto-DR HVAC Control | Medium Industrial | Miscellaneous | Winter Morning | MW of Load | 1 | 2025 | 0.041838
ENS | Preferred Plan | C&I Curtailment | C&I Curtailment-Turnkey-Auto-DR HVAC Control | Medium Industrial | Offices | Winter Morning | MW of Load | 1 | 2025 | 0.00065675
ENS | Preferred Plan | C&I Curtailment | C&I Curtailment-Turnkey-Auto-DR HVAC Control | Medium Industrial | Retail Trade | Winter Morning | MW of Load | 1 | 2025 | 0.0094918
ENS | Preferred Plan | C&I Curtailment | C&I Curtailment-Turnkey-Auto-DR HVAC Control | Medium Industrial | Services | Winter Morning | MW of Load | 1 | 2025 | 0.00043707
ENS | Preferred Plan | C&I Curtailment | C&I Curtailment-Turnkey-Standard Lighting Control | Medium Industrial | Miscellaneous | Winter Morning | MW of Load | 1 | 2025 | 0.53561
ENS | Preferred Plan | C&I Curtailment | C&I Curtailment-Turnkey-Standard Lighting Control | Medium Industrial | Offices | Winter Morning | MW of Load | 1 | 2025 | 0.0037328
ENS | Preferred Plan | C&I Curtailment | C&I Curtailment-Turnkey-Standard Lighting Control | Medium Industrial | Retail Trade | Winter Morning | MW of Load | 1 | 2025 | 0.1643
ENS | Preferred Plan | C&I Curtailment | C&I Curtailment-Turnkey-Standard Lighting Control | Medium Industrial | Services | Winter Morning | MW of Load | 1 | 2025 | 0.0075655
ENS | Preferred Plan | C&I Curtailment | C&I Curtailment-Turnkey-Water Heating Control | Medium Industrial | Miscellaneous | Winter Morning | MW of Load | 1 | 2025 | 0.039016
ENS | Preferred Plan | C&I Curtailment | C&I Curtailment-Turnkey-Water Heating Control | Medium Industrial | Offices | Winter Morning | MW of Load | 1 | 2025 | 0.00025729
ENS | Preferred Plan | C&I Curtailment | C&I Curtailment-Turnkey-Water Heating Control | Medium Industrial | Retail Trade | Winter Morning | MW of Load | 1 | 2025 | 0.019972
ENS | Preferred Plan | C&I Curtailment | C&I Curtailment-Turnkey-Water Heating Control | Medium Industrial | Services | Winter Morning | MW of Load | 1 | 2025 | 0.00091963
ENS | Preferred Plan | C&I Curtailment | C&I Curtailment-Turnkey-Other | Medium Industrial | Miscellaneous | Winter Morning | MW of Load | 1 | 2025 | 0.61078
ENS | Preferred Plan | C&I Curtailment | C&I Curtailment-Turnkey-Other | Medium Industrial | Offices | Winter Morning | MW of Load | 1 | 2025 | 0.0048504
ENS | Preferred Plan | C&I Curtailment | C&I Curtailment-Turnkey-Other | Medium Industrial | Retail Trade | Winter Morning | MW of Load | 1 | 2025 | 0.22129
ENS | Preferred Plan | C&I Curtailment | C&I Curtailment-Turnkey-Other | Medium Industrial | Services | Winter Morning | MW of Load | 1 | 2025 | 0.01019
ENS | Preferred Plan | C&I Curtailment | C&I Curtailment-Turnkey-Manual HVAC Control | Medium Industrial | Miscellaneous | Winter Evening | MW of Load | 1 | 2025 | 1.6027
ENS | Preferred Plan | C&I Curtailment | C&I Curtailment-Turnkey-Manual HVAC Control | Medium Industrial | Offices | Winter Evening | MW of Load | 1 | 2025 | 0.025158
ENS | Preferred Plan | C&I Curtailment | C&I Curtailment-Turnkey-Manual HVAC Control | Medium Industrial | Retail Trade | Winter Evening | MW of Load | 1 | 2025 | 0.36361
ENS | Preferred Plan | C&I Curtailment | C&I Curtailment-Turnkey-Manual HVAC Control | Medium Industrial | Services | Winter Evening | MW of Load | 1 | 2025 | 0.016743
ENS | Preferred Plan | C&I Curtailment | C&I Curtailment-Turnkey-Auto-DR HVAC Control | Medium Industrial | Miscellaneous | Winter Evening | MW of Load | 1 | 2025 | 0.040369
ENS | Preferred Plan | C&I Curtailment | C&I Curtailment-Turnkey-Auto-DR HVAC Control | Medium Industrial | Offices | Winter Evening | MW of Load | 1 | 2025 | 0.00063369
ENS | Preferred Plan | C&I Curtailment | C&I Curtailment-Turnkey-Auto-DR HVAC Control | Medium Industrial | Retail Trade | Winter Evening | MW of Load | 1 | 2025 | 0.0091586
ENS | Preferred Plan | C&I Curtailment | C&I Curtailment-Turnkey-Auto-DR HVAC Control | Medium Industrial | Services | Winter Evening | MW of Load | 1 | 2025 | 0.00042173
ENS | Preferred Plan | C&I Curtailment | C&I Curtailment-Turnkey-Standard Lighting Control | Medium Industrial | Miscellaneous | Winter Evening | MW of Load | 1 | 2025 | 0.51681
ENS | Preferred Plan | C&I Curtailment | C&I Curtailment-Turnkey-Standard Lighting Control | Medium Industrial | Offices | Winter Evening | MW of Load | 1 | 2025 | 0.0036018
ENS | Preferred Plan | C&I Curtailment | C&I Curtailment-Turnkey-Standard Lighting Control | Medium Industrial | Retail Trade | Winter Evening | MW of Load | 1 | 2025 | 0.15853
ENS | Preferred Plan | C&I Curtailment | C&I Curtailment-Turnkey-Standard Lighting Control | Medium Industrial | Services | Winter Evening | MW of Load | 1 | 2025 | 0.0072999
ENS | Preferred Plan | C&I Curtailment | C&I Curtailment-Turnkey-Water Heating Control | Medium Industrial | Miscellaneous | Winter Evening | MW of Load | 1 | 2025 | 0.037646
ENS | Preferred Plan | C&I Curtailment | C&I Curtailment-Turnkey-Water Heating Control | Medium Industrial | Offices | Winter Evening | MW of Load | 1 | 2025 | 0.00024825
ENS | Preferred Plan | C&I Curtailment | C&I Curtailment-Turnkey-Water Heating Control | Medium Industrial | Retail Trade | Winter Evening | MW of Load | 1 | 2025 | 0.019271
ENS | Preferred Plan | C&I Curtailment | C&I Curtailment-Turnkey-Water Heating Control | Medium Industrial | Services | Winter Evening | MW of Load | 1 | 2025 | 0.00088735
ENS | Preferred Plan | C&I Curtailment | C&I Curtailment-Turnkey-Other | Medium Industrial | Miscellaneous | Winter Evening | MW of Load | 1 | 2025 | 0.58934
ENS | Preferred Plan | C&I Curtailment | C&I Curtailment-Turnkey-Other | Medium Industrial | Offices | Winter Evening | MW of Load | 1 | 2025 | 0.0046801
ENS | Preferred Plan | C&I Curtailment | C&I Curtailment-Turnkey-Other | Medium Industrial | Retail Trade | Winter Evening | MW of Load | 1 | 2025 | 0.21352
ENS | Preferred Plan | C&I Curtailment | C&I Curtailment-Turnkey-Other | Medium Industrial | Services | Winter Evening | MW of Load | 1 | 2025 | 0.0098319
ENS | Preferred Plan | C&I Curtailment | C&I Curtailment-Turnkey-Manual HVAC Control | Large Industrial | Miscellaneous | Winter Morning | MW of Load | 1 | 2025 | 0.034533
ENS | Preferred Plan | C&I Curtailment | C&I Curtailment-Turnkey-Auto-DR HVAC Control | Large Industrial | Miscellaneous | Winter Morning | MW of Load | 1 | 2025 | 0.00086983
ENS | Preferred Plan | C&I Curtailment | C&I Curtailment-Turnkey-Standard Lighting Control | Large Industrial | Miscellaneous | Winter Morning | MW of Load | 1 | 2025 | 0.015212
ENS | Preferred Plan | C&I Curtailment | C&I Curtailment-Turnkey-Water Heating Control | Large Industrial | Miscellaneous | Winter Morning | MW of Load | 1 | 2025 | 0.00068633
ENS | Preferred Plan | C&I Curtailment | C&I Curtailment-Turnkey-Other | Large Industrial | Miscellaneous | Winter Morning | MW of Load | 1 | 2025 | 0.014845
ENS | Preferred Plan | C&I Curtailment | C&I Curtailment-Turnkey-Industrial | Large Industrial | Manufacturing | Winter Morning | MW of Load | 1 | 2025 | 0.002979
ENS | Preferred Plan | C&I Curtailment | C&I Curtailment-Turnkey-Manual HVAC Control | Large Industrial | Miscellaneous | Winter Evening | MW of Load | 1 | 2025 | 0.03424
ENS | Preferred Plan | C&I Curtailment | C&I Curtailment-Turnkey-Auto-DR HVAC Control | Large Industrial | Miscellaneous | Winter Evening | MW of Load | 1 | 2025 | 0.00086245
ENS | Preferred Plan | C&I Curtailment | C&I Curtailment-Turnkey-Standard Lighting Control | Large Industrial | Miscellaneous | Winter Evening | MW of Load | 1 | 2025 | 0.015083
ENS | Preferred Plan | C&I Curtailment | C&I Curtailment-Turnkey-Water Heating Control | Large Industrial | Miscellaneous | Winter Evening | MW of Load | 1 | 2025 | 0.00068051
ENS | Preferred Plan | C&I Curtailment | C&I Curtailment-Turnkey-Other | Large Industrial | Miscellaneous | Winter Evening | MW of Load | 1 | 2025 | 0.014719
ENS | Preferred Plan | C&I Curtailment | C&I Curtailment-Turnkey-Industrial | Large Industrial | Manufacturing | Winter Evening | MW of Load | 1 | 2025 | 0.0029537
ENS | Preferred Plan | Dynamic Pricing | Dynamic Pricing with enabling tech. | Small General | Manufacturing | Winter Morning | MW of Load | 1 | 2025 | 0.0011892
ENS | Preferred Plan | Dynamic Pricing | Dynamic Pricing with enabling tech. | Small General | Manufacturing | Winter Evening | MW of Load | 1 | 2025 | 0.0013768
ENS | Preferred Plan | Dynamic Pricing | Dynamic Pricing with enabling tech. | Residential Charitable | Residential LI | Winter Morning | MW of Load | 1 | 2025 | 0.019556
ENS | Preferred Plan | Dynamic Pricing | Dynamic Pricing with enabling tech. | Residential Charitable | Residential Market Rate | Winter Morning | MW of Load | 1 | 2025 | 0.11136
ENS | Preferred Plan | Dynamic Pricing | Dynamic Pricing w/o enabling tech. | Residential Charitable | Residential LI | Winter Morning | MW of Load | 1 | 2025 | 0.95489
ENS | Preferred Plan | Dynamic Pricing | Dynamic Pricing w/o enabling tech. | Residential Charitable | Residential Market Rate | Winter Morning | MW of Load | 1 | 2025 | 5.4374
ENS | Preferred Plan | Dynamic Pricing | Dynamic Pricing with enabling tech. | Residential Charitable | Residential LI | Winter Evening | MW of Load | 1 | 2025 | 0.022206
ENS | Preferred Plan | Dynamic Pricing | Dynamic Pricing with enabling tech. | Residential Charitable | Residential Market Rate | Winter Evening | MW of Load | 1 | 2025 | 0.12645
ENS | Preferred Plan | Dynamic Pricing | Dynamic Pricing w/o enabling tech. | Residential Charitable | Residential LI | Winter Evening | MW of Load | 1 | 2025 | 1.0843
ENS | Preferred Plan | Dynamic Pricing | Dynamic Pricing w/o enabling tech. | Residential Charitable | Residential Market Rate | Winter Evening | MW of Load | 1 | 2025 | 6.1743
ENS | Preferred Plan | BTM Battery Control | BTM Battery Control-BYOB | Residential Charitable | Residential Market Rate | Winter Morning | MW of Load | 0 | 2025 | 0.019527
ENS | Preferred Plan | BTM Battery Control | BTM Battery Control-BYOB | Residential Charitable | Residential Market Rate | Winter Evening | MW of Load | 0 | 2025 | 0.025191
ENS | Preferred Plan | EV Charging Control | EV Charging Control | EV Res LDV | EV | Winter Morning | MW of Load | 0 | 2025 | 0.0016854
ENS | Preferred Plan | EV Charging Control | EV Charging Control | EV Res LDV | EV | Winter Evening | MW of Load | 0 | 2025 | 0.020225
ENS | Preferred Plan | EV Charging Control | EV Charging Control | EV Com LDV | EV | Winter Morning | MW of Load | 0 | 2025 | 0.00056983
ENS | Preferred Plan | EV Charging Control | EV Charging Control | EV Com LDV | EV | Winter Evening | MW of Load | 0 | 2025 | 0.0068379
ENS | Preferred Plan | Time-of-Use Rates (TOU) | Time-of-Use Rates (TOU) | Residential Charitable | Residential LI | Winter Morning | MW of Load | 0 | 2025 | 0.29604
ENS | Preferred Plan | Time-of-Use Rates (TOU) | Time-of-Use Rates (TOU) | Residential Charitable | Residential Market Rate | Winter Morning | MW of Load | 0 | 2025 | 1.6881
ENS | Preferred Plan | Time-of-Use Rates (TOU) | Time-of-Use Rates (TOU) | Residential Charitable | Residential LI | Winter Evening | MW of Load | 0 | 2025 | 0.33616
ENS | Preferred Plan | Time-of-Use Rates (TOU) | Time-of-Use Rates (TOU) | Residential Charitable | Residential Market Rate | Winter Evening | MW of Load | 0 | 2025 | 1.9169
ENS | Preferred Plan | DLC-Thermostat | DLC-Thermostat-BYOT-Central Heat Pump | Residential Charitable | Residential LI | Winter Morning | MW of Load | 0 | 2026 | 0.030849
ENS | Preferred Plan | DLC-Thermostat | DLC-Thermostat-BYOT-Central Heat Pump | Residential Charitable | Residential Market Rate | Winter Morning | MW of Load | 0 | 2026 | 0.18878
ENS | Preferred Plan | DLC-Thermostat | DLC-Thermostat-DI-Baseboard Heating | Residential Charitable | Residential LI | Winter Morning | MW of Load | 0 | 2026 | 0.15795
ENS | Preferred Plan | DLC-Thermostat | DLC-Thermostat-DI-Baseboard Heating | Residential Charitable | Residential Market Rate | Winter Morning | MW of Load | 0 | 2026 | 1.5035
ENS | Preferred Plan | DLC-Thermostat | DLC-Thermostat-BYOT-Baseboard Heating | Residential Charitable | Residential LI | Winter Morning | MW of Load | 0 | 2026 | 0.018465
ENS | Preferred Plan | DLC-Thermostat | DLC-Thermostat-BYOT-Baseboard Heating | Residential Charitable | Residential Market Rate | Winter Morning | MW of Load | 0 | 2026 | 0.17577
ENS | Preferred Plan | DLC-Thermostat | DLC-Thermostat-DI-MSHP | Residential Charitable | Residential LI | Winter Morning | MW of Load | 0 | 2026 | 0.091487
ENS | Preferred Plan | DLC-Thermostat | DLC-Thermostat-DI-MSHP | Residential Charitable | Residential Market Rate | Winter Morning | MW of Load | 0 | 2026 | 0.87086
ENS | Preferred Plan | DLC-Thermostat | DLC-Thermostat-BYOT-MSHP | Residential Charitable | Residential LI | Winter Morning | MW of Load | 0 | 2026 | 0.008272
ENS | Preferred Plan | DLC-Thermostat | DLC-Thermostat-BYOT-MSHP | Residential Charitable | Residential Market Rate | Winter Morning | MW of Load | 0 | 2026 | 0.078741
ENS | Preferred Plan | DLC-Thermostat | DLC-Thermostat-BYOT-Central Heat Pump | Residential Charitable | Residential LI | Winter Evening | MW of Load | 0 | 2026 | 0.030849
ENS | Preferred Plan | DLC-Thermostat | DLC-Thermostat-BYOT-Central Heat Pump | Residential Charitable | Residential Market Rate | Winter Evening | MW of Load | 0 | 2026 | 0.18878
ENS | Preferred Plan | DLC-Thermostat | DLC-Thermostat-DI-Baseboard Heating | Residential Charitable | Residential LI | Winter Evening | MW of Load | 0 | 2026 | 0.15795
ENS | Preferred Plan | DLC-Thermostat | DLC-Thermostat-DI-Baseboard Heating | Residential Charitable | Residential Market Rate | Winter Evening | MW of Load | 0 | 2026 | 1.5035
ENS | Preferred Plan | DLC-Thermostat | DLC-Thermostat-BYOT-Baseboard Heating | Residential Charitable | Residential LI | Winter Evening | MW of Load | 0 | 2026 | 0.018465
ENS | Preferred Plan | DLC-Thermostat | DLC-Thermostat-BYOT-Baseboard Heating | Residential Charitable | Residential Market Rate | Winter Evening | MW of Load | 0 | 2026 | 0.17577
ENS | Preferred Plan | DLC-Thermostat | DLC-Thermostat-DI-MSHP | Residential Charitable | Residential LI | Winter Evening | MW of Load | 0 | 2026 | 0.091487
ENS | Preferred Plan | DLC-Thermostat | DLC-Thermostat-DI-MSHP | Residential Charitable | Residential Market Rate | Winter Evening | MW of Load | 0 | 2026 | 0.87086
ENS | Preferred Plan | DLC-Thermostat | DLC-Thermostat-BYOT-MSHP | Residential Charitable | Residential LI | Winter Evening | MW of Load | 0 | 2026 | 0.008272
ENS | Preferred Plan | DLC-Thermostat | DLC-Thermostat-BYOT-MSHP | Residential Charitable | Residential Market Rate | Winter Evening | MW of Load | 0 | 2026 | 0.078741
ENS | Preferred Plan | DLC-Water Heating | DLC-Switch-Water Heating | Residential Charitable | Residential LI | Winter Morning | MW of Load | 0 | 2026 | 0.079264
ENS | Preferred Plan | DLC-Water Heating | DLC-Switch-Water Heating | Residential Charitable | Residential Market Rate | Winter Morning | MW of Load | 0 | 2026 | 0.90542
ENS | Preferred Plan | DLC-Water Heating | DLC-Switch-Water Heating | Residential Charitable | Residential LI | Winter Evening | MW of Load | 0 | 2026 | 0.066995
ENS | Preferred Plan | DLC-Water Heating | DLC-Switch-Water Heating | Residential Charitable | Residential Market Rate | Winter Evening | MW of Load | 0 | 2026 | 0.76527
ENS | Preferred Plan | C&I Curtailment | C&I Curtailment-Turnkey-Manual HVAC Control | General | Miscellaneous | Winter Morning | MW of Load | 1 | 2026 | 0.53061
ENS | Preferred Plan | C&I Curtailment | C&I Curtailment-Turnkey-Manual HVAC Control | General | Offices | Winter Morning | MW of Load | 1 | 2026 | 0.035098
ENS | Preferred Plan | C&I Curtailment | C&I Curtailment-Turnkey-Manual HVAC Control | General | Retail Trade | Winter Morning | MW of Load | 1 | 2026 | 0.12458
ENS | Preferred Plan | C&I Curtailment | C&I Curtailment-Turnkey-Manual HVAC Control | General | Services | Winter Morning | MW of Load | 1 | 2026 | 0.080535
ENS | Preferred Plan | C&I Curtailment | C&I Curtailment-Turnkey-Auto-DR HVAC Control | General | Miscellaneous | Winter Morning | MW of Load | 1 | 2026 | 0.01677
ENS | Preferred Plan | C&I Curtailment | C&I Curtailment-Turnkey-Auto-DR HVAC Control | General | Offices | Winter Morning | MW of Load | 1 | 2026 | 0.0011093
ENS | Preferred Plan | C&I Curtailment | C&I Curtailment-Turnkey-Auto-DR HVAC Control | General | Retail Trade | Winter Morning | MW of Load | 1 | 2026 | 0.0039372
ENS | Preferred Plan | C&I Curtailment | C&I Curtailment-Turnkey-Auto-DR HVAC Control | General | Services | Winter Morning | MW of Load | 1 | 2026 | 0.0025453
ENS | Preferred Plan | C&I Curtailment | C&I Curtailment-Turnkey-Standard Lighting Control | General | Miscellaneous | Winter Morning | MW of Load | 1 | 2026 | 0.22287
ENS | Preferred Plan | C&I Curtailment | C&I Curtailment-Turnkey-Standard Lighting Control | General | Offices | Winter Morning | MW of Load | 1 | 2026 | 0.0046713
ENS | Preferred Plan | C&I Curtailment | C&I Curtailment-Turnkey-Standard Lighting Control | General | Retail Trade | Winter Morning | MW of Load | 1 | 2026 | 0.051313
ENS | Preferred Plan | C&I Curtailment | C&I Curtailment-Turnkey-Standard Lighting Control | General | Services | Winter Morning | MW of Load | 1 | 2026 | 0.033198
ENS | Preferred Plan | C&I Curtailment | C&I Curtailment-Turnkey-Water Heating Control | General | Miscellaneous | Winter Morning | MW of Load | 1 | 2026 | 0.01325
ENS | Preferred Plan | C&I Curtailment | C&I Curtailment-Turnkey-Water Heating Control | General | Offices | Winter Morning | MW of Load | 1 | 2026 | 0.0003563
ENS | Preferred Plan | C&I Curtailment | C&I Curtailment-Turnkey-Water Heating Control | General | Retail Trade | Winter Morning | MW of Load | 1 | 2026 | 0.0070323
ENS | Preferred Plan | C&I Curtailment | C&I Curtailment-Turnkey-Water Heating Control | General | Services | Winter Morning | MW of Load | 1 | 2026 | 0.0045431
ENS | Preferred Plan | C&I Curtailment | C&I Curtailment-Turnkey-Other | General | Miscellaneous | Winter Morning | MW of Load | 1 | 2026 | 0.23769
ENS | Preferred Plan | C&I Curtailment | C&I Curtailment-Turnkey-Other | General | Offices | Winter Morning | MW of Load | 1 | 2026 | 0.0065366
ENS | Preferred Plan | C&I Curtailment | C&I Curtailment-Turnkey-Other | General | Retail Trade | Winter Morning | MW of Load | 1 | 2026 | 0.075033
ENS | Preferred Plan | C&I Curtailment | C&I Curtailment-Turnkey-Other | General | Services | Winter Morning | MW of Load | 1 | 2026 | 0.0485
ENS | Preferred Plan | C&I Curtailment | C&I Curtailment-Turnkey-Manual HVAC Control | General | Miscellaneous | Winter Evening | MW of Load | 1 | 2026 | 0.62187
ENS | Preferred Plan | C&I Curtailment | C&I Curtailment-Turnkey-Manual HVAC Control | General | Offices | Winter Evening | MW of Load | 1 | 2026 | 0.041135
ENS | Preferred Plan | C&I Curtailment | C&I Curtailment-Turnkey-Manual HVAC Control | General | Retail Trade | Winter Evening | MW of Load | 1 | 2026 | 0.146
ENS | Preferred Plan | C&I Curtailment | C&I Curtailment-Turnkey-Manual HVAC Control | General | Services | Winter Evening | MW of Load | 1 | 2026 | 0.094387
ENS | Preferred Plan | C&I Curtailment | C&I Curtailment-Turnkey-Auto-DR HVAC Control | General | Miscellaneous | Winter Evening | MW of Load | 1 | 2026 | 0.019654
ENS | Preferred Plan | C&I Curtailment | C&I Curtailment-Turnkey-Auto-DR HVAC Control | General | Offices | Winter Evening | MW of Load | 1 | 2026 | 0.0013001
ENS | Preferred Plan | C&I Curtailment | C&I Curtailment-Turnkey-Auto-DR HVAC Control | General | Retail Trade | Winter Evening | MW of Load | 1 | 2026 | 0.0046144
ENS | Preferred Plan | C&I Curtailment | C&I Curtailment-Turnkey-Auto-DR HVAC Control | General | Services | Winter Evening | MW of Load | 1 | 2026 | 0.0029831
ENS | Preferred Plan | C&I Curtailment | C&I Curtailment-Turnkey-Standard Lighting Control | General | Miscellaneous | Winter Evening | MW of Load | 1 | 2026 | 0.26121
ENS | Preferred Plan | C&I Curtailment | C&I Curtailment-Turnkey-Standard Lighting Control | General | Offices | Winter Evening | MW of Load | 1 | 2026 | 0.0054748
ENS | Preferred Plan | C&I Curtailment | C&I Curtailment-Turnkey-Standard Lighting Control | General | Retail Trade | Winter Evening | MW of Load | 1 | 2026 | 0.060138
ENS | Preferred Plan | C&I Curtailment | C&I Curtailment-Turnkey-Standard Lighting Control | General | Services | Winter Evening | MW of Load | 1 | 2026 | 0.038908
ENS | Preferred Plan | C&I Curtailment | C&I Curtailment-Turnkey-Water Heating Control | General | Miscellaneous | Winter Evening | MW of Load | 1 | 2026 | 0.015529
ENS | Preferred Plan | C&I Curtailment | C&I Curtailment-Turnkey-Water Heating Control | General | Offices | Winter Evening | MW of Load | 1 | 2026 | 0.00041759
ENS | Preferred Plan | C&I Curtailment | C&I Curtailment-Turnkey-Water Heating Control | General | Retail Trade | Winter Evening | MW of Load | 1 | 2026 | 0.0082419
ENS | Preferred Plan | C&I Curtailment | C&I Curtailment-Turnkey-Water Heating Control | General | Services | Winter Evening | MW of Load | 1 | 2026 | 0.0053245
ENS | Preferred Plan | C&I Curtailment | C&I Curtailment-Turnkey-Other | General | Miscellaneous | Winter Evening | MW of Load | 1 | 2026 | 0.27857
ENS | Preferred Plan | C&I Curtailment | C&I Curtailment-Turnkey-Other | General | Offices | Winter Evening | MW of Load | 1 | 2026 | 0.0076609
ENS | Preferred Plan | C&I Curtailment | C&I Curtailment-Turnkey-Other | General | Retail Trade | Winter Evening | MW of Load | 1 | 2026 | 0.087938
ENS | Preferred Plan | C&I Curtailment | C&I Curtailment-Turnkey-Other | General | Services | Winter Evening | MW of Load | 1 | 2026 | 0.056842
ENS | Preferred Plan | C&I Curtailment | C&I Curtailment-Turnkey-Manual HVAC Control | Large General | Miscellaneous | Winter Morning | MW of Load | 1 | 2026 | 0.42447
ENS | Preferred Plan | C&I Curtailment | C&I Curtailment-Turnkey-Manual HVAC Control | Large General | Retail Trade | Winter Morning | MW of Load | 1 | 2026 | 0.018233
ENS | Preferred Plan | C&I Curtailment | C&I Curtailment-Turnkey-Manual HVAC Control | Large General | Services | Winter Morning | MW of Load | 1 | 2026 | 0.029198
ENS | Preferred Plan | C&I Curtailment | C&I Curtailment-Turnkey-Auto-DR HVAC Control | Large General | Miscellaneous | Winter Morning | MW of Load | 1 | 2026 | 0.013415
ENS | Preferred Plan | C&I Curtailment | C&I Curtailment-Turnkey-Auto-DR HVAC Control | Large General | Retail Trade | Winter Morning | MW of Load | 1 | 2026 | 0.00057625
ENS | Preferred Plan | C&I Curtailment | C&I Curtailment-Turnkey-Auto-DR HVAC Control | Large General | Services | Winter Morning | MW of Load | 1 | 2026 | 0.0009228
ENS | Preferred Plan | C&I Curtailment | C&I Curtailment-Turnkey-Standard Lighting Control | Large General | Miscellaneous | Winter Morning | MW of Load | 1 | 2026 | 0.18516
ENS | Preferred Plan | C&I Curtailment | C&I Curtailment-Turnkey-Standard Lighting Control | Large General | Retail Trade | Winter Morning | MW of Load | 1 | 2026 | 0.0074804
ENS | Preferred Plan | C&I Curtailment | C&I Curtailment-Turnkey-Standard Lighting Control | Large General | Services | Winter Morning | MW of Load | 1 | 2026 | 0.011979
ENS | Preferred Plan | C&I Curtailment | C&I Curtailment-Turnkey-Water Heating Control | Large General | Miscellaneous | Winter Morning | MW of Load | 1 | 2026 | 0.00855
ENS | Preferred Plan | C&I Curtailment | C&I Curtailment-Turnkey-Water Heating Control | Large General | Retail Trade | Winter Morning | MW of Load | 1 | 2026 | 0.0010327
ENS | Preferred Plan | C&I Curtailment | C&I Curtailment-Turnkey-Water Heating Control | Large General | Services | Winter Morning | MW of Load | 1 | 2026 | 0.0016538
ENS | Preferred Plan | C&I Curtailment | C&I Curtailment-Turnkey-Other | Large General | Miscellaneous | Winter Morning | MW of Load | 1 | 2026 | 0.1848
ENS | Preferred Plan | C&I Curtailment | C&I Curtailment-Turnkey-Other | Large General | Retail Trade | Winter Morning | MW of Load | 1 | 2026 | 0.010989
ENS | Preferred Plan | C&I Curtailment | C&I Curtailment-Turnkey-Other | Large General | Services | Winter Morning | MW of Load | 1 | 2026 | 0.017598
ENS | Preferred Plan | C&I Curtailment | C&I Curtailment-Turnkey-Manual HVAC Control | Large General | Miscellaneous | Winter Evening | MW of Load | 1 | 2026 | 0.36547
ENS | Preferred Plan | C&I Curtailment | C&I Curtailment-Turnkey-Manual HVAC Control | Large General | Retail Trade | Winter Evening | MW of Load | 1 | 2026 | 0.015699
ENS | Preferred Plan | C&I Curtailment | C&I Curtailment-Turnkey-Manual HVAC Control | Large General | Services | Winter Evening | MW of Load | 1 | 2026 | 0.02514
ENS | Preferred Plan | C&I Curtailment | C&I Curtailment-Turnkey-Auto-DR HVAC Control | Large General | Miscellaneous | Winter Evening | MW of Load | 1 | 2026 | 0.011551
ENS | Preferred Plan | C&I Curtailment | C&I Curtailment-Turnkey-Auto-DR HVAC Control | Large General | Retail Trade | Winter Evening | MW of Load | 1 | 2026 | 0.00049616
ENS | Preferred Plan | C&I Curtailment | C&I Curtailment-Turnkey-Auto-DR HVAC Control | Large General | Services | Winter Evening | MW of Load | 1 | 2026 | 0.00079454
ENS | Preferred Plan | C&I Curtailment | C&I Curtailment-Turnkey-Standard Lighting Control | Large General | Miscellaneous | Winter Evening | MW of Load | 1 | 2026 | 0.15943
ENS | Preferred Plan | C&I Curtailment | C&I Curtailment-Turnkey-Standard Lighting Control | Large General | Retail Trade | Winter Evening | MW of Load | 1 | 2026 | 0.0064407
ENS | Preferred Plan | C&I Curtailment | C&I Curtailment-Turnkey-Standard Lighting Control | Large General | Services | Winter Evening | MW of Load | 1 | 2026 | 0.010314
ENS | Preferred Plan | C&I Curtailment | C&I Curtailment-Turnkey-Water Heating Control | Large General | Miscellaneous | Winter Evening | MW of Load | 1 | 2026 | 0.0073616
ENS | Preferred Plan | C&I Curtailment | C&I Curtailment-Turnkey-Water Heating Control | Large General | Retail Trade | Winter Evening | MW of Load | 1 | 2026 | 0.00088918
ENS | Preferred Plan | C&I Curtailment | C&I Curtailment-Turnkey-Water Heating Control | Large General | Services | Winter Evening | MW of Load | 1 | 2026 | 0.0014239
ENS | Preferred Plan | C&I Curtailment | C&I Curtailment-Turnkey-Other | Large General | Miscellaneous | Winter Evening | MW of Load | 1 | 2026 | 0.15912
ENS | Preferred Plan | C&I Curtailment | C&I Curtailment-Turnkey-Other | Large General | Retail Trade | Winter Evening | MW of Load | 1 | 2026 | 0.0094618
ENS | Preferred Plan | C&I Curtailment | C&I Curtailment-Turnkey-Other | Large General | Services | Winter Evening | MW of Load | 1 | 2026 | 0.015152
ENS | Preferred Plan | C&I Curtailment | C&I Curtailment-Turnkey-Manual HVAC Control | Small Industrial | Miscellaneous | Winter Morning | MW of Load | 1 | 2026 | 0.070544
ENS | Preferred Plan | C&I Curtailment | C&I Curtailment-Turnkey-Manual HVAC Control | Small Industrial | Offices | Winter Morning | MW of Load | 1 | 2026 | 0.00088356
ENS | Preferred Plan | C&I Curtailment | C&I Curtailment-Turnkey-Manual HVAC Control | Small Industrial | Retail Trade | Winter Morning | MW of Load | 1 | 2026 | 0.0030458
ENS | Preferred Plan | C&I Curtailment | C&I Curtailment-Turnkey-Manual HVAC Control | Small Industrial | Services | Winter Morning | MW of Load | 1 | 2026 | 0.00096224
ENS | Preferred Plan | C&I Curtailment | C&I Curtailment-Turnkey-Auto-DR HVAC Control | Small Industrial | Miscellaneous | Winter Morning | MW of Load | 1 | 2026 | 0.0022295
ENS | Preferred Plan | C&I Curtailment | C&I Curtailment-Turnkey-Auto-DR HVAC Control | Small Industrial | Offices | Winter Morning | MW of Load | 1 | 2026 | 2.7925e-05
ENS | Preferred Plan | C&I Curtailment | C&I Curtailment-Turnkey-Auto-DR HVAC Control | Small Industrial | Retail Trade | Winter Morning | MW of Load | 1 | 2026 | 9.6261e-05
ENS | Preferred Plan | C&I Curtailment | C&I Curtailment-Turnkey-Auto-DR HVAC Control | Small Industrial | Services | Winter Morning | MW of Load | 1 | 2026 | 3.0411e-05
ENS | Preferred Plan | C&I Curtailment | C&I Curtailment-Turnkey-Standard Lighting Control | Small Industrial | Miscellaneous | Winter Morning | MW of Load | 1 | 2026 | 0.022452
ENS | Preferred Plan | C&I Curtailment | C&I Curtailment-Turnkey-Standard Lighting Control | Small Industrial | Offices | Winter Morning | MW of Load | 1 | 2026 | 0.00012375
ENS | Preferred Plan | C&I Curtailment | C&I Curtailment-Turnkey-Standard Lighting Control | Small Industrial | Retail Trade | Winter Morning | MW of Load | 1 | 2026 | 0.0013188
ENS | Preferred Plan | C&I Curtailment | C&I Curtailment-Turnkey-Standard Lighting Control | Small Industrial | Services | Winter Morning | MW of Load | 1 | 2026 | 0.00041665
ENS | Preferred Plan | C&I Curtailment | C&I Curtailment-Turnkey-Water Heating Control | Small Industrial | Miscellaneous | Winter Morning | MW of Load | 1 | 2026 | 0.0016843
ENS | Preferred Plan | C&I Curtailment | C&I Curtailment-Turnkey-Water Heating Control | Small Industrial | Offices | Winter Morning | MW of Load | 1 | 2026 | 8.7672e-06
ENS | Preferred Plan | C&I Curtailment | C&I Curtailment-Turnkey-Water Heating Control | Small Industrial | Retail Trade | Winter Morning | MW of Load | 1 | 2026 | 0.00016441
ENS | Preferred Plan | C&I Curtailment | C&I Curtailment-Turnkey-Water Heating Control | Small Industrial | Services | Winter Morning | MW of Load | 1 | 2026 | 5.1943e-05
ENS | Preferred Plan | C&I Curtailment | C&I Curtailment-Turnkey-Other | Small Industrial | Miscellaneous | Winter Morning | MW of Load | 1 | 2026 | 0.026264
ENS | Preferred Plan | C&I Curtailment | C&I Curtailment-Turnkey-Other | Small Industrial | Offices | Winter Morning | MW of Load | 1 | 2026 | 0.00016534
ENS | Preferred Plan | C&I Curtailment | C&I Curtailment-Turnkey-Other | Small Industrial | Retail Trade | Winter Morning | MW of Load | 1 | 2026 | 0.0018185
ENS | Preferred Plan | C&I Curtailment | C&I Curtailment-Turnkey-Other | Small Industrial | Services | Winter Morning | MW of Load | 1 | 2026 | 0.0005745
ENS | Preferred Plan | C&I Curtailment | C&I Curtailment-Turnkey-Industrial | Small Industrial | Manufacturing | Winter Morning | MW of Load | 1 | 2026 | 0.0063924
ENS | Preferred Plan | C&I Curtailment | C&I Curtailment-Turnkey-Manual HVAC Control | Small Industrial | Miscellaneous | Winter Evening | MW of Load | 1 | 2026 | 0.096937
ENS | Preferred Plan | C&I Curtailment | C&I Curtailment-Turnkey-Manual HVAC Control | Small Industrial | Offices | Winter Evening | MW of Load | 1 | 2026 | 0.0012141
ENS | Preferred Plan | C&I Curtailment | C&I Curtailment-Turnkey-Manual HVAC Control | Small Industrial | Retail Trade | Winter Evening | MW of Load | 1 | 2026 | 0.0041853
ENS | Preferred Plan | C&I Curtailment | C&I Curtailment-Turnkey-Manual HVAC Control | Small Industrial | Services | Winter Evening | MW of Load | 1 | 2026 | 0.0013222
ENS | Preferred Plan | C&I Curtailment | C&I Curtailment-Turnkey-Auto-DR HVAC Control | Small Industrial | Miscellaneous | Winter Evening | MW of Load | 1 | 2026 | 0.0030636
ENS | Preferred Plan | C&I Curtailment | C&I Curtailment-Turnkey-Auto-DR HVAC Control | Small Industrial | Offices | Winter Evening | MW of Load | 1 | 2026 | 3.8372e-05
ENS | Preferred Plan | C&I Curtailment | C&I Curtailment-Turnkey-Auto-DR HVAC Control | Small Industrial | Retail Trade | Winter Evening | MW of Load | 1 | 2026 | 0.00013227
ENS | Preferred Plan | C&I Curtailment | C&I Curtailment-Turnkey-Auto-DR HVAC Control | Small Industrial | Services | Winter Evening | MW of Load | 1 | 2026 | 4.1789e-05
ENS | Preferred Plan | C&I Curtailment | C&I Curtailment-Turnkey-Standard Lighting Control | Small Industrial | Miscellaneous | Winter Evening | MW of Load | 1 | 2026 | 0.030852
ENS | Preferred Plan | C&I Curtailment | C&I Curtailment-Turnkey-Standard Lighting Control | Small Industrial | Offices | Winter Evening | MW of Load | 1 | 2026 | 0.00017005
ENS | Preferred Plan | C&I Curtailment | C&I Curtailment-Turnkey-Standard Lighting Control | Small Industrial | Retail Trade | Winter Evening | MW of Load | 1 | 2026 | 0.0018122
ENS | Preferred Plan | C&I Curtailment | C&I Curtailment-Turnkey-Standard Lighting Control | Small Industrial | Services | Winter Evening | MW of Load | 1 | 2026 | 0.00057252
ENS | Preferred Plan | C&I Curtailment | C&I Curtailment-Turnkey-Water Heating Control | Small Industrial | Miscellaneous | Winter Evening | MW of Load | 1 | 2026 | 0.0023145
ENS | Preferred Plan | C&I Curtailment | C&I Curtailment-Turnkey-Water Heating Control | Small Industrial | Offices | Winter Evening | MW of Load | 1 | 2026 | 1.2047e-05
ENS | Preferred Plan | C&I Curtailment | C&I Curtailment-Turnkey-Water Heating Control | Small Industrial | Retail Trade | Winter Evening | MW of Load | 1 | 2026 | 0.00022592
ENS | Preferred Plan | C&I Curtailment | C&I Curtailment-Turnkey-Water Heating Control | Small Industrial | Services | Winter Evening | MW of Load | 1 | 2026 | 7.1375e-05
ENS | Preferred Plan | C&I Curtailment | C&I Curtailment-Turnkey-Other | Small Industrial | Miscellaneous | Winter Evening | MW of Load | 1 | 2026 | 0.03609
ENS | Preferred Plan | C&I Curtailment | C&I Curtailment-Turnkey-Other | Small Industrial | Offices | Winter Evening | MW of Load | 1 | 2026 | 0.00022719
ENS | Preferred Plan | C&I Curtailment | C&I Curtailment-Turnkey-Other | Small Industrial | Retail Trade | Winter Evening | MW of Load | 1 | 2026 | 0.0024988
ENS | Preferred Plan | C&I Curtailment | C&I Curtailment-Turnkey-Other | Small Industrial | Services | Winter Evening | MW of Load | 1 | 2026 | 0.00078943
ENS | Preferred Plan | C&I Curtailment | C&I Curtailment-Turnkey-Industrial | Small Industrial | Manufacturing | Winter Evening | MW of Load | 1 | 2026 | 0.0087839
ENS | Preferred Plan | C&I Curtailment | C&I Curtailment-Turnkey-Manual HVAC Control | Medium Industrial | Miscellaneous | Winter Morning | MW of Load | 1 | 2026 | 1.3465
ENS | Preferred Plan | C&I Curtailment | C&I Curtailment-Turnkey-Manual HVAC Control | Medium Industrial | Offices | Winter Morning | MW of Load | 1 | 2026 | 0.02123
ENS | Preferred Plan | C&I Curtailment | C&I Curtailment-Turnkey-Manual HVAC Control | Medium Industrial | Retail Trade | Winter Morning | MW of Load | 1 | 2026 | 0.30415
ENS | Preferred Plan | C&I Curtailment | C&I Curtailment-Turnkey-Manual HVAC Control | Medium Industrial | Services | Winter Morning | MW of Load | 1 | 2026 | 0.014005
ENS | Preferred Plan | C&I Curtailment | C&I Curtailment-Turnkey-Auto-DR HVAC Control | Medium Industrial | Miscellaneous | Winter Morning | MW of Load | 1 | 2026 | 0.042557
ENS | Preferred Plan | C&I Curtailment | C&I Curtailment-Turnkey-Auto-DR HVAC Control | Medium Industrial | Offices | Winter Morning | MW of Load | 1 | 2026 | 0.00067097
ENS | Preferred Plan | C&I Curtailment | C&I Curtailment-Turnkey-Auto-DR HVAC Control | Medium Industrial | Retail Trade | Winter Morning | MW of Load | 1 | 2026 | 0.0096126
ENS | Preferred Plan | C&I Curtailment | C&I Curtailment-Turnkey-Auto-DR HVAC Control | Medium Industrial | Services | Winter Morning | MW of Load | 1 | 2026 | 0.00044263
ENS | Preferred Plan | C&I Curtailment | C&I Curtailment-Turnkey-Standard Lighting Control | Medium Industrial | Miscellaneous | Winter Morning | MW of Load | 1 | 2026 | 0.42856
ENS | Preferred Plan | C&I Curtailment | C&I Curtailment-Turnkey-Standard Lighting Control | Medium Industrial | Offices | Winter Morning | MW of Load | 1 | 2026 | 0.0029734
ENS | Preferred Plan | C&I Curtailment | C&I Curtailment-Turnkey-Standard Lighting Control | Medium Industrial | Retail Trade | Winter Morning | MW of Load | 1 | 2026 | 0.1317
ENS | Preferred Plan | C&I Curtailment | C&I Curtailment-Turnkey-Standard Lighting Control | Medium Industrial | Services | Winter Morning | MW of Load | 1 | 2026 | 0.0060642
ENS | Preferred Plan | C&I Curtailment | C&I Curtailment-Turnkey-Water Heating Control | Medium Industrial | Miscellaneous | Winter Morning | MW of Load | 1 | 2026 | 0.032151
ENS | Preferred Plan | C&I Curtailment | C&I Curtailment-Turnkey-Water Heating Control | Medium Industrial | Offices | Winter Morning | MW of Load | 1 | 2026 | 0.00021065
ENS | Preferred Plan | C&I Curtailment | C&I Curtailment-Turnkey-Water Heating Control | Medium Industrial | Retail Trade | Winter Morning | MW of Load | 1 | 2026 | 0.016418
ENS | Preferred Plan | C&I Curtailment | C&I Curtailment-Turnkey-Water Heating Control | Medium Industrial | Services | Winter Morning | MW of Load | 1 | 2026 | 0.00075602
ENS | Preferred Plan | C&I Curtailment | C&I Curtailment-Turnkey-Other | Medium Industrial | Miscellaneous | Winter Morning | MW of Load | 1 | 2026 | 0.50133
ENS | Preferred Plan | C&I Curtailment | C&I Curtailment-Turnkey-Other | Medium Industrial | Offices | Winter Morning | MW of Load | 1 | 2026 | 0.0039727
ENS | Preferred Plan | C&I Curtailment | C&I Curtailment-Turnkey-Other | Medium Industrial | Retail Trade | Winter Morning | MW of Load | 1 | 2026 | 0.18159
ENS | Preferred Plan | C&I Curtailment | C&I Curtailment-Turnkey-Other | Medium Industrial | Services | Winter Morning | MW of Load | 1 | 2026 | 0.0083618
ENS | Preferred Plan | C&I Curtailment | C&I Curtailment-Turnkey-Manual HVAC Control | Medium Industrial | Miscellaneous | Winter Evening | MW of Load | 1 | 2026 | 1.3039
ENS | Preferred Plan | C&I Curtailment | C&I Curtailment-Turnkey-Manual HVAC Control | Medium Industrial | Offices | Winter Evening | MW of Load | 1 | 2026 | 0.020557
ENS | Preferred Plan | C&I Curtailment | C&I Curtailment-Turnkey-Manual HVAC Control | Medium Industrial | Retail Trade | Winter Evening | MW of Load | 1 | 2026 | 0.29451
ENS | Preferred Plan | C&I Curtailment | C&I Curtailment-Turnkey-Manual HVAC Control | Medium Industrial | Services | Winter Evening | MW of Load | 1 | 2026 | 0.013561
ENS | Preferred Plan | C&I Curtailment | C&I Curtailment-Turnkey-Auto-DR HVAC Control | Medium Industrial | Miscellaneous | Winter Evening | MW of Load | 1 | 2026 | 0.041208
ENS | Preferred Plan | C&I Curtailment | C&I Curtailment-Turnkey-Auto-DR HVAC Control | Medium Industrial | Offices | Winter Evening | MW of Load | 1 | 2026 | 0.0006497
ENS | Preferred Plan | C&I Curtailment | C&I Curtailment-Turnkey-Auto-DR HVAC Control | Medium Industrial | Retail Trade | Winter Evening | MW of Load | 1 | 2026 | 0.0093079
ENS | Preferred Plan | C&I Curtailment | C&I Curtailment-Turnkey-Auto-DR HVAC Control | Medium Industrial | Services | Winter Evening | MW of Load | 1 | 2026 | 0.0004286
ENS | Preferred Plan | C&I Curtailment | C&I Curtailment-Turnkey-Standard Lighting Control | Medium Industrial | Miscellaneous | Winter Evening | MW of Load | 1 | 2026 | 0.41497
ENS | Preferred Plan | C&I Curtailment | C&I Curtailment-Turnkey-Standard Lighting Control | Medium Industrial | Offices | Winter Evening | MW of Load | 1 | 2026 | 0.0028792
ENS | Preferred Plan | C&I Curtailment | C&I Curtailment-Turnkey-Standard Lighting Control | Medium Industrial | Retail Trade | Winter Evening | MW of Load | 1 | 2026 | 0.12752
ENS | Preferred Plan | C&I Curtailment | C&I Curtailment-Turnkey-Standard Lighting Control | Medium Industrial | Services | Winter Evening | MW of Load | 1 | 2026 | 0.005872
ENS | Preferred Plan | C&I Curtailment | C&I Curtailment-Turnkey-Water Heating Control | Medium Industrial | Miscellaneous | Winter Evening | MW of Load | 1 | 2026 | 0.031132
ENS | Preferred Plan | C&I Curtailment | C&I Curtailment-Turnkey-Water Heating Control | Medium Industrial | Offices | Winter Evening | MW of Load | 1 | 2026 | 0.00020398
ENS | Preferred Plan | C&I Curtailment | C&I Curtailment-Turnkey-Water Heating Control | Medium Industrial | Retail Trade | Winter Evening | MW of Load | 1 | 2026 | 0.015898
ENS | Preferred Plan | C&I Curtailment | C&I Curtailment-Turnkey-Water Heating Control | Medium Industrial | Services | Winter Evening | MW of Load | 1 | 2026 | 0.00073205
ENS | Preferred Plan | C&I Curtailment | C&I Curtailment-Turnkey-Other | Medium Industrial | Miscellaneous | Winter Evening | MW of Load | 1 | 2026 | 0.48544
ENS | Preferred Plan | C&I Curtailment | C&I Curtailment-Turnkey-Other | Medium Industrial | Offices | Winter Evening | MW of Load | 1 | 2026 | 0.0038468
ENS | Preferred Plan | C&I Curtailment | C&I Curtailment-Turnkey-Other | Medium Industrial | Retail Trade | Winter Evening | MW of Load | 1 | 2026 | 0.17584
ENS | Preferred Plan | C&I Curtailment | C&I Curtailment-Turnkey-Other | Medium Industrial | Services | Winter Evening | MW of Load | 1 | 2026 | 0.0080967
ENS | Preferred Plan | C&I Curtailment | C&I Curtailment-Turnkey-Manual HVAC Control | Large Industrial | Miscellaneous | Winter Morning | MW of Load | 1 | 2026 | 0.027981
ENS | Preferred Plan | C&I Curtailment | C&I Curtailment-Turnkey-Auto-DR HVAC Control | Large Industrial | Miscellaneous | Winter Morning | MW of Load | 1 | 2026 | 0.00088434
ENS | Preferred Plan | C&I Curtailment | C&I Curtailment-Turnkey-Standard Lighting Control | Large Industrial | Miscellaneous | Winter Morning | MW of Load | 1 | 2026 | 0.012206
ENS | Preferred Plan | C&I Curtailment | C&I Curtailment-Turnkey-Water Heating Control | Large Industrial | Miscellaneous | Winter Morning | MW of Load | 1 | 2026 | 0.00056362
ENS | Preferred Plan | C&I Curtailment | C&I Curtailment-Turnkey-Other | Large Industrial | Miscellaneous | Winter Morning | MW of Load | 1 | 2026 | 0.012182
ENS | Preferred Plan | C&I Curtailment | C&I Curtailment-Turnkey-Industrial | Large Industrial | Manufacturing | Winter Morning | MW of Load | 1 | 2026 | 0.0024317
ENS | Preferred Plan | C&I Curtailment | C&I Curtailment-Turnkey-Manual HVAC Control | Large Industrial | Miscellaneous | Winter Evening | MW of Load | 1 | 2026 | 0.027842
ENS | Preferred Plan | C&I Curtailment | C&I Curtailment-Turnkey-Auto-DR HVAC Control | Large Industrial | Miscellaneous | Winter Evening | MW of Load | 1 | 2026 | 0.00087994
ENS | Preferred Plan | C&I Curtailment | C&I Curtailment-Turnkey-Standard Lighting Control | Large Industrial | Miscellaneous | Winter Evening | MW of Load | 1 | 2026 | 0.012145
ENS | Preferred Plan | C&I Curtailment | C&I Curtailment-Turnkey-Water Heating Control | Large Industrial | Miscellaneous | Winter Evening | MW of Load | 1 | 2026 | 0.00056081
ENS | Preferred Plan | C&I Curtailment | C&I Curtailment-Turnkey-Other | Large Industrial | Miscellaneous | Winter Evening | MW of Load | 1 | 2026 | 0.012122
ENS | Preferred Plan | C&I Curtailment | C&I Curtailment-Turnkey-Industrial | Large Industrial | Manufacturing | Winter Evening | MW of Load | 1 | 2026 | 0.0024196
ENS | Preferred Plan | C&I Loadshift to BUGs | C&I Loadshift to BUGs | Large General | Miscellaneous | Winter Morning | MW of Load | 1 | 2026 | 2.8569
ENS | Preferred Plan | C&I Loadshift to BUGs | C&I Loadshift to BUGs | Large General | Miscellaneous | Winter Evening | MW of Load | 1 | 2026 | 2.4598
ENS | Preferred Plan | C&I Loadshift to BUGs | C&I Loadshift to BUGs | Small Industrial | Miscellaneous | Winter Morning | MW of Load | 1 | 2026 | 0.75867
ENS | Preferred Plan | C&I Loadshift to BUGs | C&I Loadshift to BUGs | Small Industrial | Miscellaneous | Winter Evening | MW of Load | 1 | 2026 | 1.0425
ENS | Preferred Plan | C&I Loadshift to BUGs | C&I Loadshift to BUGs | Medium Industrial | Manufacturing | Winter Morning | MW of Load | 1 | 2026 | 0.53641
ENS | Preferred Plan | C&I Loadshift to BUGs | C&I Loadshift to BUGs | Medium Industrial | Miscellaneous | Winter Morning | MW of Load | 1 | 2026 | 2.328
ENS | Preferred Plan | C&I Loadshift to BUGs | C&I Loadshift to BUGs | Medium Industrial | Manufacturing | Winter Evening | MW of Load | 1 | 2026 | 0.51941
ENS | Preferred Plan | C&I Loadshift to BUGs | C&I Loadshift to BUGs | Medium Industrial | Miscellaneous | Winter Evening | MW of Load | 1 | 2026 | 2.2543
ENS | Preferred Plan | Dynamic Pricing | Dynamic Pricing with enabling tech. | Small General | Manufacturing | Winter Morning | MW of Load | 1 | 2026 | 0.0028299
ENS | Preferred Plan | Dynamic Pricing | Dynamic Pricing with enabling tech. | Small General | Manufacturing | Winter Evening | MW of Load | 1 | 2026 | 0.0032881
ENS | Preferred Plan | Dynamic Pricing | Dynamic Pricing with enabling tech. | Residential Charitable | Residential LI | Winter Morning | MW of Load | 1 | 2026 | 0.082195
ENS | Preferred Plan | Dynamic Pricing | Dynamic Pricing with enabling tech. | Residential Charitable | Residential Market Rate | Winter Morning | MW of Load | 1 | 2026 | 0.46633
ENS | Preferred Plan | Dynamic Pricing | Dynamic Pricing w/o enabling tech. | Residential Charitable | Residential LI | Winter Morning | MW of Load | 1 | 2026 | 1.4633
ENS | Preferred Plan | Dynamic Pricing | Dynamic Pricing w/o enabling tech. | Residential Charitable | Residential Market Rate | Winter Morning | MW of Load | 1 | 2026 | 8.3018
ENS | Preferred Plan | Dynamic Pricing | Dynamic Pricing with enabling tech. | Residential Charitable | Residential LI | Winter Evening | MW of Load | 1 | 2026 | 0.093663
ENS | Preferred Plan | Dynamic Pricing | Dynamic Pricing with enabling tech. | Residential Charitable | Residential Market Rate | Winter Evening | MW of Load | 1 | 2026 | 0.53139
ENS | Preferred Plan | Dynamic Pricing | Dynamic Pricing w/o enabling tech. | Residential Charitable | Residential LI | Winter Evening | MW of Load | 1 | 2026 | 1.6674
ENS | Preferred Plan | Dynamic Pricing | Dynamic Pricing w/o enabling tech. | Residential Charitable | Residential Market Rate | Winter Evening | MW of Load | 1 | 2026 | 9.46
ENS | Preferred Plan | BTM Battery Control | BTM Battery Control-BYOB | Residential Charitable | Residential Market Rate | Winter Morning | MW of Load | 0 | 2026 | 0.10815
ENS | Preferred Plan | BTM Battery Control | BTM Battery Control-BYOB | Residential Charitable | Residential Market Rate | Winter Evening | MW of Load | 0 | 2026 | 0.13952
ENS | Preferred Plan | EV Charging Control | EV Charging Control | EV Res LDV | EV | Winter Morning | MW of Load | 0 | 2026 | 0.0029818
ENS | Preferred Plan | EV Charging Control | EV Charging Control | EV Res LDV | EV | Winter Evening | MW of Load | 0 | 2026 | 0.035782
ENS | Preferred Plan | EV Charging Control | EV Charging Control | EV Com LDV | EV | Winter Morning | MW of Load | 0 | 2026 | 0.0010439
ENS | Preferred Plan | EV Charging Control | EV Charging Control | EV Com LDV | EV | Winter Evening | MW of Load | 0 | 2026 | 0.012527
ENS | Preferred Plan | Behavioral DR | Behavioral DR | Residential Charitable | Residential LI | Winter Morning | MW of Load | 1 | 2026 | 0.043755
ENS | Preferred Plan | Behavioral DR | Behavioral DR | Residential Charitable | Residential Market Rate | Winter Morning | MW of Load | 1 | 2026 | 0.24919
ENS | Preferred Plan | Behavioral DR | Behavioral DR | Residential Charitable | Residential LI | Winter Evening | MW of Load | 1 | 2026 | 0.04986
ENS | Preferred Plan | Behavioral DR | Behavioral DR | Residential Charitable | Residential Market Rate | Winter Evening | MW of Load | 1 | 2026 | 0.28396
ENS | Preferred Plan | Time-of-Use Rates (TOU) | Time-of-Use Rates (TOU) | Residential Charitable | Residential LI | Winter Morning | MW of Load | 0 | 2026 | 0.38058
ENS | Preferred Plan | Time-of-Use Rates (TOU) | Time-of-Use Rates (TOU) | Residential Charitable | Residential Market Rate | Winter Morning | MW of Load | 0 | 2026 | 2.1675
ENS | Preferred Plan | Time-of-Use Rates (TOU) | Time-of-Use Rates (TOU) | Residential Charitable | Residential LI | Winter Evening | MW of Load | 0 | 2026 | 0.43368
ENS | Preferred Plan | Time-of-Use Rates (TOU) | Time-of-Use Rates (TOU) | Residential Charitable | Residential Market Rate | Winter Evening | MW of Load | 0 | 2026 | 2.4699
ENS | Preferred Plan | DLC-Thermostat | DLC-Thermostat-BYOT-Central Heat Pump | Residential Charitable | Residential LI | Winter Morning | MW of Load | 0 | 2027 | 0.030301
ENS | Preferred Plan | DLC-Thermostat | DLC-Thermostat-BYOT-Central Heat Pump | Residential Charitable | Residential Market Rate | Winter Morning | MW of Load | 0 | 2027 | 0.18542
ENS | Preferred Plan | DLC-Thermostat | DLC-Thermostat-DI-Baseboard Heating | Residential Charitable | Residential LI | Winter Morning | MW of Load | 0 | 2027 | 0.15477
ENS | Preferred Plan | DLC-Thermostat | DLC-Thermostat-DI-Baseboard Heating | Residential Charitable | Residential Market Rate | Winter Morning | MW of Load | 0 | 2027 | 1.4732
ENS | Preferred Plan | DLC-Thermostat | DLC-Thermostat-BYOT-Baseboard Heating | Residential Charitable | Residential LI | Winter Morning | MW of Load | 0 | 2027 | 0.01809
ENS | Preferred Plan | DLC-Thermostat | DLC-Thermostat-BYOT-Baseboard Heating | Residential Charitable | Residential Market Rate | Winter Morning | MW of Load | 0 | 2027 | 0.1722
ENS | Preferred Plan | DLC-Thermostat | DLC-Thermostat-DI-MSHP | Residential Charitable | Residential LI | Winter Morning | MW of Load | 0 | 2027 | 0.089681
ENS | Preferred Plan | DLC-Thermostat | DLC-Thermostat-DI-MSHP | Residential Charitable | Residential Market Rate | Winter Morning | MW of Load | 0 | 2027 | 0.85367
ENS | Preferred Plan | DLC-Thermostat | DLC-Thermostat-BYOT-MSHP | Residential Charitable | Residential LI | Winter Morning | MW of Load | 0 | 2027 | 0.0081052
ENS | Preferred Plan | DLC-Thermostat | DLC-Thermostat-BYOT-MSHP | Residential Charitable | Residential Market Rate | Winter Morning | MW of Load | 0 | 2027 | 0.077154
ENS | Preferred Plan | DLC-Thermostat | DLC-Thermostat-BYOT-Central Heat Pump | Residential Charitable | Residential LI | Winter Evening | MW of Load | 0 | 2027 | 0.030301
ENS | Preferred Plan | DLC-Thermostat | DLC-Thermostat-BYOT-Central Heat Pump | Residential Charitable | Residential Market Rate | Winter Evening | MW of Load | 0 | 2027 | 0.18542
ENS | Preferred Plan | DLC-Thermostat | DLC-Thermostat-DI-Baseboard Heating | Residential Charitable | Residential LI | Winter Evening | MW of Load | 0 | 2027 | 0.15477
ENS | Preferred Plan | DLC-Thermostat | DLC-Thermostat-DI-Baseboard Heating | Residential Charitable | Residential Market Rate | Winter Evening | MW of Load | 0 | 2027 | 1.4732
ENS | Preferred Plan | DLC-Thermostat | DLC-Thermostat-BYOT-Baseboard Heating | Residential Charitable | Residential LI | Winter Evening | MW of Load | 0 | 2027 | 0.01809
ENS | Preferred Plan | DLC-Thermostat | DLC-Thermostat-BYOT-Baseboard Heating | Residential Charitable | Residential Market Rate | Winter Evening | MW of Load | 0 | 2027 | 0.1722
ENS | Preferred Plan | DLC-Thermostat | DLC-Thermostat-DI-MSHP | Residential Charitable | Residential LI | Winter Evening | MW of Load | 0 | 2027 | 0.089681
ENS | Preferred Plan | DLC-Thermostat | DLC-Thermostat-DI-MSHP | Residential Charitable | Residential Market Rate | Winter Evening | MW of Load | 0 | 2027 | 0.85367
ENS | Preferred Plan | DLC-Thermostat | DLC-Thermostat-BYOT-MSHP | Residential Charitable | Residential LI | Winter Evening | MW of Load | 0 | 2027 | 0.0081052
ENS | Preferred Plan | DLC-Thermostat | DLC-Thermostat-BYOT-MSHP | Residential Charitable | Residential Market Rate | Winter Evening | MW of Load | 0 | 2027 | 0.077154
ENS | Preferred Plan | DLC-Water Heating | DLC-Switch-Water Heating | Residential Charitable | Residential LI | Winter Morning | MW of Load | 0 | 2027 | 0.095542
ENS | Preferred Plan | DLC-Water Heating | DLC-Switch-Water Heating | Residential Charitable | Residential Market Rate | Winter Morning | MW of Load | 0 | 2027 | 1.0914
ENS | Preferred Plan | DLC-Water Heating | DLC-Switch-Water Heating | Residential Charitable | Residential LI | Winter Evening | MW of Load | 0 | 2027 | 0.080753
ENS | Preferred Plan | DLC-Water Heating | DLC-Switch-Water Heating | Residential Charitable | Residential Market Rate | Winter Evening | MW of Load | 0 | 2027 | 0.92243
ENS | Preferred Plan | C&I Curtailment | C&I Curtailment-Turnkey-Manual HVAC Control | General | Miscellaneous | Winter Morning | MW of Load | 1 | 2027 | 0.9592
ENS | Preferred Plan | C&I Curtailment | C&I Curtailment-Turnkey-Manual HVAC Control | General | Offices | Winter Morning | MW of Load | 1 | 2027 | 0.063978
ENS | Preferred Plan | C&I Curtailment | C&I Curtailment-Turnkey-Manual HVAC Control | General | Retail Trade | Winter Morning | MW of Load | 1 | 2027 | 0.22425
ENS | Preferred Plan | C&I Curtailment | C&I Curtailment-Turnkey-Manual HVAC Control | General | Services | Winter Morning | MW of Load | 1 | 2027 | 0.14497
ENS | Preferred Plan | C&I Curtailment | C&I Curtailment-Turnkey-Auto-DR HVAC Control | General | Miscellaneous | Winter Morning | MW of Load | 1 | 2027 | 0.038074
ENS | Preferred Plan | C&I Curtailment | C&I Curtailment-Turnkey-Auto-DR HVAC Control | General | Offices | Winter Morning | MW of Load | 1 | 2027 | 0.0025395
ENS | Preferred Plan | C&I Curtailment | C&I Curtailment-Turnkey-Auto-DR HVAC Control | General | Retail Trade | Winter Morning | MW of Load | 1 | 2027 | 0.0089013
ENS | Preferred Plan | C&I Curtailment | C&I Curtailment-Turnkey-Auto-DR HVAC Control | General | Services | Winter Morning | MW of Load | 1 | 2027 | 0.0057545
ENS | Preferred Plan | C&I Curtailment | C&I Curtailment-Turnkey-Standard Lighting Control | General | Miscellaneous | Winter Morning | MW of Load | 1 | 2027 | 0.40002
ENS | Preferred Plan | C&I Curtailment | C&I Curtailment-Turnkey-Standard Lighting Control | General | Offices | Winter Morning | MW of Load | 1 | 2027 | 0.0082537
ENS | Preferred Plan | C&I Curtailment | C&I Curtailment-Turnkey-Standard Lighting Control | General | Retail Trade | Winter Morning | MW of Load | 1 | 2027 | 0.091164
ENS | Preferred Plan | C&I Curtailment | C&I Curtailment-Turnkey-Standard Lighting Control | General | Services | Winter Morning | MW of Load | 1 | 2027 | 0.05899
ENS | Preferred Plan | C&I Curtailment | C&I Curtailment-Turnkey-Water Heating Control | General | Miscellaneous | Winter Morning | MW of Load | 1 | 2027 | 0.024516
ENS | Preferred Plan | C&I Curtailment | C&I Curtailment-Turnkey-Water Heating Control | General | Offices | Winter Morning | MW of Load | 1 | 2027 | 0.00065708
ENS | Preferred Plan | C&I Curtailment | C&I Curtailment-Turnkey-Water Heating Control | General | Retail Trade | Winter Morning | MW of Load | 1 | 2027 | 0.013058
ENS | Preferred Plan | C&I Curtailment | C&I Curtailment-Turnkey-Water Heating Control | General | Services | Winter Morning | MW of Load | 1 | 2027 | 0.0084348
ENS | Preferred Plan | C&I Curtailment | C&I Curtailment-Turnkey-Other | General | Miscellaneous | Winter Morning | MW of Load | 1 | 2027 | 0.43727
ENS | Preferred Plan | C&I Curtailment | C&I Curtailment-Turnkey-Other | General | Offices | Winter Morning | MW of Load | 1 | 2027 | 0.011996
ENS | Preferred Plan | C&I Curtailment | C&I Curtailment-Turnkey-Other | General | Retail Trade | Winter Morning | MW of Load | 1 | 2027 | 0.13816
ENS | Preferred Plan | C&I Curtailment | C&I Curtailment-Turnkey-Other | General | Services | Winter Morning | MW of Load | 1 | 2027 | 0.0893
ENS | Preferred Plan | C&I Curtailment | C&I Curtailment-Turnkey-Manual HVAC Control | General | Miscellaneous | Winter Evening | MW of Load | 1 | 2027 | 1.116
ENS | Preferred Plan | C&I Curtailment | C&I Curtailment-Turnkey-Manual HVAC Control | General | Offices | Winter Evening | MW of Load | 1 | 2027 | 0.074434
ENS | Preferred Plan | C&I Curtailment | C&I Curtailment-Turnkey-Manual HVAC Control | General | Retail Trade | Winter Evening | MW of Load | 1 | 2027 | 0.2609
ENS | Preferred Plan | C&I Curtailment | C&I Curtailment-Turnkey-Manual HVAC Control | General | Services | Winter Evening | MW of Load | 1 | 2027 | 0.16867
ENS | Preferred Plan | C&I Curtailment | C&I Curtailment-Turnkey-Auto-DR HVAC Control | General | Miscellaneous | Winter Evening | MW of Load | 1 | 2027 | 0.044297
ENS | Preferred Plan | C&I Curtailment | C&I Curtailment-Turnkey-Auto-DR HVAC Control | General | Offices | Winter Evening | MW of Load | 1 | 2027 | 0.0029546
ENS | Preferred Plan | C&I Curtailment | C&I Curtailment-Turnkey-Auto-DR HVAC Control | General | Retail Trade | Winter Evening | MW of Load | 1 | 2027 | 0.010356
ENS | Preferred Plan | C&I Curtailment | C&I Curtailment-Turnkey-Auto-DR HVAC Control | General | Services | Winter Evening | MW of Load | 1 | 2027 | 0.006695
ENS | Preferred Plan | C&I Curtailment | C&I Curtailment-Turnkey-Standard Lighting Control | General | Miscellaneous | Winter Evening | MW of Load | 1 | 2027 | 0.46539
ENS | Preferred Plan | C&I Curtailment | C&I Curtailment-Turnkey-Standard Lighting Control | General | Offices | Winter Evening | MW of Load | 1 | 2027 | 0.0096027
ENS | Preferred Plan | C&I Curtailment | C&I Curtailment-Turnkey-Standard Lighting Control | General | Retail Trade | Winter Evening | MW of Load | 1 | 2027 | 0.10606
ENS | Preferred Plan | C&I Curtailment | C&I Curtailment-Turnkey-Standard Lighting Control | General | Services | Winter Evening | MW of Load | 1 | 2027 | 0.068631
ENS | Preferred Plan | C&I Curtailment | C&I Curtailment-Turnkey-Water Heating Control | General | Miscellaneous | Winter Evening | MW of Load | 1 | 2027 | 0.028522
ENS | Preferred Plan | C&I Curtailment | C&I Curtailment-Turnkey-Water Heating Control | General | Offices | Winter Evening | MW of Load | 1 | 2027 | 0.00076448
ENS | Preferred Plan | C&I Curtailment | C&I Curtailment-Turnkey-Water Heating Control | General | Retail Trade | Winter Evening | MW of Load | 1 | 2027 | 0.015192
ENS | Preferred Plan | C&I Curtailment | C&I Curtailment-Turnkey-Water Heating Control | General | Services | Winter Evening | MW of Load | 1 | 2027 | 0.0098133
ENS | Preferred Plan | C&I Curtailment | C&I Curtailment-Turnkey-Other | General | Miscellaneous | Winter Evening | MW of Load | 1 | 2027 | 0.50874
ENS | Preferred Plan | C&I Curtailment | C&I Curtailment-Turnkey-Other | General | Offices | Winter Evening | MW of Load | 1 | 2027 | 0.013956
ENS | Preferred Plan | C&I Curtailment | C&I Curtailment-Turnkey-Other | General | Retail Trade | Winter Evening | MW of Load | 1 | 2027 | 0.16074
ENS | Preferred Plan | C&I Curtailment | C&I Curtailment-Turnkey-Other | General | Services | Winter Evening | MW of Load | 1 | 2027 | 0.1039
ENS | Preferred Plan | C&I Curtailment | C&I Curtailment-Turnkey-Manual HVAC Control | Large General | Miscellaneous | Winter Morning | MW of Load | 1 | 2027 | 0.76741
ENS | Preferred Plan | C&I Curtailment | C&I Curtailment-Turnkey-Manual HVAC Control | Large General | Retail Trade | Winter Morning | MW of Load | 1 | 2027 | 0.032765
ENS | Preferred Plan | C&I Curtailment | C&I Curtailment-Turnkey-Manual HVAC Control | Large General | Services | Winter Morning | MW of Load | 1 | 2027 | 0.052469
ENS | Preferred Plan | C&I Curtailment | C&I Curtailment-Turnkey-Auto-DR HVAC Control | Large General | Miscellaneous | Winter Morning | MW of Load | 1 | 2027 | 0.030462
ENS | Preferred Plan | C&I Curtailment | C&I Curtailment-Turnkey-Auto-DR HVAC Control | Large General | Retail Trade | Winter Morning | MW of Load | 1 | 2027 | 0.0013006
ENS | Preferred Plan | C&I Curtailment | C&I Curtailment-Turnkey-Auto-DR HVAC Control | Large General | Services | Winter Morning | MW of Load | 1 | 2027 | 0.0020827
ENS | Preferred Plan | C&I Curtailment | C&I Curtailment-Turnkey-Standard Lighting Control | Large General | Miscellaneous | Winter Morning | MW of Load | 1 | 2027 | 0.33231
ENS | Preferred Plan | C&I Curtailment | C&I Curtailment-Turnkey-Standard Lighting Control | Large General | Retail Trade | Winter Morning | MW of Load | 1 | 2027 | 0.013259
ENS | Preferred Plan | C&I Curtailment | C&I Curtailment-Turnkey-Standard Lighting Control | Large General | Services | Winter Morning | MW of Load | 1 | 2027 | 0.021233
ENS | Preferred Plan | C&I Curtailment | C&I Curtailment-Turnkey-Water Heating Control | Large General | Miscellaneous | Winter Morning | MW of Load | 1 | 2027 | 0.015722
ENS | Preferred Plan | C&I Curtailment | C&I Curtailment-Turnkey-Water Heating Control | Large General | Retail Trade | Winter Morning | MW of Load | 1 | 2027 | 0.0019156
ENS | Preferred Plan | C&I Curtailment | C&I Curtailment-Turnkey-Water Heating Control | Large General | Services | Winter Morning | MW of Load | 1 | 2027 | 0.0030676
ENS | Preferred Plan | C&I Curtailment | C&I Curtailment-Turnkey-Other | Large General | Miscellaneous | Winter Morning | MW of Load | 1 | 2027 | 0.33923
ENS | Preferred Plan | C&I Curtailment | C&I Curtailment-Turnkey-Other | Large General | Retail Trade | Winter Morning | MW of Load | 1 | 2027 | 0.020204
ENS | Preferred Plan | C&I Curtailment | C&I Curtailment-Turnkey-Other | Large General | Services | Winter Morning | MW of Load | 1 | 2027 | 0.032354
ENS | Preferred Plan | C&I Curtailment | C&I Curtailment-Turnkey-Manual HVAC Control | Large General | Miscellaneous | Winter Evening | MW of Load | 1 | 2027 | 0.65592
ENS | Preferred Plan | C&I Curtailment | C&I Curtailment-Turnkey-Manual HVAC Control | Large General | Retail Trade | Winter Evening | MW of Load | 1 | 2027 | 0.028005
ENS | Preferred Plan | C&I Curtailment | C&I Curtailment-Turnkey-Manual HVAC Control | Large General | Services | Winter Evening | MW of Load | 1 | 2027 | 0.044846
ENS | Preferred Plan | C&I Curtailment | C&I Curtailment-Turnkey-Auto-DR HVAC Control | Large General | Miscellaneous | Winter Evening | MW of Load | 1 | 2027 | 0.026036
ENS | Preferred Plan | C&I Curtailment | C&I Curtailment-Turnkey-Auto-DR HVAC Control | Large General | Retail Trade | Winter Evening | MW of Load | 1 | 2027 | 0.0011116
ENS | Preferred Plan | C&I Curtailment | C&I Curtailment-Turnkey-Auto-DR HVAC Control | Large General | Services | Winter Evening | MW of Load | 1 | 2027 | 0.0017801
ENS | Preferred Plan | C&I Curtailment | C&I Curtailment-Turnkey-Standard Lighting Control | Large General | Miscellaneous | Winter Evening | MW of Load | 1 | 2027 | 0.28403
ENS | Preferred Plan | C&I Curtailment | C&I Curtailment-Turnkey-Standard Lighting Control | Large General | Retail Trade | Winter Evening | MW of Load | 1 | 2027 | 0.011333
ENS | Preferred Plan | C&I Curtailment | C&I Curtailment-Turnkey-Standard Lighting Control | Large General | Services | Winter Evening | MW of Load | 1 | 2027 | 0.018148
ENS | Preferred Plan | C&I Curtailment | C&I Curtailment-Turnkey-Water Heating Control | Large General | Miscellaneous | Winter Evening | MW of Load | 1 | 2027 | 0.013438
ENS | Preferred Plan | C&I Curtailment | C&I Curtailment-Turnkey-Water Heating Control | Large General | Retail Trade | Winter Evening | MW of Load | 1 | 2027 | 0.0016373
ENS | Preferred Plan | C&I Curtailment | C&I Curtailment-Turnkey-Water Heating Control | Large General | Services | Winter Evening | MW of Load | 1 | 2027 | 0.002622
ENS | Preferred Plan | C&I Curtailment | C&I Curtailment-Turnkey-Other | Large General | Miscellaneous | Winter Evening | MW of Load | 1 | 2027 | 0.28995
ENS | Preferred Plan | C&I Curtailment | C&I Curtailment-Turnkey-Other | Large General | Retail Trade | Winter Evening | MW of Load | 1 | 2027 | 0.017269
ENS | Preferred Plan | C&I Curtailment | C&I Curtailment-Turnkey-Other | Large General | Services | Winter Evening | MW of Load | 1 | 2027 | 0.027654
ENS | Preferred Plan | C&I Curtailment | C&I Curtailment-Turnkey-Manual HVAC Control | Small Industrial | Miscellaneous | Winter Morning | MW of Load | 1 | 2027 | 0.12763
ENS | Preferred Plan | C&I Curtailment | C&I Curtailment-Turnkey-Manual HVAC Control | Small Industrial | Offices | Winter Morning | MW of Load | 1 | 2027 | 0.0016066
ENS | Preferred Plan | C&I Curtailment | C&I Curtailment-Turnkey-Manual HVAC Control | Small Industrial | Retail Trade | Winter Morning | MW of Load | 1 | 2027 | 0.0054821
ENS | Preferred Plan | C&I Curtailment | C&I Curtailment-Turnkey-Manual HVAC Control | Small Industrial | Services | Winter Morning | MW of Load | 1 | 2027 | 0.0017319
ENS | Preferred Plan | C&I Curtailment | C&I Curtailment-Turnkey-Auto-DR HVAC Control | Small Industrial | Miscellaneous | Winter Morning | MW of Load | 1 | 2027 | 0.005066
ENS | Preferred Plan | C&I Curtailment | C&I Curtailment-Turnkey-Auto-DR HVAC Control | Small Industrial | Offices | Winter Morning | MW of Load | 1 | 2027 | 6.3773e-05
ENS | Preferred Plan | C&I Curtailment | C&I Curtailment-Turnkey-Auto-DR HVAC Control | Small Industrial | Retail Trade | Winter Morning | MW of Load | 1 | 2027 | 0.00021761
ENS | Preferred Plan | C&I Curtailment | C&I Curtailment-Turnkey-Auto-DR HVAC Control | Small Industrial | Services | Winter Morning | MW of Load | 1 | 2027 | 6.8748e-05
ENS | Preferred Plan | C&I Curtailment | C&I Curtailment-Turnkey-Standard Lighting Control | Small Industrial | Miscellaneous | Winter Morning | MW of Load | 1 | 2027 | 0.040132
ENS | Preferred Plan | C&I Curtailment | C&I Curtailment-Turnkey-Standard Lighting Control | Small Industrial | Offices | Winter Morning | MW of Load | 1 | 2027 | 0.00022008
ENS | Preferred Plan | C&I Curtailment | C&I Curtailment-Turnkey-Standard Lighting Control | Small Industrial | Retail Trade | Winter Morning | MW of Load | 1 | 2027 | 0.0023613
ENS | Preferred Plan | C&I Curtailment | C&I Curtailment-Turnkey-Standard Lighting Control | Small Industrial | Services | Winter Morning | MW of Load | 1 | 2027 | 0.000746
ENS | Preferred Plan | C&I Curtailment | C&I Curtailment-Turnkey-Water Heating Control | Small Industrial | Miscellaneous | Winter Morning | MW of Load | 1 | 2027 | 0.0031054
ENS | Preferred Plan | C&I Curtailment | C&I Curtailment-Turnkey-Water Heating Control | Small Industrial | Offices | Winter Morning | MW of Load | 1 | 2027 | 1.6053e-05
ENS | Preferred Plan | C&I Curtailment | C&I Curtailment-Turnkey-Water Heating Control | Small Industrial | Retail Trade | Winter Morning | MW of Load | 1 | 2027 | 0.00030236
ENS | Preferred Plan | C&I Curtailment | C&I Curtailment-Turnkey-Water Heating Control | Small Industrial | Services | Winter Morning | MW of Load | 1 | 2027 | 9.5523e-05
ENS | Preferred Plan | C&I Curtailment | C&I Curtailment-Turnkey-Other | Small Industrial | Miscellaneous | Winter Morning | MW of Load | 1 | 2027 | 0.048232
ENS | Preferred Plan | C&I Curtailment | C&I Curtailment-Turnkey-Other | Small Industrial | Offices | Winter Morning | MW of Load | 1 | 2027 | 0.00030296
ENS | Preferred Plan | C&I Curtailment | C&I Curtailment-Turnkey-Other | Small Industrial | Retail Trade | Winter Morning | MW of Load | 1 | 2027 | 0.0033388
ENS | Preferred Plan | C&I Curtailment | C&I Curtailment-Turnkey-Other | Small Industrial | Services | Winter Morning | MW of Load | 1 | 2027 | 0.0010548
ENS | Preferred Plan | C&I Curtailment | C&I Curtailment-Turnkey-Industrial | Small Industrial | Manufacturing | Winter Morning | MW of Load | 1 | 2027 | 0.01167
ENS | Preferred Plan | C&I Curtailment | C&I Curtailment-Turnkey-Manual HVAC Control | Small Industrial | Miscellaneous | Winter Evening | MW of Load | 1 | 2027 | 0.17409
ENS | Preferred Plan | C&I Curtailment | C&I Curtailment-Turnkey-Manual HVAC Control | Small Industrial | Offices | Winter Evening | MW of Load | 1 | 2027 | 0.0021915
ENS | Preferred Plan | C&I Curtailment | C&I Curtailment-Turnkey-Manual HVAC Control | Small Industrial | Retail Trade | Winter Evening | MW of Load | 1 | 2027 | 0.0074781
ENS | Preferred Plan | C&I Curtailment | C&I Curtailment-Turnkey-Manual HVAC Control | Small Industrial | Services | Winter Evening | MW of Load | 1 | 2027 | 0.0023625
ENS | Preferred Plan | C&I Curtailment | C&I Curtailment-Turnkey-Auto-DR HVAC Control | Small Industrial | Miscellaneous | Winter Evening | MW of Load | 1 | 2027 | 0.0069104
ENS | Preferred Plan | C&I Curtailment | C&I Curtailment-Turnkey-Auto-DR HVAC Control | Small Industrial | Offices | Winter Evening | MW of Load | 1 | 2027 | 8.6991e-05
ENS | Preferred Plan | C&I Curtailment | C&I Curtailment-Turnkey-Auto-DR HVAC Control | Small Industrial | Retail Trade | Winter Evening | MW of Load | 1 | 2027 | 0.00029683
ENS | Preferred Plan | C&I Curtailment | C&I Curtailment-Turnkey-Auto-DR HVAC Control | Small Industrial | Services | Winter Evening | MW of Load | 1 | 2027 | 9.3778e-05
ENS | Preferred Plan | C&I Curtailment | C&I Curtailment-Turnkey-Standard Lighting Control | Small Industrial | Miscellaneous | Winter Evening | MW of Load | 1 | 2027 | 0.054743
ENS | Preferred Plan | C&I Curtailment | C&I Curtailment-Turnkey-Standard Lighting Control | Small Industrial | Offices | Winter Evening | MW of Load | 1 | 2027 | 0.00030021
ENS | Preferred Plan | C&I Curtailment | C&I Curtailment-Turnkey-Standard Lighting Control | Small Industrial | Retail Trade | Winter Evening | MW of Load | 1 | 2027 | 0.0032211
ENS | Preferred Plan | C&I Curtailment | C&I Curtailment-Turnkey-Standard Lighting Control | Small Industrial | Services | Winter Evening | MW of Load | 1 | 2027 | 0.0010176
ENS | Preferred Plan | C&I Curtailment | C&I Curtailment-Turnkey-Water Heating Control | Small Industrial | Miscellaneous | Winter Evening | MW of Load | 1 | 2027 | 0.004236
ENS | Preferred Plan | C&I Curtailment | C&I Curtailment-Turnkey-Water Heating Control | Small Industrial | Offices | Winter Evening | MW of Load | 1 | 2027 | 2.1898e-05
ENS | Preferred Plan | C&I Curtailment | C&I Curtailment-Turnkey-Water Heating Control | Small Industrial | Retail Trade | Winter Evening | MW of Load | 1 | 2027 | 0.00041245
ENS | Preferred Plan | C&I Curtailment | C&I Curtailment-Turnkey-Water Heating Control | Small Industrial | Services | Winter Evening | MW of Load | 1 | 2027 | 0.0001303
ENS | Preferred Plan | C&I Curtailment | C&I Curtailment-Turnkey-Other | Small Industrial | Miscellaneous | Winter Evening | MW of Load | 1 | 2027 | 0.065793
ENS | Preferred Plan | C&I Curtailment | C&I Curtailment-Turnkey-Other | Small Industrial | Offices | Winter Evening | MW of Load | 1 | 2027 | 0.00041327
ENS | Preferred Plan | C&I Curtailment | C&I Curtailment-Turnkey-Other | Small Industrial | Retail Trade | Winter Evening | MW of Load | 1 | 2027 | 0.0045545
ENS | Preferred Plan | C&I Curtailment | C&I Curtailment-Turnkey-Other | Small Industrial | Services | Winter Evening | MW of Load | 1 | 2027 | 0.0014389
ENS | Preferred Plan | C&I Curtailment | C&I Curtailment-Turnkey-Industrial | Small Industrial | Manufacturing | Winter Evening | MW of Load | 1 | 2027 | 0.015919
ENS | Preferred Plan | C&I Curtailment | C&I Curtailment-Turnkey-Manual HVAC Control | Medium Industrial | Miscellaneous | Winter Morning | MW of Load | 1 | 2027 | 2.4357
ENS | Preferred Plan | C&I Curtailment | C&I Curtailment-Turnkey-Manual HVAC Control | Medium Industrial | Offices | Winter Morning | MW of Load | 1 | 2027 | 0.038597
ENS | Preferred Plan | C&I Curtailment | C&I Curtailment-Turnkey-Manual HVAC Control | Medium Industrial | Retail Trade | Winter Morning | MW of Load | 1 | 2027 | 0.54736
ENS | Preferred Plan | C&I Curtailment | C&I Curtailment-Turnkey-Manual HVAC Control | Medium Industrial | Services | Winter Morning | MW of Load | 1 | 2027 | 0.025204
ENS | Preferred Plan | C&I Curtailment | C&I Curtailment-Turnkey-Auto-DR HVAC Control | Medium Industrial | Miscellaneous | Winter Morning | MW of Load | 1 | 2027 | 0.096683
ENS | Preferred Plan | C&I Curtailment | C&I Curtailment-Turnkey-Auto-DR HVAC Control | Medium Industrial | Offices | Winter Morning | MW of Load | 1 | 2027 | 0.0015321
ENS | Preferred Plan | C&I Curtailment | C&I Curtailment-Turnkey-Auto-DR HVAC Control | Medium Industrial | Retail Trade | Winter Morning | MW of Load | 1 | 2027 | 0.021727
ENS | Preferred Plan | C&I Curtailment | C&I Curtailment-Turnkey-Auto-DR HVAC Control | Medium Industrial | Services | Winter Morning | MW of Load | 1 | 2027 | 0.0010005
ENS | Preferred Plan | C&I Curtailment | C&I Curtailment-Turnkey-Standard Lighting Control | Medium Industrial | Miscellaneous | Winter Morning | MW of Load | 1 | 2027 | 0.7659
ENS | Preferred Plan | C&I Curtailment | C&I Curtailment-Turnkey-Standard Lighting Control | Medium Industrial | Offices | Winter Morning | MW of Load | 1 | 2027 | 0.0052873
ENS | Preferred Plan | C&I Curtailment | C&I Curtailment-Turnkey-Standard Lighting Control | Medium Industrial | Retail Trade | Winter Morning | MW of Load | 1 | 2027 | 0.23576
ENS | Preferred Plan | C&I Curtailment | C&I Curtailment-Turnkey-Standard Lighting Control | Medium Industrial | Services | Winter Morning | MW of Load | 1 | 2027 | 0.010856
ENS | Preferred Plan | C&I Curtailment | C&I Curtailment-Turnkey-Water Heating Control | Medium Industrial | Miscellaneous | Winter Morning | MW of Load | 1 | 2027 | 0.059266
ENS | Preferred Plan | C&I Curtailment | C&I Curtailment-Turnkey-Water Heating Control | Medium Industrial | Offices | Winter Morning | MW of Load | 1 | 2027 | 0.00038565
ENS | Preferred Plan | C&I Curtailment | C&I Curtailment-Turnkey-Water Heating Control | Medium Industrial | Retail Trade | Winter Morning | MW of Load | 1 | 2027 | 0.030189
ENS | Preferred Plan | C&I Curtailment | C&I Curtailment-Turnkey-Water Heating Control | Medium Industrial | Services | Winter Morning | MW of Load | 1 | 2027 | 0.0013901
ENS | Preferred Plan | C&I Curtailment | C&I Curtailment-Turnkey-Other | Medium Industrial | Miscellaneous | Winter Morning | MW of Load | 1 | 2027 | 0.9205
ENS | Preferred Plan | C&I Curtailment | C&I Curtailment-Turnkey-Other | Medium Industrial | Offices | Winter Morning | MW of Load | 1 | 2027 | 0.0072783
ENS | Preferred Plan | C&I Curtailment | C&I Curtailment-Turnkey-Other | Medium Industrial | Retail Trade | Winter Morning | MW of Load | 1 | 2027 | 0.33336
ENS | Preferred Plan | C&I Curtailment | C&I Curtailment-Turnkey-Other | Medium Industrial | Services | Winter Morning | MW of Load | 1 | 2027 | 0.01535
ENS | Preferred Plan | C&I Curtailment | C&I Curtailment-Turnkey-Manual HVAC Control | Medium Industrial | Miscellaneous | Winter Evening | MW of Load | 1 | 2027 | 2.3413
ENS | Preferred Plan | C&I Curtailment | C&I Curtailment-Turnkey-Manual HVAC Control | Medium Industrial | Offices | Winter Evening | MW of Load | 1 | 2027 | 0.037101
ENS | Preferred Plan | C&I Curtailment | C&I Curtailment-Turnkey-Manual HVAC Control | Medium Industrial | Retail Trade | Winter Evening | MW of Load | 1 | 2027 | 0.52614
ENS | Preferred Plan | C&I Curtailment | C&I Curtailment-Turnkey-Manual HVAC Control | Medium Industrial | Services | Winter Evening | MW of Load | 1 | 2027 | 0.024227
ENS | Preferred Plan | C&I Curtailment | C&I Curtailment-Turnkey-Auto-DR HVAC Control | Medium Industrial | Miscellaneous | Winter Evening | MW of Load | 1 | 2027 | 0.092935
ENS | Preferred Plan | C&I Curtailment | C&I Curtailment-Turnkey-Auto-DR HVAC Control | Medium Industrial | Offices | Winter Evening | MW of Load | 1 | 2027 | 0.0014727
ENS | Preferred Plan | C&I Curtailment | C&I Curtailment-Turnkey-Auto-DR HVAC Control | Medium Industrial | Retail Trade | Winter Evening | MW of Load | 1 | 2027 | 0.020884
ENS | Preferred Plan | C&I Curtailment | C&I Curtailment-Turnkey-Auto-DR HVAC Control | Medium Industrial | Services | Winter Evening | MW of Load | 1 | 2027 | 0.00096167
ENS | Preferred Plan | C&I Curtailment | C&I Curtailment-Turnkey-Standard Lighting Control | Medium Industrial | Miscellaneous | Winter Evening | MW of Load | 1 | 2027 | 0.73621
ENS | Preferred Plan | C&I Curtailment | C&I Curtailment-Turnkey-Standard Lighting Control | Medium Industrial | Offices | Winter Evening | MW of Load | 1 | 2027 | 0.0050823
ENS | Preferred Plan | C&I Curtailment | C&I Curtailment-Turnkey-Standard Lighting Control | Medium Industrial | Retail Trade | Winter Evening | MW of Load | 1 | 2027 | 0.22662
ENS | Preferred Plan | C&I Curtailment | C&I Curtailment-Turnkey-Standard Lighting Control | Medium Industrial | Services | Winter Evening | MW of Load | 1 | 2027 | 0.010435
ENS | Preferred Plan | C&I Curtailment | C&I Curtailment-Turnkey-Water Heating Control | Medium Industrial | Miscellaneous | Winter Evening | MW of Load | 1 | 2027 | 0.056968
ENS | Preferred Plan | C&I Curtailment | C&I Curtailment-Turnkey-Water Heating Control | Medium Industrial | Offices | Winter Evening | MW of Load | 1 | 2027 | 0.0003707
ENS | Preferred Plan | C&I Curtailment | C&I Curtailment-Turnkey-Water Heating Control | Medium Industrial | Retail Trade | Winter Evening | MW of Load | 1 | 2027 | 0.029019
ENS | Preferred Plan | C&I Curtailment | C&I Curtailment-Turnkey-Water Heating Control | Medium Industrial | Services | Winter Evening | MW of Load | 1 | 2027 | 0.0013362
ENS | Preferred Plan | C&I Curtailment | C&I Curtailment-Turnkey-Other | Medium Industrial | Miscellaneous | Winter Evening | MW of Load | 1 | 2027 | 0.88481
ENS | Preferred Plan | C&I Curtailment | C&I Curtailment-Turnkey-Other | Medium Industrial | Offices | Winter Evening | MW of Load | 1 | 2027 | 0.0069962
ENS | Preferred Plan | C&I Curtailment | C&I Curtailment-Turnkey-Other | Medium Industrial | Retail Trade | Winter Evening | MW of Load | 1 | 2027 | 0.32044
ENS | Preferred Plan | C&I Curtailment | C&I Curtailment-Turnkey-Other | Medium Industrial | Services | Winter Evening | MW of Load | 1 | 2027 | 0.014755
ENS | Preferred Plan | C&I Curtailment | C&I Curtailment-Turnkey-Manual HVAC Control | Large Industrial | Miscellaneous | Winter Morning | MW of Load | 1 | 2027 | 0.050574
ENS | Preferred Plan | C&I Curtailment | C&I Curtailment-Turnkey-Auto-DR HVAC Control | Large Industrial | Miscellaneous | Winter Morning | MW of Load | 1 | 2027 | 0.0020075
ENS | Preferred Plan | C&I Curtailment | C&I Curtailment-Turnkey-Standard Lighting Control | Large Industrial | Miscellaneous | Winter Morning | MW of Load | 1 | 2027 | 0.0219
ENS | Preferred Plan | C&I Curtailment | C&I Curtailment-Turnkey-Water Heating Control | Large Industrial | Miscellaneous | Winter Morning | MW of Load | 1 | 2027 | 0.0010361
ENS | Preferred Plan | C&I Curtailment | C&I Curtailment-Turnkey-Other | Large Industrial | Miscellaneous | Winter Morning | MW of Load | 1 | 2027 | 0.022356
ENS | Preferred Plan | C&I Curtailment | C&I Curtailment-Turnkey-Industrial | Large Industrial | Manufacturing | Winter Morning | MW of Load | 1 | 2027 | 0.0044374
ENS | Preferred Plan | C&I Curtailment | C&I Curtailment-Turnkey-Manual HVAC Control | Large Industrial | Miscellaneous | Winter Evening | MW of Load | 1 | 2027 | 0.049955
ENS | Preferred Plan | C&I Curtailment | C&I Curtailment-Turnkey-Auto-DR HVAC Control | Large Industrial | Miscellaneous | Winter Evening | MW of Load | 1 | 2027 | 0.0019829
ENS | Preferred Plan | C&I Curtailment | C&I Curtailment-Turnkey-Standard Lighting Control | Large Industrial | Miscellaneous | Winter Evening | MW of Load | 1 | 2027 | 0.021632
ENS | Preferred Plan | C&I Curtailment | C&I Curtailment-Turnkey-Water Heating Control | Large Industrial | Miscellaneous | Winter Evening | MW of Load | 1 | 2027 | 0.0010234
ENS | Preferred Plan | C&I Curtailment | C&I Curtailment-Turnkey-Other | Large Industrial | Miscellaneous | Winter Evening | MW of Load | 1 | 2027 | 0.022082
ENS | Preferred Plan | C&I Curtailment | C&I Curtailment-Turnkey-Industrial | Large Industrial | Manufacturing | Winter Evening | MW of Load | 1 | 2027 | 0.0043831
ENS | Preferred Plan | C&I Loadshift to BUGs | C&I Loadshift to BUGs | Large General | Miscellaneous | Winter Morning | MW of Load | 1 | 2027 | 2.9744
ENS | Preferred Plan | C&I Loadshift to BUGs | C&I Loadshift to BUGs | Large General | Miscellaneous | Winter Evening | MW of Load | 1 | 2027 | 2.5423
ENS | Preferred Plan | C&I Loadshift to BUGs | C&I Loadshift to BUGs | Small Industrial | Miscellaneous | Winter Morning | MW of Load | 1 | 2027 | 0.79432
ENS | Preferred Plan | C&I Loadshift to BUGs | C&I Loadshift to BUGs | Small Industrial | Miscellaneous | Winter Evening | MW of Load | 1 | 2027 | 1.0835
ENS | Preferred Plan | C&I Loadshift to BUGs | C&I Loadshift to BUGs | Medium Industrial | Manufacturing | Winter Morning | MW of Load | 1 | 2027 | 0.55903
ENS | Preferred Plan | C&I Loadshift to BUGs | C&I Loadshift to BUGs | Medium Industrial | Miscellaneous | Winter Morning | MW of Load | 1 | 2027 | 2.4262
ENS | Preferred Plan | C&I Loadshift to BUGs | C&I Loadshift to BUGs | Medium Industrial | Manufacturing | Winter Evening | MW of Load | 1 | 2027 | 0.53736
ENS | Preferred Plan | C&I Loadshift to BUGs | C&I Loadshift to BUGs | Medium Industrial | Miscellaneous | Winter Evening | MW of Load | 1 | 2027 | 2.3321
ENS | Preferred Plan | Dynamic Pricing | Dynamic Pricing with enabling tech. | Small General | Manufacturing | Winter Morning | MW of Load | 1 | 2027 | 0.0049059
ENS | Preferred Plan | Dynamic Pricing | Dynamic Pricing with enabling tech. | Small General | Manufacturing | Winter Evening | MW of Load | 1 | 2027 | 0.0056585
ENS | Preferred Plan | Dynamic Pricing | Dynamic Pricing with enabling tech. | Residential Charitable | Residential LI | Winter Morning | MW of Load | 1 | 2027 | 0.25098
ENS | Preferred Plan | Dynamic Pricing | Dynamic Pricing with enabling tech. | Residential Charitable | Residential Market Rate | Winter Morning | MW of Load | 1 | 2027 | 1.4242
ENS | Preferred Plan | Dynamic Pricing | Dynamic Pricing w/o enabling tech. | Residential Charitable | Residential LI | Winter Morning | MW of Load | 1 | 2027 | 1.759
ENS | Preferred Plan | Dynamic Pricing | Dynamic Pricing w/o enabling tech. | Residential Charitable | Residential Market Rate | Winter Morning | MW of Load | 1 | 2027 | 9.9816
ENS | Preferred Plan | Dynamic Pricing | Dynamic Pricing with enabling tech. | Residential Charitable | Residential LI | Winter Evening | MW of Load | 1 | 2027 | 0.28391
ENS | Preferred Plan | Dynamic Pricing | Dynamic Pricing with enabling tech. | Residential Charitable | Residential Market Rate | Winter Evening | MW of Load | 1 | 2027 | 1.6111
ENS | Preferred Plan | Dynamic Pricing | Dynamic Pricing w/o enabling tech. | Residential Charitable | Residential LI | Winter Evening | MW of Load | 1 | 2027 | 1.9898
ENS | Preferred Plan | Dynamic Pricing | Dynamic Pricing w/o enabling tech. | Residential Charitable | Residential Market Rate | Winter Evening | MW of Load | 1 | 2027 | 11.2912
ENS | Preferred Plan | Behavioral DR | Behavioral DR | Residential Charitable | Residential LI | Winter Morning | MW of Load | 1 | 2027 | 0.099569
ENS | Preferred Plan | Behavioral DR | Behavioral DR | Residential Charitable | Residential Market Rate | Winter Morning | MW of Load | 1 | 2027 | 0.56728
ENS | Preferred Plan | Behavioral DR | Behavioral DR | Residential Charitable | Residential LI | Winter Evening | MW of Load | 1 | 2027 | 0.11263
ENS | Preferred Plan | Behavioral DR | Behavioral DR | Residential Charitable | Residential Market Rate | Winter Evening | MW of Load | 1 | 2027 | 0.64171
ENS | Preferred Plan | Time-of-Use Rates (TOU) | Time-of-Use Rates (TOU) | Residential Charitable | Residential LI | Winter Morning | MW of Load | 0 | 2027 | 0.42102
ENS | Preferred Plan | Time-of-Use Rates (TOU) | Time-of-Use Rates (TOU) | Residential Charitable | Residential Market Rate | Winter Morning | MW of Load | 0 | 2027 | 2.3987
ENS | Preferred Plan | Time-of-Use Rates (TOU) | Time-of-Use Rates (TOU) | Residential Charitable | Residential LI | Winter Evening | MW of Load | 0 | 2027 | 0.47626
ENS | Preferred Plan | Time-of-Use Rates (TOU) | Time-of-Use Rates (TOU) | Residential Charitable | Residential Market Rate | Winter Evening | MW of Load | 0 | 2027 | 2.7134
ENS | Preferred Plan | DLC-Thermostat | DLC-Thermostat-BYOT-Central Heat Pump | Residential Charitable | Residential LI | Winter Morning | MW of Load | 0 | 2028 | 0.029845
ENS | Preferred Plan | DLC-Thermostat | DLC-Thermostat-BYOT-Central Heat Pump | Residential Charitable | Residential Market Rate | Winter Morning | MW of Load | 0 | 2028 | 0.18263
ENS | Preferred Plan | DLC-Thermostat | DLC-Thermostat-DI-Baseboard Heating | Residential Charitable | Residential LI | Winter Morning | MW of Load | 0 | 2028 | 0.15167
ENS | Preferred Plan | DLC-Thermostat | DLC-Thermostat-DI-Baseboard Heating | Residential Charitable | Residential Market Rate | Winter Morning | MW of Load | 0 | 2028 | 1.4438
ENS | Preferred Plan | DLC-Thermostat | DLC-Thermostat-BYOT-Baseboard Heating | Residential Charitable | Residential LI | Winter Morning | MW of Load | 0 | 2028 | 0.017735
ENS | Preferred Plan | DLC-Thermostat | DLC-Thermostat-BYOT-Baseboard Heating | Residential Charitable | Residential Market Rate | Winter Morning | MW of Load | 0 | 2028 | 0.16882
ENS | Preferred Plan | DLC-Thermostat | DLC-Thermostat-DI-MSHP | Residential Charitable | Residential LI | Winter Morning | MW of Load | 0 | 2028 | 0.087888
ENS | Preferred Plan | DLC-Thermostat | DLC-Thermostat-DI-MSHP | Residential Charitable | Residential Market Rate | Winter Morning | MW of Load | 0 | 2028 | 0.8366
ENS | Preferred Plan | DLC-Thermostat | DLC-Thermostat-BYOT-MSHP | Residential Charitable | Residential LI | Winter Morning | MW of Load | 0 | 2028 | 0.0079384
ENS | Preferred Plan | DLC-Thermostat | DLC-Thermostat-BYOT-MSHP | Residential Charitable | Residential Market Rate | Winter Morning | MW of Load | 0 | 2028 | 0.075566
ENS | Preferred Plan | DLC-Thermostat | DLC-Thermostat-BYOT-Central Heat Pump | Residential Charitable | Residential LI | Winter Evening | MW of Load | 0 | 2028 | 0.029845
ENS | Preferred Plan | DLC-Thermostat | DLC-Thermostat-BYOT-Central Heat Pump | Residential Charitable | Residential Market Rate | Winter Evening | MW of Load | 0 | 2028 | 0.18263
ENS | Preferred Plan | DLC-Thermostat | DLC-Thermostat-DI-Baseboard Heating | Residential Charitable | Residential LI | Winter Evening | MW of Load | 0 | 2028 | 0.15167
ENS | Preferred Plan | DLC-Thermostat | DLC-Thermostat-DI-Baseboard Heating | Residential Charitable | Residential Market Rate | Winter Evening | MW of Load | 0 | 2028 | 1.4438
ENS | Preferred Plan | DLC-Thermostat | DLC-Thermostat-BYOT-Baseboard Heating | Residential Charitable | Residential LI | Winter Evening | MW of Load | 0 | 2028 | 0.017735
ENS | Preferred Plan | DLC-Thermostat | DLC-Thermostat-BYOT-Baseboard Heating | Residential Charitable | Residential Market Rate | Winter Evening | MW of Load | 0 | 2028 | 0.16882
ENS | Preferred Plan | DLC-Thermostat | DLC-Thermostat-DI-MSHP | Residential Charitable | Residential LI | Winter Evening | MW of Load | 0 | 2028 | 0.087888
ENS | Preferred Plan | DLC-Thermostat | DLC-Thermostat-DI-MSHP | Residential Charitable | Residential Market Rate | Winter Evening | MW of Load | 0 | 2028 | 0.8366
ENS | Preferred Plan | DLC-Thermostat | DLC-Thermostat-BYOT-MSHP | Residential Charitable | Residential LI | Winter Evening | MW of Load | 0 | 2028 | 0.0079384
ENS | Preferred Plan | DLC-Thermostat | DLC-Thermostat-BYOT-MSHP | Residential Charitable | Residential Market Rate | Winter Evening | MW of Load | 0 | 2028 | 0.075566
ENS | Preferred Plan | DLC-Water Heating | DLC-Switch-Water Heating | Residential Charitable | Residential LI | Winter Morning | MW of Load | 0 | 2028 | 0.093624
ENS | Preferred Plan | DLC-Water Heating | DLC-Switch-Water Heating | Residential Charitable | Residential Market Rate | Winter Morning | MW of Load | 0 | 2028 | 1.0695
ENS | Preferred Plan | DLC-Water Heating | DLC-Switch-Water Heating | Residential Charitable | Residential LI | Winter Evening | MW of Load | 0 | 2028 | 0.079132
ENS | Preferred Plan | DLC-Water Heating | DLC-Switch-Water Heating | Residential Charitable | Residential Market Rate | Winter Evening | MW of Load | 0 | 2028 | 0.90391
ENS | Preferred Plan | C&I Curtailment | C&I Curtailment-Turnkey-Manual HVAC Control | General | Miscellaneous | Winter Morning | MW of Load | 1 | 2028 | 1.146
ENS | Preferred Plan | C&I Curtailment | C&I Curtailment-Turnkey-Manual HVAC Control | General | Offices | Winter Morning | MW of Load | 1 | 2028 | 0.077235
ENS | Preferred Plan | C&I Curtailment | C&I Curtailment-Turnkey-Manual HVAC Control | General | Retail Trade | Winter Morning | MW of Load | 1 | 2028 | 0.26638
ENS | Preferred Plan | C&I Curtailment | C&I Curtailment-Turnkey-Manual HVAC Control | General | Services | Winter Morning | MW of Load | 1 | 2028 | 0.17221
ENS | Preferred Plan | C&I Curtailment | C&I Curtailment-Turnkey-Auto-DR HVAC Control | General | Miscellaneous | Winter Morning | MW of Load | 1 | 2028 | 0.0572
ENS | Preferred Plan | C&I Curtailment | C&I Curtailment-Turnkey-Auto-DR HVAC Control | General | Offices | Winter Morning | MW of Load | 1 | 2028 | 0.0038552
ENS | Preferred Plan | C&I Curtailment | C&I Curtailment-Turnkey-Auto-DR HVAC Control | General | Retail Trade | Winter Morning | MW of Load | 1 | 2028 | 0.013296
ENS | Preferred Plan | C&I Curtailment | C&I Curtailment-Turnkey-Auto-DR HVAC Control | General | Services | Winter Morning | MW of Load | 1 | 2028 | 0.0085959
ENS | Preferred Plan | C&I Curtailment | C&I Curtailment-Turnkey-Standard Lighting Control | General | Miscellaneous | Winter Morning | MW of Load | 1 | 2028 | 0.47532
ENS | Preferred Plan | C&I Curtailment | C&I Curtailment-Turnkey-Standard Lighting Control | General | Offices | Winter Morning | MW of Load | 1 | 2028 | 0.0096259
ENS | Preferred Plan | C&I Curtailment | C&I Curtailment-Turnkey-Standard Lighting Control | General | Retail Trade | Winter Morning | MW of Load | 1 | 2028 | 0.107
ENS | Preferred Plan | C&I Curtailment | C&I Curtailment-Turnkey-Standard Lighting Control | General | Services | Winter Morning | MW of Load | 1 | 2028 | 0.069247
ENS | Preferred Plan | C&I Curtailment | C&I Curtailment-Turnkey-Water Heating Control | General | Miscellaneous | Winter Morning | MW of Load | 1 | 2028 | 0.030135
ENS | Preferred Plan | C&I Curtailment | C&I Curtailment-Turnkey-Water Heating Control | General | Offices | Winter Morning | MW of Load | 1 | 2028 | 0.00080482
ENS | Preferred Plan | C&I Curtailment | C&I Curtailment-Turnkey-Water Heating Control | General | Retail Trade | Winter Morning | MW of Load | 1 | 2028 | 0.016125
ENS | Preferred Plan | C&I Curtailment | C&I Curtailment-Turnkey-Water Heating Control | General | Services | Winter Morning | MW of Load | 1 | 2028 | 0.010414
ENS | Preferred Plan | C&I Curtailment | C&I Curtailment-Turnkey-Other | General | Miscellaneous | Winter Morning | MW of Load | 1 | 2028 | 0.53389
ENS | Preferred Plan | C&I Curtailment | C&I Curtailment-Turnkey-Other | General | Offices | Winter Morning | MW of Load | 1 | 2028 | 0.014602
ENS | Preferred Plan | C&I Curtailment | C&I Curtailment-Turnkey-Other | General | Retail Trade | Winter Morning | MW of Load | 1 | 2028 | 0.16888
ENS | Preferred Plan | C&I Curtailment | C&I Curtailment-Turnkey-Other | General | Services | Winter Morning | MW of Load | 1 | 2028 | 0.10916
ENS | Preferred Plan | C&I Curtailment | C&I Curtailment-Turnkey-Manual HVAC Control | General | Miscellaneous | Winter Evening | MW of Load | 1 | 2028 | 1.3286
ENS | Preferred Plan | C&I Curtailment | C&I Curtailment-Turnkey-Manual HVAC Control | General | Offices | Winter Evening | MW of Load | 1 | 2028 | 0.089546
ENS | Preferred Plan | C&I Curtailment | C&I Curtailment-Turnkey-Manual HVAC Control | General | Retail Trade | Winter Evening | MW of Load | 1 | 2028 | 0.30883
ENS | Preferred Plan | C&I Curtailment | C&I Curtailment-Turnkey-Manual HVAC Control | General | Services | Winter Evening | MW of Load | 1 | 2028 | 0.19966
ENS | Preferred Plan | C&I Curtailment | C&I Curtailment-Turnkey-Auto-DR HVAC Control | General | Miscellaneous | Winter Evening | MW of Load | 1 | 2028 | 0.066317
ENS | Preferred Plan | C&I Curtailment | C&I Curtailment-Turnkey-Auto-DR HVAC Control | General | Offices | Winter Evening | MW of Load | 1 | 2028 | 0.0044697
ENS | Preferred Plan | C&I Curtailment | C&I Curtailment-Turnkey-Auto-DR HVAC Control | General | Retail Trade | Winter Evening | MW of Load | 1 | 2028 | 0.015415
ENS | Preferred Plan | C&I Curtailment | C&I Curtailment-Turnkey-Auto-DR HVAC Control | General | Services | Winter Evening | MW of Load | 1 | 2028 | 0.0099661
ENS | Preferred Plan | C&I Curtailment | C&I Curtailment-Turnkey-Standard Lighting Control | General | Miscellaneous | Winter Evening | MW of Load | 1 | 2028 | 0.55108
ENS | Preferred Plan | C&I Curtailment | C&I Curtailment-Turnkey-Standard Lighting Control | General | Offices | Winter Evening | MW of Load | 1 | 2028 | 0.01116
ENS | Preferred Plan | C&I Curtailment | C&I Curtailment-Turnkey-Standard Lighting Control | General | Retail Trade | Winter Evening | MW of Load | 1 | 2028 | 0.12405
ENS | Preferred Plan | C&I Curtailment | C&I Curtailment-Turnkey-Standard Lighting Control | General | Services | Winter Evening | MW of Load | 1 | 2028 | 0.080285
ENS | Preferred Plan | C&I Curtailment | C&I Curtailment-Turnkey-Water Heating Control | General | Miscellaneous | Winter Evening | MW of Load | 1 | 2028 | 0.034938
ENS | Preferred Plan | C&I Curtailment | C&I Curtailment-Turnkey-Water Heating Control | General | Offices | Winter Evening | MW of Load | 1 | 2028 | 0.00093311
ENS | Preferred Plan | C&I Curtailment | C&I Curtailment-Turnkey-Water Heating Control | General | Retail Trade | Winter Evening | MW of Load | 1 | 2028 | 0.018695
ENS | Preferred Plan | C&I Curtailment | C&I Curtailment-Turnkey-Water Heating Control | General | Services | Winter Evening | MW of Load | 1 | 2028 | 0.012075
ENS | Preferred Plan | C&I Curtailment | C&I Curtailment-Turnkey-Other | General | Miscellaneous | Winter Evening | MW of Load | 1 | 2028 | 0.61899
ENS | Preferred Plan | C&I Curtailment | C&I Curtailment-Turnkey-Other | General | Offices | Winter Evening | MW of Load | 1 | 2028 | 0.01693
ENS | Preferred Plan | C&I Curtailment | C&I Curtailment-Turnkey-Other | General | Retail Trade | Winter Evening | MW of Load | 1 | 2028 | 0.1958
ENS | Preferred Plan | C&I Curtailment | C&I Curtailment-Turnkey-Other | General | Services | Winter Evening | MW of Load | 1 | 2028 | 0.12656
ENS | Preferred Plan | C&I Curtailment | C&I Curtailment-Turnkey-Manual HVAC Control | Large General | Miscellaneous | Winter Morning | MW of Load | 1 | 2028 | 0.91712
ENS | Preferred Plan | C&I Curtailment | C&I Curtailment-Turnkey-Manual HVAC Control | Large General | Retail Trade | Winter Morning | MW of Load | 1 | 2028 | 0.038857
ENS | Preferred Plan | C&I Curtailment | C&I Curtailment-Turnkey-Manual HVAC Control | Large General | Services | Winter Morning | MW of Load | 1 | 2028 | 0.062225
ENS | Preferred Plan | C&I Curtailment | C&I Curtailment-Turnkey-Auto-DR HVAC Control | Large General | Miscellaneous | Winter Morning | MW of Load | 1 | 2028 | 0.045778
ENS | Preferred Plan | C&I Curtailment | C&I Curtailment-Turnkey-Auto-DR HVAC Control | Large General | Retail Trade | Winter Morning | MW of Load | 1 | 2028 | 0.0019395
ENS | Preferred Plan | C&I Curtailment | C&I Curtailment-Turnkey-Auto-DR HVAC Control | Large General | Services | Winter Morning | MW of Load | 1 | 2028 | 0.003106
ENS | Preferred Plan | C&I Curtailment | C&I Curtailment-Turnkey-Standard Lighting Control | Large General | Miscellaneous | Winter Morning | MW of Load | 1 | 2028 | 0.395
ENS | Preferred Plan | C&I Curtailment | C&I Curtailment-Turnkey-Standard Lighting Control | Large General | Retail Trade | Winter Morning | MW of Load | 1 | 2028 | 0.015525
ENS | Preferred Plan | C&I Curtailment | C&I Curtailment-Turnkey-Standard Lighting Control | Large General | Services | Winter Morning | MW of Load | 1 | 2028 | 0.024862
ENS | Preferred Plan | C&I Curtailment | C&I Curtailment-Turnkey-Water Heating Control | Large General | Miscellaneous | Winter Morning | MW of Load | 1 | 2028 | 0.019209
ENS | Preferred Plan | C&I Curtailment | C&I Curtailment-Turnkey-Water Heating Control | Large General | Retail Trade | Winter Morning | MW of Load | 1 | 2028 | 0.0023639
ENS | Preferred Plan | C&I Curtailment | C&I Curtailment-Turnkey-Water Heating Control | Large General | Services | Winter Morning | MW of Load | 1 | 2028 | 0.0037854
ENS | Preferred Plan | C&I Curtailment | C&I Curtailment-Turnkey-Other | Large General | Miscellaneous | Winter Morning | MW of Load | 1 | 2028 | 0.41334
ENS | Preferred Plan | C&I Curtailment | C&I Curtailment-Turnkey-Other | Large General | Retail Trade | Winter Morning | MW of Load | 1 | 2028 | 0.024665
ENS | Preferred Plan | C&I Curtailment | C&I Curtailment-Turnkey-Other | Large General | Services | Winter Morning | MW of Load | 1 | 2028 | 0.039498
ENS | Preferred Plan | C&I Curtailment | C&I Curtailment-Turnkey-Manual HVAC Control | Large General | Miscellaneous | Winter Evening | MW of Load | 1 | 2028 | 0.78116
ENS | Preferred Plan | C&I Curtailment | C&I Curtailment-Turnkey-Manual HVAC Control | Large General | Retail Trade | Winter Evening | MW of Load | 1 | 2028 | 0.033097
ENS | Preferred Plan | C&I Curtailment | C&I Curtailment-Turnkey-Manual HVAC Control | Large General | Services | Winter Evening | MW of Load | 1 | 2028 | 0.053001
ENS | Preferred Plan | C&I Curtailment | C&I Curtailment-Turnkey-Auto-DR HVAC Control | Large General | Miscellaneous | Winter Evening | MW of Load | 1 | 2028 | 0.038992
ENS | Preferred Plan | C&I Curtailment | C&I Curtailment-Turnkey-Auto-DR HVAC Control | Large General | Retail Trade | Winter Evening | MW of Load | 1 | 2028 | 0.001652
ENS | Preferred Plan | C&I Curtailment | C&I Curtailment-Turnkey-Auto-DR HVAC Control | Large General | Services | Winter Evening | MW of Load | 1 | 2028 | 0.0026455
ENS | Preferred Plan | C&I Curtailment | C&I Curtailment-Turnkey-Standard Lighting Control | Large General | Miscellaneous | Winter Evening | MW of Load | 1 | 2028 | 0.33644
ENS | Preferred Plan | C&I Curtailment | C&I Curtailment-Turnkey-Standard Lighting Control | Large General | Retail Trade | Winter Evening | MW of Load | 1 | 2028 | 0.013224
ENS | Preferred Plan | C&I Curtailment | C&I Curtailment-Turnkey-Standard Lighting Control | Large General | Services | Winter Evening | MW of Load | 1 | 2028 | 0.021176
ENS | Preferred Plan | C&I Curtailment | C&I Curtailment-Turnkey-Water Heating Control | Large General | Miscellaneous | Winter Evening | MW of Load | 1 | 2028 | 0.016362
ENS | Preferred Plan | C&I Curtailment | C&I Curtailment-Turnkey-Water Heating Control | Large General | Retail Trade | Winter Evening | MW of Load | 1 | 2028 | 0.0020134
ENS | Preferred Plan | C&I Curtailment | C&I Curtailment-Turnkey-Water Heating Control | Large General | Services | Winter Evening | MW of Load | 1 | 2028 | 0.0032243
ENS | Preferred Plan | C&I Curtailment | C&I Curtailment-Turnkey-Other | Large General | Miscellaneous | Winter Evening | MW of Load | 1 | 2028 | 0.35206
ENS | Preferred Plan | C&I Curtailment | C&I Curtailment-Turnkey-Other | Large General | Retail Trade | Winter Evening | MW of Load | 1 | 2028 | 0.021008
ENS | Preferred Plan | C&I Curtailment | C&I Curtailment-Turnkey-Other | Large General | Services | Winter Evening | MW of Load | 1 | 2028 | 0.033643
ENS | Preferred Plan | C&I Curtailment | C&I Curtailment-Turnkey-Manual HVAC Control | Small Industrial | Miscellaneous | Winter Morning | MW of Load | 1 | 2028 | 0.15257
ENS | Preferred Plan | C&I Curtailment | C&I Curtailment-Turnkey-Manual HVAC Control | Small Industrial | Offices | Winter Morning | MW of Load | 1 | 2028 | 0.0019326
ENS | Preferred Plan | C&I Curtailment | C&I Curtailment-Turnkey-Manual HVAC Control | Small Industrial | Retail Trade | Winter Morning | MW of Load | 1 | 2028 | 0.0065141
ENS | Preferred Plan | C&I Curtailment | C&I Curtailment-Turnkey-Manual HVAC Control | Small Industrial | Services | Winter Morning | MW of Load | 1 | 2028 | 0.002058
ENS | Preferred Plan | C&I Curtailment | C&I Curtailment-Turnkey-Auto-DR HVAC Control | Small Industrial | Miscellaneous | Winter Morning | MW of Load | 1 | 2028 | 0.0076157
ENS | Preferred Plan | C&I Curtailment | C&I Curtailment-Turnkey-Auto-DR HVAC Control | Small Industrial | Offices | Winter Morning | MW of Load | 1 | 2028 | 9.6466e-05
ENS | Preferred Plan | C&I Curtailment | C&I Curtailment-Turnkey-Auto-DR HVAC Control | Small Industrial | Retail Trade | Winter Morning | MW of Load | 1 | 2028 | 0.00032515
ENS | Preferred Plan | C&I Curtailment | C&I Curtailment-Turnkey-Auto-DR HVAC Control | Small Industrial | Services | Winter Morning | MW of Load | 1 | 2028 | 0.00010272
ENS | Preferred Plan | C&I Curtailment | C&I Curtailment-Turnkey-Standard Lighting Control | Small Industrial | Miscellaneous | Winter Morning | MW of Load | 1 | 2028 | 0.04747
ENS | Preferred Plan | C&I Curtailment | C&I Curtailment-Turnkey-Standard Lighting Control | Small Industrial | Offices | Winter Morning | MW of Load | 1 | 2028 | 0.00025888
ENS | Preferred Plan | C&I Curtailment | C&I Curtailment-Turnkey-Standard Lighting Control | Small Industrial | Retail Trade | Winter Morning | MW of Load | 1 | 2028 | 0.0027986
ENS | Preferred Plan | C&I Curtailment | C&I Curtailment-Turnkey-Standard Lighting Control | Small Industrial | Services | Winter Morning | MW of Load | 1 | 2028 | 0.00088415
ENS | Preferred Plan | C&I Curtailment | C&I Curtailment-Turnkey-Water Heating Control | Small Industrial | Miscellaneous | Winter Morning | MW of Load | 1 | 2028 | 0.0037976
ENS | Preferred Plan | C&I Curtailment | C&I Curtailment-Turnkey-Water Heating Control | Small Industrial | Offices | Winter Morning | MW of Load | 1 | 2028 | 1.9482e-05
ENS | Preferred Plan | C&I Curtailment | C&I Curtailment-Turnkey-Water Heating Control | Small Industrial | Retail Trade | Winter Morning | MW of Load | 1 | 2028 | 0.00036871
ENS | Preferred Plan | C&I Curtailment | C&I Curtailment-Turnkey-Water Heating Control | Small Industrial | Services | Winter Morning | MW of Load | 1 | 2028 | 0.00011648
ENS | Preferred Plan | C&I Curtailment | C&I Curtailment-Turnkey-Other | Small Industrial | Miscellaneous | Winter Morning | MW of Load | 1 | 2028 | 0.058749
ENS | Preferred Plan | C&I Curtailment | C&I Curtailment-Turnkey-Other | Small Industrial | Offices | Winter Morning | MW of Load | 1 | 2028 | 0.00036814
ENS | Preferred Plan | C&I Curtailment | C&I Curtailment-Turnkey-Other | Small Industrial | Retail Trade | Winter Morning | MW of Load | 1 | 2028 | 0.0040657
ENS | Preferred Plan | C&I Curtailment | C&I Curtailment-Turnkey-Other | Small Industrial | Services | Winter Morning | MW of Load | 1 | 2028 | 0.0012845
ENS | Preferred Plan | C&I Curtailment | C&I Curtailment-Turnkey-Industrial | Small Industrial | Manufacturing | Winter Morning | MW of Load | 1 | 2028 | 0.014119
ENS | Preferred Plan | C&I Curtailment | C&I Curtailment-Turnkey-Manual HVAC Control | Small Industrial | Miscellaneous | Winter Evening | MW of Load | 1 | 2028 | 0.2074
ENS | Preferred Plan | C&I Curtailment | C&I Curtailment-Turnkey-Manual HVAC Control | Small Industrial | Offices | Winter Evening | MW of Load | 1 | 2028 | 0.0026271
ENS | Preferred Plan | C&I Curtailment | C&I Curtailment-Turnkey-Manual HVAC Control | Small Industrial | Retail Trade | Winter Evening | MW of Load | 1 | 2028 | 0.0088549
ENS | Preferred Plan | C&I Curtailment | C&I Curtailment-Turnkey-Manual HVAC Control | Small Industrial | Services | Winter Evening | MW of Load | 1 | 2028 | 0.0027975
ENS | Preferred Plan | C&I Curtailment | C&I Curtailment-Turnkey-Auto-DR HVAC Control | Small Industrial | Miscellaneous | Winter Evening | MW of Load | 1 | 2028 | 0.010352
ENS | Preferred Plan | C&I Curtailment | C&I Curtailment-Turnkey-Auto-DR HVAC Control | Small Industrial | Offices | Winter Evening | MW of Load | 1 | 2028 | 0.00013113
ENS | Preferred Plan | C&I Curtailment | C&I Curtailment-Turnkey-Auto-DR HVAC Control | Small Industrial | Retail Trade | Winter Evening | MW of Load | 1 | 2028 | 0.00044199
ENS | Preferred Plan | C&I Curtailment | C&I Curtailment-Turnkey-Auto-DR HVAC Control | Small Industrial | Services | Winter Evening | MW of Load | 1 | 2028 | 0.00013964
ENS | Preferred Plan | C&I Curtailment | C&I Curtailment-Turnkey-Standard Lighting Control | Small Industrial | Miscellaneous | Winter Evening | MW of Load | 1 | 2028 | 0.064529
ENS | Preferred Plan | C&I Curtailment | C&I Curtailment-Turnkey-Standard Lighting Control | Small Industrial | Offices | Winter Evening | MW of Load | 1 | 2028 | 0.0003519
ENS | Preferred Plan | C&I Curtailment | C&I Curtailment-Turnkey-Standard Lighting Control | Small Industrial | Retail Trade | Winter Evening | MW of Load | 1 | 2028 | 0.0038043
ENS | Preferred Plan | C&I Curtailment | C&I Curtailment-Turnkey-Standard Lighting Control | Small Industrial | Services | Winter Evening | MW of Load | 1 | 2028 | 0.0012019
ENS | Preferred Plan | C&I Curtailment | C&I Curtailment-Turnkey-Water Heating Control | Small Industrial | Miscellaneous | Winter Evening | MW of Load | 1 | 2028 | 0.0051623
ENS | Preferred Plan | C&I Curtailment | C&I Curtailment-Turnkey-Water Heating Control | Small Industrial | Offices | Winter Evening | MW of Load | 1 | 2028 | 2.6483e-05
ENS | Preferred Plan | C&I Curtailment | C&I Curtailment-Turnkey-Water Heating Control | Small Industrial | Retail Trade | Winter Evening | MW of Load | 1 | 2028 | 0.0005012
ENS | Preferred Plan | C&I Curtailment | C&I Curtailment-Turnkey-Water Heating Control | Small Industrial | Services | Winter Evening | MW of Load | 1 | 2028 | 0.00015834
ENS | Preferred Plan | C&I Curtailment | C&I Curtailment-Turnkey-Other | Small Industrial | Miscellaneous | Winter Evening | MW of Load | 1 | 2028 | 0.079861
ENS | Preferred Plan | C&I Curtailment | C&I Curtailment-Turnkey-Other | Small Industrial | Offices | Winter Evening | MW of Load | 1 | 2028 | 0.00050043
ENS | Preferred Plan | C&I Curtailment | C&I Curtailment-Turnkey-Other | Small Industrial | Retail Trade | Winter Evening | MW of Load | 1 | 2028 | 0.0055268
ENS | Preferred Plan | C&I Curtailment | C&I Curtailment-Turnkey-Other | Small Industrial | Services | Winter Evening | MW of Load | 1 | 2028 | 0.001746
ENS | Preferred Plan | C&I Curtailment | C&I Curtailment-Turnkey-Industrial | Small Industrial | Manufacturing | Winter Evening | MW of Load | 1 | 2028 | 0.019193
ENS | Preferred Plan | C&I Curtailment | C&I Curtailment-Turnkey-Manual HVAC Control | Medium Industrial | Miscellaneous | Winter Morning | MW of Load | 1 | 2028 | 2.9125
ENS | Preferred Plan | C&I Curtailment | C&I Curtailment-Turnkey-Manual HVAC Control | Medium Industrial | Offices | Winter Morning | MW of Load | 1 | 2028 | 0.04644
ENS | Preferred Plan | C&I Curtailment | C&I Curtailment-Turnkey-Manual HVAC Control | Medium Industrial | Retail Trade | Winter Morning | MW of Load | 1 | 2028 | 0.65055
ENS | Preferred Plan | C&I Curtailment | C&I Curtailment-Turnkey-Manual HVAC Control | Medium Industrial | Services | Winter Morning | MW of Load | 1 | 2028 | 0.029956
ENS | Preferred Plan | C&I Curtailment | C&I Curtailment-Turnkey-Auto-DR HVAC Control | Medium Industrial | Miscellaneous | Winter Morning | MW of Load | 1 | 2028 | 0.14538
ENS | Preferred Plan | C&I Curtailment | C&I Curtailment-Turnkey-Auto-DR HVAC Control | Medium Industrial | Offices | Winter Morning | MW of Load | 1 | 2028 | 0.002318
ENS | Preferred Plan | C&I Curtailment | C&I Curtailment-Turnkey-Auto-DR HVAC Control | Medium Industrial | Retail Trade | Winter Morning | MW of Load | 1 | 2028 | 0.032472
ENS | Preferred Plan | C&I Curtailment | C&I Curtailment-Turnkey-Auto-DR HVAC Control | Medium Industrial | Services | Winter Morning | MW of Load | 1 | 2028 | 0.0014952
ENS | Preferred Plan | C&I Curtailment | C&I Curtailment-Turnkey-Standard Lighting Control | Medium Industrial | Miscellaneous | Winter Morning | MW of Load | 1 | 2028 | 0.90618
ENS | Preferred Plan | C&I Curtailment | C&I Curtailment-Turnkey-Standard Lighting Control | Medium Industrial | Offices | Winter Morning | MW of Load | 1 | 2028 | 0.0062207
ENS | Preferred Plan | C&I Curtailment | C&I Curtailment-Turnkey-Standard Lighting Control | Medium Industrial | Retail Trade | Winter Morning | MW of Load | 1 | 2028 | 0.27949
ENS | Preferred Plan | C&I Curtailment | C&I Curtailment-Turnkey-Standard Lighting Control | Medium Industrial | Services | Winter Morning | MW of Load | 1 | 2028 | 0.01287
ENS | Preferred Plan | C&I Curtailment | C&I Curtailment-Turnkey-Water Heating Control | Medium Industrial | Miscellaneous | Winter Morning | MW of Load | 1 | 2028 | 0.072495
ENS | Preferred Plan | C&I Curtailment | C&I Curtailment-Turnkey-Water Heating Control | Medium Industrial | Offices | Winter Morning | MW of Load | 1 | 2028 | 0.00046814
ENS | Preferred Plan | C&I Curtailment | C&I Curtailment-Turnkey-Water Heating Control | Medium Industrial | Retail Trade | Winter Morning | MW of Load | 1 | 2028 | 0.036822
ENS | Preferred Plan | C&I Curtailment | C&I Curtailment-Turnkey-Water Heating Control | Medium Industrial | Services | Winter Morning | MW of Load | 1 | 2028 | 0.0016956
ENS | Preferred Plan | C&I Curtailment | C&I Curtailment-Turnkey-Other | Medium Industrial | Miscellaneous | Winter Morning | MW of Load | 1 | 2028 | 1.1215
ENS | Preferred Plan | C&I Curtailment | C&I Curtailment-Turnkey-Other | Medium Industrial | Offices | Winter Morning | MW of Load | 1 | 2028 | 0.0088463
ENS | Preferred Plan | C&I Curtailment | C&I Curtailment-Turnkey-Other | Medium Industrial | Retail Trade | Winter Morning | MW of Load | 1 | 2028 | 0.40604
ENS | Preferred Plan | C&I Curtailment | C&I Curtailment-Turnkey-Other | Medium Industrial | Services | Winter Morning | MW of Load | 1 | 2028 | 0.018697
ENS | Preferred Plan | C&I Curtailment | C&I Curtailment-Turnkey-Manual HVAC Control | Medium Industrial | Miscellaneous | Winter Evening | MW of Load | 1 | 2028 | 2.7899
ENS | Preferred Plan | C&I Curtailment | C&I Curtailment-Turnkey-Manual HVAC Control | Medium Industrial | Offices | Winter Evening | MW of Load | 1 | 2028 | 0.044485
ENS | Preferred Plan | C&I Curtailment | C&I Curtailment-Turnkey-Manual HVAC Control | Medium Industrial | Retail Trade | Winter Evening | MW of Load | 1 | 2028 | 0.62316
ENS | Preferred Plan | C&I Curtailment | C&I Curtailment-Turnkey-Manual HVAC Control | Medium Industrial | Services | Winter Evening | MW of Load | 1 | 2028 | 0.028695
ENS | Preferred Plan | C&I Curtailment | C&I Curtailment-Turnkey-Auto-DR HVAC Control | Medium Industrial | Miscellaneous | Winter Evening | MW of Load | 1 | 2028 | 0.13926
ENS | Preferred Plan | C&I Curtailment | C&I Curtailment-Turnkey-Auto-DR HVAC Control | Medium Industrial | Offices | Winter Evening | MW of Load | 1 | 2028 | 0.0022204
ENS | Preferred Plan | C&I Curtailment | C&I Curtailment-Turnkey-Auto-DR HVAC Control | Medium Industrial | Retail Trade | Winter Evening | MW of Load | 1 | 2028 | 0.031105
ENS | Preferred Plan | C&I Curtailment | C&I Curtailment-Turnkey-Auto-DR HVAC Control | Medium Industrial | Services | Winter Evening | MW of Load | 1 | 2028 | 0.0014323
ENS | Preferred Plan | C&I Curtailment | C&I Curtailment-Turnkey-Standard Lighting Control | Medium Industrial | Miscellaneous | Winter Evening | MW of Load | 1 | 2028 | 0.86803
ENS | Preferred Plan | C&I Curtailment | C&I Curtailment-Turnkey-Standard Lighting Control | Medium Industrial | Offices | Winter Evening | MW of Load | 1 | 2028 | 0.0059588
ENS | Preferred Plan | C&I Curtailment | C&I Curtailment-Turnkey-Standard Lighting Control | Medium Industrial | Retail Trade | Winter Evening | MW of Load | 1 | 2028 | 0.26772
ENS | Preferred Plan | C&I Curtailment | C&I Curtailment-Turnkey-Standard Lighting Control | Medium Industrial | Services | Winter Evening | MW of Load | 1 | 2028 | 0.012328
ENS | Preferred Plan | C&I Curtailment | C&I Curtailment-Turnkey-Water Heating Control | Medium Industrial | Miscellaneous | Winter Evening | MW of Load | 1 | 2028 | 0.069442
ENS | Preferred Plan | C&I Curtailment | C&I Curtailment-Turnkey-Water Heating Control | Medium Industrial | Offices | Winter Evening | MW of Load | 1 | 2028 | 0.00044843
ENS | Preferred Plan | C&I Curtailment | C&I Curtailment-Turnkey-Water Heating Control | Medium Industrial | Retail Trade | Winter Evening | MW of Load | 1 | 2028 | 0.035272
ENS | Preferred Plan | C&I Curtailment | C&I Curtailment-Turnkey-Water Heating Control | Medium Industrial | Services | Winter Evening | MW of Load | 1 | 2028 | 0.0016242
ENS | Preferred Plan | C&I Curtailment | C&I Curtailment-Turnkey-Other | Medium Industrial | Miscellaneous | Winter Evening | MW of Load | 1 | 2028 | 1.0743
ENS | Preferred Plan | C&I Curtailment | C&I Curtailment-Turnkey-Other | Medium Industrial | Offices | Winter Evening | MW of Load | 1 | 2028 | 0.0084738
ENS | Preferred Plan | C&I Curtailment | C&I Curtailment-Turnkey-Other | Medium Industrial | Retail Trade | Winter Evening | MW of Load | 1 | 2028 | 0.38894
ENS | Preferred Plan | C&I Curtailment | C&I Curtailment-Turnkey-Other | Medium Industrial | Services | Winter Evening | MW of Load | 1 | 2028 | 0.01791
ENS | Preferred Plan | C&I Curtailment | C&I Curtailment-Turnkey-Manual HVAC Control | Large Industrial | Miscellaneous | Winter Morning | MW of Load | 1 | 2028 | 0.060408
ENS | Preferred Plan | C&I Curtailment | C&I Curtailment-Turnkey-Auto-DR HVAC Control | Large Industrial | Miscellaneous | Winter Morning | MW of Load | 1 | 2028 | 0.0030153
ENS | Preferred Plan | C&I Curtailment | C&I Curtailment-Turnkey-Standard Lighting Control | Large Industrial | Miscellaneous | Winter Morning | MW of Load | 1 | 2028 | 0.026018
ENS | Preferred Plan | C&I Curtailment | C&I Curtailment-Turnkey-Water Heating Control | Large Industrial | Miscellaneous | Winter Morning | MW of Load | 1 | 2028 | 0.0012653
ENS | Preferred Plan | C&I Curtailment | C&I Curtailment-Turnkey-Other | Large Industrial | Miscellaneous | Winter Morning | MW of Load | 1 | 2028 | 0.027225
ENS | Preferred Plan | C&I Curtailment | C&I Curtailment-Turnkey-Industrial | Large Industrial | Manufacturing | Winter Morning | MW of Load | 1 | 2028 | 0.0053687
ENS | Preferred Plan | C&I Curtailment | C&I Curtailment-Turnkey-Manual HVAC Control | Large Industrial | Miscellaneous | Winter Evening | MW of Load | 1 | 2028 | 0.059462
ENS | Preferred Plan | C&I Curtailment | C&I Curtailment-Turnkey-Auto-DR HVAC Control | Large Industrial | Miscellaneous | Winter Evening | MW of Load | 1 | 2028 | 0.002968
ENS | Preferred Plan | C&I Curtailment | C&I Curtailment-Turnkey-Standard Lighting Control | Large Industrial | Miscellaneous | Winter Evening | MW of Load | 1 | 2028 | 0.02561
ENS | Preferred Plan | C&I Curtailment | C&I Curtailment-Turnkey-Water Heating Control | Large Industrial | Miscellaneous | Winter Evening | MW of Load | 1 | 2028 | 0.0012454
ENS | Preferred Plan | C&I Curtailment | C&I Curtailment-Turnkey-Other | Large Industrial | Miscellaneous | Winter Evening | MW of Load | 1 | 2028 | 0.026799
ENS | Preferred Plan | C&I Curtailment | C&I Curtailment-Turnkey-Industrial | Large Industrial | Manufacturing | Winter Evening | MW of Load | 1 | 2028 | 0.0052845
ENS | Preferred Plan | C&I Loadshift to BUGs | C&I Loadshift to BUGs | Large General | Miscellaneous | Winter Morning | MW of Load | 1 | 2028 | 2.9744
ENS | Preferred Plan | C&I Loadshift to BUGs | C&I Loadshift to BUGs | Large General | Miscellaneous | Winter Evening | MW of Load | 1 | 2028 | 2.5335
ENS | Preferred Plan | C&I Loadshift to BUGs | C&I Loadshift to BUGs | Small Industrial | Miscellaneous | Winter Morning | MW of Load | 1 | 2028 | 0.80192
ENS | Preferred Plan | C&I Loadshift to BUGs | C&I Loadshift to BUGs | Small Industrial | Miscellaneous | Winter Evening | MW of Load | 1 | 2028 | 1.0901
ENS | Preferred Plan | C&I Loadshift to BUGs | C&I Loadshift to BUGs | Medium Industrial | Manufacturing | Winter Morning | MW of Load | 1 | 2028 | 0.56196
ENS | Preferred Plan | C&I Loadshift to BUGs | C&I Loadshift to BUGs | Medium Industrial | Miscellaneous | Winter Morning | MW of Load | 1 | 2028 | 2.4389
ENS | Preferred Plan | C&I Loadshift to BUGs | C&I Loadshift to BUGs | Medium Industrial | Manufacturing | Winter Evening | MW of Load | 1 | 2028 | 0.5383
ENS | Preferred Plan | C&I Loadshift to BUGs | C&I Loadshift to BUGs | Medium Industrial | Miscellaneous | Winter Evening | MW of Load | 1 | 2028 | 2.3362
ENS | Preferred Plan | Dynamic Pricing | Dynamic Pricing with enabling tech. | Small General | Manufacturing | Winter Morning | MW of Load | 1 | 2028 | 0.006207
ENS | Preferred Plan | Dynamic Pricing | Dynamic Pricing with enabling tech. | Small General | Manufacturing | Winter Evening | MW of Load | 1 | 2028 | 0.0071342
ENS | Preferred Plan | Dynamic Pricing | Dynamic Pricing with enabling tech. | Residential Charitable | Residential LI | Winter Morning | MW of Load | 1 | 2028 | 0.55837
ENS | Preferred Plan | Dynamic Pricing | Dynamic Pricing with enabling tech. | Residential Charitable | Residential Market Rate | Winter Morning | MW of Load | 1 | 2028 | 3.1691
ENS | Preferred Plan | Dynamic Pricing | Dynamic Pricing w/o enabling tech. | Residential Charitable | Residential LI | Winter Morning | MW of Load | 1 | 2028 | 1.9687
ENS | Preferred Plan | Dynamic Pricing | Dynamic Pricing w/o enabling tech. | Residential Charitable | Residential Market Rate | Winter Morning | MW of Load | 1 | 2028 | 11.1739
ENS | Preferred Plan | Dynamic Pricing | Dynamic Pricing with enabling tech. | Residential Charitable | Residential LI | Winter Evening | MW of Load | 1 | 2028 | 0.62943
ENS | Preferred Plan | Dynamic Pricing | Dynamic Pricing with enabling tech. | Residential Charitable | Residential Market Rate | Winter Evening | MW of Load | 1 | 2028 | 3.5725
ENS | Preferred Plan | Dynamic Pricing | Dynamic Pricing w/o enabling tech. | Residential Charitable | Residential LI | Winter Evening | MW of Load | 1 | 2028 | 2.2193
ENS | Preferred Plan | Dynamic Pricing | Dynamic Pricing w/o enabling tech. | Residential Charitable | Residential Market Rate | Winter Evening | MW of Load | 1 | 2028 | 12.596
ENS | Preferred Plan | Behavioral DR | Behavioral DR | Residential Charitable | Residential LI | Winter Morning | MW of Load | 1 | 2028 | 0.2186
ENS | Preferred Plan | Behavioral DR | Behavioral DR | Residential Charitable | Residential Market Rate | Winter Morning | MW of Load | 1 | 2028 | 1.2457
ENS | Preferred Plan | Behavioral DR | Behavioral DR | Residential Charitable | Residential LI | Winter Evening | MW of Load | 1 | 2028 | 0.24643
ENS | Preferred Plan | Behavioral DR | Behavioral DR | Residential Charitable | Residential Market Rate | Winter Evening | MW of Load | 1 | 2028 | 1.4042
ENS | Preferred Plan | Time-of-Use Rates (TOU) | Time-of-Use Rates (TOU) | Residential Charitable | Residential LI | Winter Morning | MW of Load | 0 | 2028 | 0.4232
ENS | Preferred Plan | Time-of-Use Rates (TOU) | Time-of-Use Rates (TOU) | Residential Charitable | Residential Market Rate | Winter Morning | MW of Load | 0 | 2028 | 2.4115
ENS | Preferred Plan | Time-of-Use Rates (TOU) | Time-of-Use Rates (TOU) | Residential Charitable | Residential LI | Winter Evening | MW of Load | 0 | 2028 | 0.47706
ENS | Preferred Plan | Time-of-Use Rates (TOU) | Time-of-Use Rates (TOU) | Residential Charitable | Residential Market Rate | Winter Evening | MW of Load | 0 | 2028 | 2.7184
ENS | Preferred Plan | DLC-Thermostat | DLC-Thermostat-BYOT-Central Heat Pump | Residential Charitable | Residential LI | Winter Morning | MW of Load | 0 | 2029 | 0.02911
ENS | Preferred Plan | DLC-Thermostat | DLC-Thermostat-BYOT-Central Heat Pump | Residential Charitable | Residential Market Rate | Winter Morning | MW of Load | 0 | 2029 | 0.17813
ENS | Preferred Plan | DLC-Thermostat | DLC-Thermostat-DI-Baseboard Heating | Residential Charitable | Residential LI | Winter Morning | MW of Load | 0 | 2029 | 0.14864
ENS | Preferred Plan | DLC-Thermostat | DLC-Thermostat-DI-Baseboard Heating | Residential Charitable | Residential Market Rate | Winter Morning | MW of Load | 0 | 2029 | 1.4149
ENS | Preferred Plan | DLC-Thermostat | DLC-Thermostat-BYOT-Baseboard Heating | Residential Charitable | Residential LI | Winter Morning | MW of Load | 0 | 2029 | 0.017381
ENS | Preferred Plan | DLC-Thermostat | DLC-Thermostat-BYOT-Baseboard Heating | Residential Charitable | Residential Market Rate | Winter Morning | MW of Load | 0 | 2029 | 0.16545
ENS | Preferred Plan | DLC-Thermostat | DLC-Thermostat-DI-MSHP | Residential Charitable | Residential LI | Winter Morning | MW of Load | 0 | 2029 | 0.08613
ENS | Preferred Plan | DLC-Thermostat | DLC-Thermostat-DI-MSHP | Residential Charitable | Residential Market Rate | Winter Morning | MW of Load | 0 | 2029 | 0.81987
ENS | Preferred Plan | DLC-Thermostat | DLC-Thermostat-BYOT-MSHP | Residential Charitable | Residential LI | Winter Morning | MW of Load | 0 | 2029 | 0.007805
ENS | Preferred Plan | DLC-Thermostat | DLC-Thermostat-BYOT-MSHP | Residential Charitable | Residential Market Rate | Winter Morning | MW of Load | 0 | 2029 | 0.074296
ENS | Preferred Plan | DLC-Thermostat | DLC-Thermostat-BYOT-Central Heat Pump | Residential Charitable | Residential LI | Winter Evening | MW of Load | 0 | 2029 | 0.02911
ENS | Preferred Plan | DLC-Thermostat | DLC-Thermostat-BYOT-Central Heat Pump | Residential Charitable | Residential Market Rate | Winter Evening | MW of Load | 0 | 2029 | 0.17813
ENS | Preferred Plan | DLC-Thermostat | DLC-Thermostat-DI-Baseboard Heating | Residential Charitable | Residential LI | Winter Evening | MW of Load | 0 | 2029 | 0.14864
ENS | Preferred Plan | DLC-Thermostat | DLC-Thermostat-DI-Baseboard Heating | Residential Charitable | Residential Market Rate | Winter Evening | MW of Load | 0 | 2029 | 1.4149
ENS | Preferred Plan | DLC-Thermostat | DLC-Thermostat-BYOT-Baseboard Heating | Residential Charitable | Residential LI | Winter Evening | MW of Load | 0 | 2029 | 0.017381
ENS | Preferred Plan | DLC-Thermostat | DLC-Thermostat-BYOT-Baseboard Heating | Residential Charitable | Residential Market Rate | Winter Evening | MW of Load | 0 | 2029 | 0.16545
ENS | Preferred Plan | DLC-Thermostat | DLC-Thermostat-DI-MSHP | Residential Charitable | Residential LI | Winter Evening | MW of Load | 0 | 2029 | 0.08613
ENS | Preferred Plan | DLC-Thermostat | DLC-Thermostat-DI-MSHP | Residential Charitable | Residential Market Rate | Winter Evening | MW of Load | 0 | 2029 | 0.81987
ENS | Preferred Plan | DLC-Thermostat | DLC-Thermostat-BYOT-MSHP | Residential Charitable | Residential LI | Winter Evening | MW of Load | 0 | 2029 | 0.007805
ENS | Preferred Plan | DLC-Thermostat | DLC-Thermostat-BYOT-MSHP | Residential Charitable | Residential Market Rate | Winter Evening | MW of Load | 0 | 2029 | 0.074296
ENS | Preferred Plan | DLC-Water Heating | DLC-Switch-Water Heating | Residential Charitable | Residential LI | Winter Morning | MW of Load | 0 | 2029 | 0.091757
ENS | Preferred Plan | DLC-Water Heating | DLC-Switch-Water Heating | Residential Charitable | Residential Market Rate | Winter Morning | MW of Load | 0 | 2029 | 1.0481
ENS | Preferred Plan | DLC-Water Heating | DLC-Switch-Water Heating | Residential Charitable | Residential LI | Winter Evening | MW of Load | 0 | 2029 | 0.077554
ENS | Preferred Plan | DLC-Water Heating | DLC-Switch-Water Heating | Residential Charitable | Residential Market Rate | Winter Evening | MW of Load | 0 | 2029 | 0.88588
ENS | Preferred Plan | C&I Curtailment | C&I Curtailment-Turnkey-Manual HVAC Control | General | Miscellaneous | Winter Morning | MW of Load | 1 | 2029 | 1.3167
ENS | Preferred Plan | C&I Curtailment | C&I Curtailment-Turnkey-Manual HVAC Control | General | Offices | Winter Morning | MW of Load | 1 | 2029 | 0.089603
ENS | Preferred Plan | C&I Curtailment | C&I Curtailment-Turnkey-Manual HVAC Control | General | Retail Trade | Winter Morning | MW of Load | 1 | 2029 | 0.30429
ENS | Preferred Plan | C&I Curtailment | C&I Curtailment-Turnkey-Manual HVAC Control | General | Services | Winter Morning | MW of Load | 1 | 2029 | 0.19673
ENS | Preferred Plan | C&I Curtailment | C&I Curtailment-Turnkey-Auto-DR HVAC Control | General | Miscellaneous | Winter Morning | MW of Load | 1 | 2029 | 0.082776
ENS | Preferred Plan | C&I Curtailment | C&I Curtailment-Turnkey-Auto-DR HVAC Control | General | Offices | Winter Morning | MW of Load | 1 | 2029 | 0.0056328
ENS | Preferred Plan | C&I Curtailment | C&I Curtailment-Turnkey-Auto-DR HVAC Control | General | Retail Trade | Winter Morning | MW of Load | 1 | 2029 | 0.019129
ENS | Preferred Plan | C&I Curtailment | C&I Curtailment-Turnkey-Auto-DR HVAC Control | General | Services | Winter Morning | MW of Load | 1 | 2029 | 0.012367
ENS | Preferred Plan | C&I Curtailment | C&I Curtailment-Turnkey-Standard Lighting Control | General | Miscellaneous | Winter Morning | MW of Load | 1 | 2029 | 0.54661
ENS | Preferred Plan | C&I Curtailment | C&I Curtailment-Turnkey-Standard Lighting Control | General | Offices | Winter Morning | MW of Load | 1 | 2029 | 0.010902
ENS | Preferred Plan | C&I Curtailment | C&I Curtailment-Turnkey-Standard Lighting Control | General | Retail Trade | Winter Morning | MW of Load | 1 | 2029 | 0.12164
ENS | Preferred Plan | C&I Curtailment | C&I Curtailment-Turnkey-Standard Lighting Control | General | Services | Winter Morning | MW of Load | 1 | 2029 | 0.078735
ENS | Preferred Plan | C&I Curtailment | C&I Curtailment-Turnkey-Water Heating Control | General | Miscellaneous | Winter Morning | MW of Load | 1 | 2029 | 0.035632
ENS | Preferred Plan | C&I Curtailment | C&I Curtailment-Turnkey-Water Heating Control | General | Offices | Winter Morning | MW of Load | 1 | 2029 | 0.00094898
ENS | Preferred Plan | C&I Curtailment | C&I Curtailment-Turnkey-Water Heating Control | General | Retail Trade | Winter Morning | MW of Load | 1 | 2029 | 0.01914
ENS | Preferred Plan | C&I Curtailment | C&I Curtailment-Turnkey-Water Heating Control | General | Services | Winter Morning | MW of Load | 1 | 2029 | 0.01236
ENS | Preferred Plan | C&I Curtailment | C&I Curtailment-Turnkey-Other | General | Miscellaneous | Winter Morning | MW of Load | 1 | 2029 | 0.62684
ENS | Preferred Plan | C&I Curtailment | C&I Curtailment-Turnkey-Other | General | Offices | Winter Morning | MW of Load | 1 | 2029 | 0.017097
ENS | Preferred Plan | C&I Curtailment | C&I Curtailment-Turnkey-Other | General | Retail Trade | Winter Morning | MW of Load | 1 | 2029 | 0.19855
ENS | Preferred Plan | C&I Curtailment | C&I Curtailment-Turnkey-Other | General | Services | Winter Morning | MW of Load | 1 | 2029 | 0.12833
ENS | Preferred Plan | C&I Curtailment | C&I Curtailment-Turnkey-Manual HVAC Control | General | Miscellaneous | Winter Evening | MW of Load | 1 | 2029 | 1.5445
ENS | Preferred Plan | C&I Curtailment | C&I Curtailment-Turnkey-Manual HVAC Control | General | Offices | Winter Evening | MW of Load | 1 | 2029 | 0.1051
ENS | Preferred Plan | C&I Curtailment | C&I Curtailment-Turnkey-Manual HVAC Control | General | Retail Trade | Winter Evening | MW of Load | 1 | 2029 | 0.35691
ENS | Preferred Plan | C&I Curtailment | C&I Curtailment-Turnkey-Manual HVAC Control | General | Services | Winter Evening | MW of Load | 1 | 2029 | 0.23076
ENS | Preferred Plan | C&I Curtailment | C&I Curtailment-Turnkey-Auto-DR HVAC Control | General | Miscellaneous | Winter Evening | MW of Load | 1 | 2029 | 0.097092
ENS | Preferred Plan | C&I Curtailment | C&I Curtailment-Turnkey-Auto-DR HVAC Control | General | Offices | Winter Evening | MW of Load | 1 | 2029 | 0.0066071
ENS | Preferred Plan | C&I Curtailment | C&I Curtailment-Turnkey-Auto-DR HVAC Control | General | Retail Trade | Winter Evening | MW of Load | 1 | 2029 | 0.022437
ENS | Preferred Plan | C&I Curtailment | C&I Curtailment-Turnkey-Auto-DR HVAC Control | General | Services | Winter Evening | MW of Load | 1 | 2029 | 0.014506
ENS | Preferred Plan | C&I Curtailment | C&I Curtailment-Turnkey-Standard Lighting Control | General | Miscellaneous | Winter Evening | MW of Load | 1 | 2029 | 0.64115
ENS | Preferred Plan | C&I Curtailment | C&I Curtailment-Turnkey-Standard Lighting Control | General | Offices | Winter Evening | MW of Load | 1 | 2029 | 0.012788
ENS | Preferred Plan | C&I Curtailment | C&I Curtailment-Turnkey-Standard Lighting Control | General | Retail Trade | Winter Evening | MW of Load | 1 | 2029 | 0.14267
ENS | Preferred Plan | C&I Curtailment | C&I Curtailment-Turnkey-Standard Lighting Control | General | Services | Winter Evening | MW of Load | 1 | 2029 | 0.092353
ENS | Preferred Plan | C&I Curtailment | C&I Curtailment-Turnkey-Water Heating Control | General | Miscellaneous | Winter Evening | MW of Load | 1 | 2029 | 0.041794
ENS | Preferred Plan | C&I Curtailment | C&I Curtailment-Turnkey-Water Heating Control | General | Offices | Winter Evening | MW of Load | 1 | 2029 | 0.0011131
ENS | Preferred Plan | C&I Curtailment | C&I Curtailment-Turnkey-Water Heating Control | General | Retail Trade | Winter Evening | MW of Load | 1 | 2029 | 0.022451
ENS | Preferred Plan | C&I Curtailment | C&I Curtailment-Turnkey-Water Heating Control | General | Services | Winter Evening | MW of Load | 1 | 2029 | 0.014498
ENS | Preferred Plan | C&I Curtailment | C&I Curtailment-Turnkey-Other | General | Miscellaneous | Winter Evening | MW of Load | 1 | 2029 | 0.73525
ENS | Preferred Plan | C&I Curtailment | C&I Curtailment-Turnkey-Other | General | Offices | Winter Evening | MW of Load | 1 | 2029 | 0.020054
ENS | Preferred Plan | C&I Curtailment | C&I Curtailment-Turnkey-Other | General | Retail Trade | Winter Evening | MW of Load | 1 | 2029 | 0.23289
ENS | Preferred Plan | C&I Curtailment | C&I Curtailment-Turnkey-Other | General | Services | Winter Evening | MW of Load | 1 | 2029 | 0.15053
ENS | Preferred Plan | C&I Curtailment | C&I Curtailment-Turnkey-Manual HVAC Control | Large General | Miscellaneous | Winter Morning | MW of Load | 1 | 2029 | 1.0553
ENS | Preferred Plan | C&I Curtailment | C&I Curtailment-Turnkey-Manual HVAC Control | Large General | Retail Trade | Winter Morning | MW of Load | 1 | 2029 | 0.044363
ENS | Preferred Plan | C&I Curtailment | C&I Curtailment-Turnkey-Manual HVAC Control | Large General | Services | Winter Morning | MW of Load | 1 | 2029 | 0.071043
ENS | Preferred Plan | C&I Curtailment | C&I Curtailment-Turnkey-Auto-DR HVAC Control | Large General | Miscellaneous | Winter Morning | MW of Load | 1 | 2029 | 0.066341
ENS | Preferred Plan | C&I Curtailment | C&I Curtailment-Turnkey-Auto-DR HVAC Control | Large General | Retail Trade | Winter Morning | MW of Load | 1 | 2029 | 0.0027889
ENS | Preferred Plan | C&I Curtailment | C&I Curtailment-Turnkey-Auto-DR HVAC Control | Large General | Services | Winter Morning | MW of Load | 1 | 2029 | 0.0044661
ENS | Preferred Plan | C&I Curtailment | C&I Curtailment-Turnkey-Standard Lighting Control | Large General | Miscellaneous | Winter Morning | MW of Load | 1 | 2029 | 0.45492
ENS | Preferred Plan | C&I Curtailment | C&I Curtailment-Turnkey-Standard Lighting Control | Large General | Retail Trade | Winter Morning | MW of Load | 1 | 2029 | 0.017629
ENS | Preferred Plan | C&I Curtailment | C&I Curtailment-Turnkey-Standard Lighting Control | Large General | Services | Winter Morning | MW of Load | 1 | 2029 | 0.028231
ENS | Preferred Plan | C&I Curtailment | C&I Curtailment-Turnkey-Water Heating Control | Large General | Miscellaneous | Winter Morning | MW of Load | 1 | 2029 | 0.022609
ENS | Preferred Plan | C&I Curtailment | C&I Curtailment-Turnkey-Water Heating Control | Large General | Retail Trade | Winter Morning | MW of Load | 1 | 2029 | 0.0028068
ENS | Preferred Plan | C&I Curtailment | C&I Curtailment-Turnkey-Water Heating Control | Large General | Services | Winter Morning | MW of Load | 1 | 2029 | 0.0044948
ENS | Preferred Plan | C&I Curtailment | C&I Curtailment-Turnkey-Other | Large General | Miscellaneous | Winter Morning | MW of Load | 1 | 2029 | 0.48483
ENS | Preferred Plan | C&I Curtailment | C&I Curtailment-Turnkey-Other | Large General | Retail Trade | Winter Morning | MW of Load | 1 | 2029 | 0.028993
ENS | Preferred Plan | C&I Curtailment | C&I Curtailment-Turnkey-Other | Large General | Services | Winter Morning | MW of Load | 1 | 2029 | 0.046428
ENS | Preferred Plan | C&I Curtailment | C&I Curtailment-Turnkey-Manual HVAC Control | Large General | Miscellaneous | Winter Evening | MW of Load | 1 | 2029 | 0.90937
ENS | Preferred Plan | C&I Curtailment | C&I Curtailment-Turnkey-Manual HVAC Control | Large General | Retail Trade | Winter Evening | MW of Load | 1 | 2029 | 0.038229
ENS | Preferred Plan | C&I Curtailment | C&I Curtailment-Turnkey-Manual HVAC Control | Large General | Services | Winter Evening | MW of Load | 1 | 2029 | 0.061219
ENS | Preferred Plan | C&I Curtailment | C&I Curtailment-Turnkey-Auto-DR HVAC Control | Large General | Miscellaneous | Winter Evening | MW of Load | 1 | 2029 | 0.057167
ENS | Preferred Plan | C&I Curtailment | C&I Curtailment-Turnkey-Auto-DR HVAC Control | Large General | Retail Trade | Winter Evening | MW of Load | 1 | 2029 | 0.0024032
ENS | Preferred Plan | C&I Curtailment | C&I Curtailment-Turnkey-Auto-DR HVAC Control | Large General | Services | Winter Evening | MW of Load | 1 | 2029 | 0.0038485
ENS | Preferred Plan | C&I Curtailment | C&I Curtailment-Turnkey-Standard Lighting Control | Large General | Miscellaneous | Winter Evening | MW of Load | 1 | 2029 | 0.39201
ENS | Preferred Plan | C&I Curtailment | C&I Curtailment-Turnkey-Standard Lighting Control | Large General | Retail Trade | Winter Evening | MW of Load | 1 | 2029 | 0.015191
ENS | Preferred Plan | C&I Curtailment | C&I Curtailment-Turnkey-Standard Lighting Control | Large General | Services | Winter Evening | MW of Load | 1 | 2029 | 0.024327
ENS | Preferred Plan | C&I Curtailment | C&I Curtailment-Turnkey-Water Heating Control | Large General | Miscellaneous | Winter Evening | MW of Load | 1 | 2029 | 0.019482
ENS | Preferred Plan | C&I Curtailment | C&I Curtailment-Turnkey-Water Heating Control | Large General | Retail Trade | Winter Evening | MW of Load | 1 | 2029 | 0.0024187
ENS | Preferred Plan | C&I Curtailment | C&I Curtailment-Turnkey-Water Heating Control | Large General | Services | Winter Evening | MW of Load | 1 | 2029 | 0.0038732
ENS | Preferred Plan | C&I Curtailment | C&I Curtailment-Turnkey-Other | Large General | Miscellaneous | Winter Evening | MW of Load | 1 | 2029 | 0.41778
ENS | Preferred Plan | C&I Curtailment | C&I Curtailment-Turnkey-Other | Large General | Retail Trade | Winter Evening | MW of Load | 1 | 2029 | 0.024983
ENS | Preferred Plan | C&I Curtailment | C&I Curtailment-Turnkey-Other | Large General | Services | Winter Evening | MW of Load | 1 | 2029 | 0.040008
ENS | Preferred Plan | C&I Curtailment | C&I Curtailment-Turnkey-Manual HVAC Control | Small Industrial | Miscellaneous | Winter Morning | MW of Load | 1 | 2029 | 0.17531
ENS | Preferred Plan | C&I Curtailment | C&I Curtailment-Turnkey-Manual HVAC Control | Small Industrial | Offices | Winter Morning | MW of Load | 1 | 2029 | 0.0022335
ENS | Preferred Plan | C&I Curtailment | C&I Curtailment-Turnkey-Manual HVAC Control | Small Industrial | Retail Trade | Winter Morning | MW of Load | 1 | 2029 | 0.0074448
ENS | Preferred Plan | C&I Curtailment | C&I Curtailment-Turnkey-Manual HVAC Control | Small Industrial | Services | Winter Morning | MW of Load | 1 | 2029 | 0.002352
ENS | Preferred Plan | C&I Curtailment | C&I Curtailment-Turnkey-Auto-DR HVAC Control | Small Industrial | Miscellaneous | Winter Morning | MW of Load | 1 | 2029 | 0.011021
ENS | Preferred Plan | C&I Curtailment | C&I Curtailment-Turnkey-Auto-DR HVAC Control | Small Industrial | Offices | Winter Morning | MW of Load | 1 | 2029 | 0.00014041
ENS | Preferred Plan | C&I Curtailment | C&I Curtailment-Turnkey-Auto-DR HVAC Control | Small Industrial | Retail Trade | Winter Morning | MW of Load | 1 | 2029 | 0.00046801
ENS | Preferred Plan | C&I Curtailment | C&I Curtailment-Turnkey-Auto-DR HVAC Control | Small Industrial | Services | Winter Morning | MW of Load | 1 | 2029 | 0.00014786
ENS | Preferred Plan | C&I Curtailment | C&I Curtailment-Turnkey-Standard Lighting Control | Small Industrial | Miscellaneous | Winter Morning | MW of Load | 1 | 2029 | 0.054345
ENS | Preferred Plan | C&I Curtailment | C&I Curtailment-Turnkey-Standard Lighting Control | Small Industrial | Offices | Winter Morning | MW of Load | 1 | 2029 | 0.0002949
ENS | Preferred Plan | C&I Curtailment | C&I Curtailment-Turnkey-Standard Lighting Control | Small Industrial | Retail Trade | Winter Morning | MW of Load | 1 | 2029 | 0.0032071
ENS | Preferred Plan | C&I Curtailment | C&I Curtailment-Turnkey-Standard Lighting Control | Small Industrial | Services | Winter Morning | MW of Load | 1 | 2029 | 0.0010132
ENS | Preferred Plan | C&I Curtailment | C&I Curtailment-Turnkey-Water Heating Control | Small Industrial | Miscellaneous | Winter Morning | MW of Load | 1 | 2029 | 0.004466
ENS | Preferred Plan | C&I Curtailment | C&I Curtailment-Turnkey-Water Heating Control | Small Industrial | Offices | Winter Morning | MW of Load | 1 | 2029 | 2.2775e-05
ENS | Preferred Plan | C&I Curtailment | C&I Curtailment-Turnkey-Water Heating Control | Small Industrial | Retail Trade | Winter Morning | MW of Load | 1 | 2029 | 0.0004325
ENS | Preferred Plan | C&I Curtailment | C&I Curtailment-Turnkey-Water Heating Control | Small Industrial | Services | Winter Morning | MW of Load | 1 | 2029 | 0.00013664
ENS | Preferred Plan | C&I Curtailment | C&I Curtailment-Turnkey-Other | Small Industrial | Miscellaneous | Winter Morning | MW of Load | 1 | 2029 | 0.068787
ENS | Preferred Plan | C&I Curtailment | C&I Curtailment-Turnkey-Other | Small Industrial | Offices | Winter Morning | MW of Load | 1 | 2029 | 0.00043014
ENS | Preferred Plan | C&I Curtailment | C&I Curtailment-Turnkey-Other | Small Industrial | Retail Trade | Winter Morning | MW of Load | 1 | 2029 | 0.0047598
ENS | Preferred Plan | C&I Curtailment | C&I Curtailment-Turnkey-Other | Small Industrial | Services | Winter Morning | MW of Load | 1 | 2029 | 0.0015037
ENS | Preferred Plan | C&I Curtailment | C&I Curtailment-Turnkey-Industrial | Small Industrial | Manufacturing | Winter Morning | MW of Load | 1 | 2029 | 0.016441
ENS | Preferred Plan | C&I Curtailment | C&I Curtailment-Turnkey-Manual HVAC Control | Small Industrial | Miscellaneous | Winter Evening | MW of Load | 1 | 2029 | 0.2411
ENS | Preferred Plan | C&I Curtailment | C&I Curtailment-Turnkey-Manual HVAC Control | Small Industrial | Offices | Winter Evening | MW of Load | 1 | 2029 | 0.0030716
ENS | Preferred Plan | C&I Curtailment | C&I Curtailment-Turnkey-Manual HVAC Control | Small Industrial | Retail Trade | Winter Evening | MW of Load | 1 | 2029 | 0.010238
ENS | Preferred Plan | C&I Curtailment | C&I Curtailment-Turnkey-Manual HVAC Control | Small Industrial | Services | Winter Evening | MW of Load | 1 | 2029 | 0.0032346
ENS | Preferred Plan | C&I Curtailment | C&I Curtailment-Turnkey-Auto-DR HVAC Control | Small Industrial | Miscellaneous | Winter Evening | MW of Load | 1 | 2029 | 0.015156
ENS | Preferred Plan | C&I Curtailment | C&I Curtailment-Turnkey-Auto-DR HVAC Control | Small Industrial | Offices | Winter Evening | MW of Load | 1 | 2029 | 0.00019309
ENS | Preferred Plan | C&I Curtailment | C&I Curtailment-Turnkey-Auto-DR HVAC Control | Small Industrial | Retail Trade | Winter Evening | MW of Load | 1 | 2029 | 0.00064363
ENS | Preferred Plan | C&I Curtailment | C&I Curtailment-Turnkey-Auto-DR HVAC Control | Small Industrial | Services | Winter Evening | MW of Load | 1 | 2029 | 0.00020334
ENS | Preferred Plan | C&I Curtailment | C&I Curtailment-Turnkey-Standard Lighting Control | Small Industrial | Miscellaneous | Winter Evening | MW of Load | 1 | 2029 | 0.074737
ENS | Preferred Plan | C&I Curtailment | C&I Curtailment-Turnkey-Standard Lighting Control | Small Industrial | Offices | Winter Evening | MW of Load | 1 | 2029 | 0.00040556
ENS | Preferred Plan | C&I Curtailment | C&I Curtailment-Turnkey-Standard Lighting Control | Small Industrial | Retail Trade | Winter Evening | MW of Load | 1 | 2029 | 0.0044106
ENS | Preferred Plan | C&I Curtailment | C&I Curtailment-Turnkey-Standard Lighting Control | Small Industrial | Services | Winter Evening | MW of Load | 1 | 2029 | 0.0013934
ENS | Preferred Plan | C&I Curtailment | C&I Curtailment-Turnkey-Water Heating Control | Small Industrial | Miscellaneous | Winter Evening | MW of Load | 1 | 2029 | 0.0061418
ENS | Preferred Plan | C&I Curtailment | C&I Curtailment-Turnkey-Water Heating Control | Small Industrial | Offices | Winter Evening | MW of Load | 1 | 2029 | 3.1321e-05
ENS | Preferred Plan | C&I Curtailment | C&I Curtailment-Turnkey-Water Heating Control | Small Industrial | Retail Trade | Winter Evening | MW of Load | 1 | 2029 | 0.00059479
ENS | Preferred Plan | C&I Curtailment | C&I Curtailment-Turnkey-Water Heating Control | Small Industrial | Services | Winter Evening | MW of Load | 1 | 2029 | 0.00018791
ENS | Preferred Plan | C&I Curtailment | C&I Curtailment-Turnkey-Other | Small Industrial | Miscellaneous | Winter Evening | MW of Load | 1 | 2029 | 0.094599
ENS | Preferred Plan | C&I Curtailment | C&I Curtailment-Turnkey-Other | Small Industrial | Offices | Winter Evening | MW of Load | 1 | 2029 | 0.00059154
ENS | Preferred Plan | C&I Curtailment | C&I Curtailment-Turnkey-Other | Small Industrial | Retail Trade | Winter Evening | MW of Load | 1 | 2029 | 0.0065458
ENS | Preferred Plan | C&I Curtailment | C&I Curtailment-Turnkey-Other | Small Industrial | Services | Winter Evening | MW of Load | 1 | 2029 | 0.002068
ENS | Preferred Plan | C&I Curtailment | C&I Curtailment-Turnkey-Industrial | Small Industrial | Manufacturing | Winter Evening | MW of Load | 1 | 2029 | 0.02261
ENS | Preferred Plan | C&I Curtailment | C&I Curtailment-Turnkey-Manual HVAC Control | Medium Industrial | Miscellaneous | Winter Morning | MW of Load | 1 | 2029 | 3.3516
ENS | Preferred Plan | C&I Curtailment | C&I Curtailment-Turnkey-Manual HVAC Control | Medium Industrial | Offices | Winter Morning | MW of Load | 1 | 2029 | 0.053749
ENS | Preferred Plan | C&I Curtailment | C&I Curtailment-Turnkey-Manual HVAC Control | Medium Industrial | Retail Trade | Winter Morning | MW of Load | 1 | 2029 | 0.7446
ENS | Preferred Plan | C&I Curtailment | C&I Curtailment-Turnkey-Manual HVAC Control | Medium Industrial | Services | Winter Morning | MW of Load | 1 | 2029 | 0.034286
ENS | Preferred Plan | C&I Curtailment | C&I Curtailment-Turnkey-Auto-DR HVAC Control | Medium Industrial | Miscellaneous | Winter Morning | MW of Load | 1 | 2029 | 0.21069
ENS | Preferred Plan | C&I Curtailment | C&I Curtailment-Turnkey-Auto-DR HVAC Control | Medium Industrial | Offices | Winter Morning | MW of Load | 1 | 2029 | 0.0033789
ENS | Preferred Plan | C&I Curtailment | C&I Curtailment-Turnkey-Auto-DR HVAC Control | Medium Industrial | Retail Trade | Winter Morning | MW of Load | 1 | 2029 | 0.046808
ENS | Preferred Plan | C&I Curtailment | C&I Curtailment-Turnkey-Auto-DR HVAC Control | Medium Industrial | Services | Winter Morning | MW of Load | 1 | 2029 | 0.0021554
ENS | Preferred Plan | C&I Curtailment | C&I Curtailment-Turnkey-Standard Lighting Control | Medium Industrial | Miscellaneous | Winter Morning | MW of Load | 1 | 2029 | 1.0389
ENS | Preferred Plan | C&I Curtailment | C&I Curtailment-Turnkey-Standard Lighting Control | Medium Industrial | Offices | Winter Morning | MW of Load | 1 | 2029 | 0.0070969
ENS | Preferred Plan | C&I Curtailment | C&I Curtailment-Turnkey-Standard Lighting Control | Medium Industrial | Retail Trade | Winter Morning | MW of Load | 1 | 2029 | 0.32076
ENS | Preferred Plan | C&I Curtailment | C&I Curtailment-Turnkey-Standard Lighting Control | Medium Industrial | Services | Winter Morning | MW of Load | 1 | 2029 | 0.01477
ENS | Preferred Plan | C&I Curtailment | C&I Curtailment-Turnkey-Water Heating Control | Medium Industrial | Miscellaneous | Winter Morning | MW of Load | 1 | 2029 | 0.085379
ENS | Preferred Plan | C&I Curtailment | C&I Curtailment-Turnkey-Water Heating Control | Medium Industrial | Offices | Winter Morning | MW of Load | 1 | 2029 | 0.00054809
ENS | Preferred Plan | C&I Curtailment | C&I Curtailment-Turnkey-Water Heating Control | Medium Industrial | Retail Trade | Winter Morning | MW of Load | 1 | 2029 | 0.043257
ENS | Preferred Plan | C&I Curtailment | C&I Curtailment-Turnkey-Water Heating Control | Medium Industrial | Services | Winter Morning | MW of Load | 1 | 2029 | 0.0019918
ENS | Preferred Plan | C&I Curtailment | C&I Curtailment-Turnkey-Other | Medium Industrial | Miscellaneous | Winter Morning | MW of Load | 1 | 2029 | 1.315
ENS | Preferred Plan | C&I Curtailment | C&I Curtailment-Turnkey-Other | Medium Industrial | Offices | Winter Morning | MW of Load | 1 | 2029 | 0.010351
ENS | Preferred Plan | C&I Curtailment | C&I Curtailment-Turnkey-Other | Medium Industrial | Retail Trade | Winter Morning | MW of Load | 1 | 2029 | 0.47605
ENS | Preferred Plan | C&I Curtailment | C&I Curtailment-Turnkey-Other | Medium Industrial | Services | Winter Morning | MW of Load | 1 | 2029 | 0.021921
ENS | Preferred Plan | C&I Curtailment | C&I Curtailment-Turnkey-Manual HVAC Control | Medium Industrial | Miscellaneous | Winter Evening | MW of Load | 1 | 2029 | 3.248
ENS | Preferred Plan | C&I Curtailment | C&I Curtailment-Turnkey-Manual HVAC Control | Medium Industrial | Offices | Winter Evening | MW of Load | 1 | 2029 | 0.052088
ENS | Preferred Plan | C&I Curtailment | C&I Curtailment-Turnkey-Manual HVAC Control | Medium Industrial | Retail Trade | Winter Evening | MW of Load | 1 | 2029 | 0.72158
ENS | Preferred Plan | C&I Curtailment | C&I Curtailment-Turnkey-Manual HVAC Control | Medium Industrial | Services | Winter Evening | MW of Load | 1 | 2029 | 0.033227
ENS | Preferred Plan | C&I Curtailment | C&I Curtailment-Turnkey-Auto-DR HVAC Control | Medium Industrial | Miscellaneous | Winter Evening | MW of Load | 1 | 2029 | 0.20418
ENS | Preferred Plan | C&I Curtailment | C&I Curtailment-Turnkey-Auto-DR HVAC Control | Medium Industrial | Offices | Winter Evening | MW of Load | 1 | 2029 | 0.0032745
ENS | Preferred Plan | C&I Curtailment | C&I Curtailment-Turnkey-Auto-DR HVAC Control | Medium Industrial | Retail Trade | Winter Evening | MW of Load | 1 | 2029 | 0.045362
ENS | Preferred Plan | C&I Curtailment | C&I Curtailment-Turnkey-Auto-DR HVAC Control | Medium Industrial | Services | Winter Evening | MW of Load | 1 | 2029 | 0.0020888
ENS | Preferred Plan | C&I Curtailment | C&I Curtailment-Turnkey-Standard Lighting Control | Medium Industrial | Miscellaneous | Winter Evening | MW of Load | 1 | 2029 | 1.0068
ENS | Preferred Plan | C&I Curtailment | C&I Curtailment-Turnkey-Standard Lighting Control | Medium Industrial | Offices | Winter Evening | MW of Load | 1 | 2029 | 0.0068776
ENS | Preferred Plan | C&I Curtailment | C&I Curtailment-Turnkey-Standard Lighting Control | Medium Industrial | Retail Trade | Winter Evening | MW of Load | 1 | 2029 | 0.31085
ENS | Preferred Plan | C&I Curtailment | C&I Curtailment-Turnkey-Standard Lighting Control | Medium Industrial | Services | Winter Evening | MW of Load | 1 | 2029 | 0.014314
ENS | Preferred Plan | C&I Curtailment | C&I Curtailment-Turnkey-Water Heating Control | Medium Industrial | Miscellaneous | Winter Evening | MW of Load | 1 | 2029 | 0.082741
ENS | Preferred Plan | C&I Curtailment | C&I Curtailment-Turnkey-Water Heating Control | Medium Industrial | Offices | Winter Evening | MW of Load | 1 | 2029 | 0.00053115
ENS | Preferred Plan | C&I Curtailment | C&I Curtailment-Turnkey-Water Heating Control | Medium Industrial | Retail Trade | Winter Evening | MW of Load | 1 | 2029 | 0.04192
ENS | Preferred Plan | C&I Curtailment | C&I Curtailment-Turnkey-Water Heating Control | Medium Industrial | Services | Winter Evening | MW of Load | 1 | 2029 | 0.0019303
ENS | Preferred Plan | C&I Curtailment | C&I Curtailment-Turnkey-Other | Medium Industrial | Miscellaneous | Winter Evening | MW of Load | 1 | 2029 | 1.2744
ENS | Preferred Plan | C&I Curtailment | C&I Curtailment-Turnkey-Other | Medium Industrial | Offices | Winter Evening | MW of Load | 1 | 2029 | 0.010031
ENS | Preferred Plan | C&I Curtailment | C&I Curtailment-Turnkey-Other | Medium Industrial | Retail Trade | Winter Evening | MW of Load | 1 | 2029 | 0.46134
ENS | Preferred Plan | C&I Curtailment | C&I Curtailment-Turnkey-Other | Medium Industrial | Services | Winter Evening | MW of Load | 1 | 2029 | 0.021243
ENS | Preferred Plan | C&I Curtailment | C&I Curtailment-Turnkey-Manual HVAC Control | Large Industrial | Miscellaneous | Winter Morning | MW of Load | 1 | 2029 | 0.06944
ENS | Preferred Plan | C&I Curtailment | C&I Curtailment-Turnkey-Auto-DR HVAC Control | Large Industrial | Miscellaneous | Winter Morning | MW of Load | 1 | 2029 | 0.0043653
ENS | Preferred Plan | C&I Curtailment | C&I Curtailment-Turnkey-Standard Lighting Control | Large Industrial | Miscellaneous | Winter Morning | MW of Load | 1 | 2029 | 0.029934
ENS | Preferred Plan | C&I Curtailment | C&I Curtailment-Turnkey-Water Heating Control | Large Industrial | Miscellaneous | Winter Morning | MW of Load | 1 | 2029 | 0.0014877
ENS | Preferred Plan | C&I Curtailment | C&I Curtailment-Turnkey-Other | Large Industrial | Miscellaneous | Winter Morning | MW of Load | 1 | 2029 | 0.031902
ENS | Preferred Plan | C&I Curtailment | C&I Curtailment-Turnkey-Industrial | Large Industrial | Manufacturing | Winter Morning | MW of Load | 1 | 2029 | 0.0062583
ENS | Preferred Plan | C&I Curtailment | C&I Curtailment-Turnkey-Manual HVAC Control | Large Industrial | Miscellaneous | Winter Evening | MW of Load | 1 | 2029 | 0.069151
ENS | Preferred Plan | C&I Curtailment | C&I Curtailment-Turnkey-Auto-DR HVAC Control | Large Industrial | Miscellaneous | Winter Evening | MW of Load | 1 | 2029 | 0.0043471
ENS | Preferred Plan | C&I Curtailment | C&I Curtailment-Turnkey-Standard Lighting Control | Large Industrial | Miscellaneous | Winter Evening | MW of Load | 1 | 2029 | 0.029809
ENS | Preferred Plan | C&I Curtailment | C&I Curtailment-Turnkey-Water Heating Control | Large Industrial | Miscellaneous | Winter Evening | MW of Load | 1 | 2029 | 0.0014815
ENS | Preferred Plan | C&I Curtailment | C&I Curtailment-Turnkey-Other | Large Industrial | Miscellaneous | Winter Evening | MW of Load | 1 | 2029 | 0.031769
ENS | Preferred Plan | C&I Curtailment | C&I Curtailment-Turnkey-Industrial | Large Industrial | Manufacturing | Winter Evening | MW of Load | 1 | 2029 | 0.0062322
ENS | Preferred Plan | C&I Loadshift to BUGs | C&I Loadshift to BUGs | Large General | Miscellaneous | Winter Morning | MW of Load | 1 | 2029 | 2.953
ENS | Preferred Plan | C&I Loadshift to BUGs | C&I Loadshift to BUGs | Large General | Miscellaneous | Winter Evening | MW of Load | 1 | 2029 | 2.5446
ENS | Preferred Plan | C&I Loadshift to BUGs | C&I Loadshift to BUGs | Small Industrial | Miscellaneous | Winter Morning | MW of Load | 1 | 2029 | 0.80416
ENS | Preferred Plan | C&I Loadshift to BUGs | C&I Loadshift to BUGs | Small Industrial | Miscellaneous | Winter Evening | MW of Load | 1 | 2029 | 1.1059
ENS | Preferred Plan | C&I Loadshift to BUGs | C&I Loadshift to BUGs | Medium Industrial | Manufacturing | Winter Morning | MW of Load | 1 | 2029 | 0.5613
ENS | Preferred Plan | C&I Loadshift to BUGs | C&I Loadshift to BUGs | Medium Industrial | Miscellaneous | Winter Morning | MW of Load | 1 | 2029 | 2.436
ENS | Preferred Plan | C&I Loadshift to BUGs | C&I Loadshift to BUGs | Medium Industrial | Manufacturing | Winter Evening | MW of Load | 1 | 2029 | 0.54395
ENS | Preferred Plan | C&I Loadshift to BUGs | C&I Loadshift to BUGs | Medium Industrial | Miscellaneous | Winter Evening | MW of Load | 1 | 2029 | 2.3607
ENS | Preferred Plan | Dynamic Pricing | Dynamic Pricing with enabling tech. | Small General | Manufacturing | Winter Morning | MW of Load | 1 | 2029 | 0.0074351
ENS | Preferred Plan | Dynamic Pricing | Dynamic Pricing with enabling tech. | Small General | Manufacturing | Winter Evening | MW of Load | 1 | 2029 | 0.0086458
ENS | Preferred Plan | Dynamic Pricing | Dynamic Pricing with enabling tech. | Residential Charitable | Residential LI | Winter Morning | MW of Load | 1 | 2029 | 1.172
ENS | Preferred Plan | Dynamic Pricing | Dynamic Pricing with enabling tech. | Residential Charitable | Residential Market Rate | Winter Morning | MW of Load | 1 | 2029 | 6.6533
ENS | Preferred Plan | Dynamic Pricing | Dynamic Pricing w/o enabling tech. | Residential Charitable | Residential LI | Winter Morning | MW of Load | 1 | 2029 | 1.9577
ENS | Preferred Plan | Dynamic Pricing | Dynamic Pricing w/o enabling tech. | Residential Charitable | Residential Market Rate | Winter Morning | MW of Load | 1 | 2029 | 11.1135
ENS | Preferred Plan | Dynamic Pricing | Dynamic Pricing with enabling tech. | Residential Charitable | Residential LI | Winter Evening | MW of Load | 1 | 2029 | 1.3366
ENS | Preferred Plan | Dynamic Pricing | Dynamic Pricing with enabling tech. | Residential Charitable | Residential Market Rate | Winter Evening | MW of Load | 1 | 2029 | 7.5878
ENS | Preferred Plan | Dynamic Pricing | Dynamic Pricing w/o enabling tech. | Residential Charitable | Residential LI | Winter Evening | MW of Load | 1 | 2029 | 2.2327
ENS | Preferred Plan | Dynamic Pricing | Dynamic Pricing w/o enabling tech. | Residential Charitable | Residential Market Rate | Winter Evening | MW of Load | 1 | 2029 | 12.6744
ENS | Preferred Plan | Behavioral DR | Behavioral DR | Residential Charitable | Residential LI | Winter Morning | MW of Load | 1 | 2029 | 0.33688
ENS | Preferred Plan | Behavioral DR | Behavioral DR | Residential Charitable | Residential Market Rate | Winter Morning | MW of Load | 1 | 2029 | 1.9198
ENS | Preferred Plan | Behavioral DR | Behavioral DR | Residential Charitable | Residential LI | Winter Evening | MW of Load | 1 | 2029 | 0.3842
ENS | Preferred Plan | Behavioral DR | Behavioral DR | Residential Charitable | Residential Market Rate | Winter Evening | MW of Load | 1 | 2029 | 2.1894
ENS | Preferred Plan | Time-of-Use Rates (TOU) | Time-of-Use Rates (TOU) | Residential Charitable | Residential LI | Winter Morning | MW of Load | 0 | 2029 | 0.39069
ENS | Preferred Plan | Time-of-Use Rates (TOU) | Time-of-Use Rates (TOU) | Residential Charitable | Residential Market Rate | Winter Morning | MW of Load | 0 | 2029 | 2.2264
ENS | Preferred Plan | Time-of-Use Rates (TOU) | Time-of-Use Rates (TOU) | Residential Charitable | Residential LI | Winter Evening | MW of Load | 0 | 2029 | 0.44557
ENS | Preferred Plan | Time-of-Use Rates (TOU) | Time-of-Use Rates (TOU) | Residential Charitable | Residential Market Rate | Winter Evening | MW of Load | 0 | 2029 | 2.5391
ENS | Preferred Plan | DLC-Thermostat | DLC-Thermostat-BYOT-Central Heat Pump | Residential Charitable | Residential LI | Winter Morning | MW of Load | 0 | 2030 | 0.028609
ENS | Preferred Plan | DLC-Thermostat | DLC-Thermostat-BYOT-Central Heat Pump | Residential Charitable | Residential Market Rate | Winter Morning | MW of Load | 0 | 2030 | 0.17507
ENS | Preferred Plan | DLC-Thermostat | DLC-Thermostat-DI-Baseboard Heating | Residential Charitable | Residential LI | Winter Morning | MW of Load | 0 | 2030 | 0.14567
ENS | Preferred Plan | DLC-Thermostat | DLC-Thermostat-DI-Baseboard Heating | Residential Charitable | Residential Market Rate | Winter Morning | MW of Load | 0 | 2030 | 1.3866
ENS | Preferred Plan | DLC-Thermostat | DLC-Thermostat-BYOT-Baseboard Heating | Residential Charitable | Residential LI | Winter Morning | MW of Load | 0 | 2030 | 0.017033
ENS | Preferred Plan | DLC-Thermostat | DLC-Thermostat-BYOT-Baseboard Heating | Residential Charitable | Residential Market Rate | Winter Morning | MW of Load | 0 | 2030 | 0.16214
ENS | Preferred Plan | DLC-Thermostat | DLC-Thermostat-DI-MSHP | Residential Charitable | Residential LI | Winter Morning | MW of Load | 0 | 2030 | 0.084413
ENS | Preferred Plan | DLC-Thermostat | DLC-Thermostat-DI-MSHP | Residential Charitable | Residential Market Rate | Winter Morning | MW of Load | 0 | 2030 | 0.80353
ENS | Preferred Plan | DLC-Thermostat | DLC-Thermostat-BYOT-MSHP | Residential Charitable | Residential LI | Winter Morning | MW of Load | 0 | 2030 | 0.0076383
ENS | Preferred Plan | DLC-Thermostat | DLC-Thermostat-BYOT-MSHP | Residential Charitable | Residential Market Rate | Winter Morning | MW of Load | 0 | 2030 | 0.072709
ENS | Preferred Plan | DLC-Thermostat | DLC-Thermostat-BYOT-Central Heat Pump | Residential Charitable | Residential LI | Winter Evening | MW of Load | 0 | 2030 | 0.028609
ENS | Preferred Plan | DLC-Thermostat | DLC-Thermostat-BYOT-Central Heat Pump | Residential Charitable | Residential Market Rate | Winter Evening | MW of Load | 0 | 2030 | 0.17507
ENS | Preferred Plan | DLC-Thermostat | DLC-Thermostat-DI-Baseboard Heating | Residential Charitable | Residential LI | Winter Evening | MW of Load | 0 | 2030 | 0.14567
ENS | Preferred Plan | DLC-Thermostat | DLC-Thermostat-DI-Baseboard Heating | Residential Charitable | Residential Market Rate | Winter Evening | MW of Load | 0 | 2030 | 1.3866
ENS | Preferred Plan | DLC-Thermostat | DLC-Thermostat-BYOT-Baseboard Heating | Residential Charitable | Residential LI | Winter Evening | MW of Load | 0 | 2030 | 0.017033
ENS | Preferred Plan | DLC-Thermostat | DLC-Thermostat-BYOT-Baseboard Heating | Residential Charitable | Residential Market Rate | Winter Evening | MW of Load | 0 | 2030 | 0.16214
ENS | Preferred Plan | DLC-Thermostat | DLC-Thermostat-DI-MSHP | Residential Charitable | Residential LI | Winter Evening | MW of Load | 0 | 2030 | 0.084413
ENS | Preferred Plan | DLC-Thermostat | DLC-Thermostat-DI-MSHP | Residential Charitable | Residential Market Rate | Winter Evening | MW of Load | 0 | 2030 | 0.80353
ENS | Preferred Plan | DLC-Thermostat | DLC-Thermostat-BYOT-MSHP | Residential Charitable | Residential LI | Winter Evening | MW of Load | 0 | 2030 | 0.0076383
ENS | Preferred Plan | DLC-Thermostat | DLC-Thermostat-BYOT-MSHP | Residential Charitable | Residential Market Rate | Winter Evening | MW of Load | 0 | 2030 | 0.072709
ENS | Preferred Plan | DLC-Water Heating | DLC-Switch-Water Heating | Residential Charitable | Residential LI | Winter Morning | MW of Load | 0 | 2030 | 0.08992
ENS | Preferred Plan | DLC-Water Heating | DLC-Switch-Water Heating | Residential Charitable | Residential Market Rate | Winter Morning | MW of Load | 0 | 2030 | 1.0271
ENS | Preferred Plan | DLC-Water Heating | DLC-Switch-Water Heating | Residential Charitable | Residential LI | Winter Evening | MW of Load | 0 | 2030 | 0.076001
ENS | Preferred Plan | DLC-Water Heating | DLC-Switch-Water Heating | Residential Charitable | Residential Market Rate | Winter Evening | MW of Load | 0 | 2030 | 0.86815
ENS | Preferred Plan | C&I Curtailment | C&I Curtailment-Turnkey-Manual HVAC Control | General | Miscellaneous | Winter Morning | MW of Load | 1 | 2030 | 1.4857
ENS | Preferred Plan | C&I Curtailment | C&I Curtailment-Turnkey-Manual HVAC Control | General | Offices | Winter Morning | MW of Load | 1 | 2030 | 0.1021
ENS | Preferred Plan | C&I Curtailment | C&I Curtailment-Turnkey-Manual HVAC Control | General | Retail Trade | Winter Morning | MW of Load | 1 | 2030 | 0.34123
ENS | Preferred Plan | C&I Curtailment | C&I Curtailment-Turnkey-Manual HVAC Control | General | Services | Winter Morning | MW of Load | 1 | 2030 | 0.22063
ENS | Preferred Plan | C&I Curtailment | C&I Curtailment-Turnkey-Auto-DR HVAC Control | General | Miscellaneous | Winter Morning | MW of Load | 1 | 2030 | 0.11786
ENS | Preferred Plan | C&I Curtailment | C&I Curtailment-Turnkey-Auto-DR HVAC Control | General | Offices | Winter Morning | MW of Load | 1 | 2030 | 0.0080992
ENS | Preferred Plan | C&I Curtailment | C&I Curtailment-Turnkey-Auto-DR HVAC Control | General | Retail Trade | Winter Morning | MW of Load | 1 | 2030 | 0.027069
ENS | Preferred Plan | C&I Curtailment | C&I Curtailment-Turnkey-Auto-DR HVAC Control | General | Services | Winter Morning | MW of Load | 1 | 2030 | 0.017502
ENS | Preferred Plan | C&I Curtailment | C&I Curtailment-Turnkey-Standard Lighting Control | General | Miscellaneous | Winter Morning | MW of Load | 1 | 2030 | 0.61843
ENS | Preferred Plan | C&I Curtailment | C&I Curtailment-Turnkey-Standard Lighting Control | General | Offices | Winter Morning | MW of Load | 1 | 2030 | 0.01214
ENS | Preferred Plan | C&I Curtailment | C&I Curtailment-Turnkey-Standard Lighting Control | General | Retail Trade | Winter Morning | MW of Load | 1 | 2030 | 0.13594
ENS | Preferred Plan | C&I Curtailment | C&I Curtailment-Turnkey-Standard Lighting Control | General | Services | Winter Morning | MW of Load | 1 | 2030 | 0.088012
ENS | Preferred Plan | C&I Curtailment | C&I Curtailment-Turnkey-Water Heating Control | General | Miscellaneous | Winter Morning | MW of Load | 1 | 2030 | 0.041465
ENS | Preferred Plan | C&I Curtailment | C&I Curtailment-Turnkey-Water Heating Control | General | Offices | Winter Morning | MW of Load | 1 | 2030 | 0.001101
ENS | Preferred Plan | C&I Curtailment | C&I Curtailment-Turnkey-Water Heating Control | General | Retail Trade | Winter Morning | MW of Load | 1 | 2030 | 0.02236
ENS | Preferred Plan | C&I Curtailment | C&I Curtailment-Turnkey-Water Heating Control | General | Services | Winter Morning | MW of Load | 1 | 2030 | 0.014438
ENS | Preferred Plan | C&I Curtailment | C&I Curtailment-Turnkey-Other | General | Miscellaneous | Winter Morning | MW of Load | 1 | 2030 | 0.7242
ENS | Preferred Plan | C&I Curtailment | C&I Curtailment-Turnkey-Other | General | Offices | Winter Morning | MW of Load | 1 | 2030 | 0.019696
ENS | Preferred Plan | C&I Curtailment | C&I Curtailment-Turnkey-Other | General | Retail Trade | Winter Morning | MW of Load | 1 | 2030 | 0.22971
ENS | Preferred Plan | C&I Curtailment | C&I Curtailment-Turnkey-Other | General | Services | Winter Morning | MW of Load | 1 | 2030 | 0.14846
ENS | Preferred Plan | C&I Curtailment | C&I Curtailment-Turnkey-Manual HVAC Control | General | Miscellaneous | Winter Evening | MW of Load | 1 | 2030 | 1.7384
ENS | Preferred Plan | C&I Curtailment | C&I Curtailment-Turnkey-Manual HVAC Control | General | Offices | Winter Evening | MW of Load | 1 | 2030 | 0.11946
ENS | Preferred Plan | C&I Curtailment | C&I Curtailment-Turnkey-Manual HVAC Control | General | Retail Trade | Winter Evening | MW of Load | 1 | 2030 | 0.39927
ENS | Preferred Plan | C&I Curtailment | C&I Curtailment-Turnkey-Manual HVAC Control | General | Services | Winter Evening | MW of Load | 1 | 2030 | 0.25815
ENS | Preferred Plan | C&I Curtailment | C&I Curtailment-Turnkey-Auto-DR HVAC Control | General | Miscellaneous | Winter Evening | MW of Load | 1 | 2030 | 0.1379
ENS | Preferred Plan | C&I Curtailment | C&I Curtailment-Turnkey-Auto-DR HVAC Control | General | Offices | Winter Evening | MW of Load | 1 | 2030 | 0.0094768
ENS | Preferred Plan | C&I Curtailment | C&I Curtailment-Turnkey-Auto-DR HVAC Control | General | Retail Trade | Winter Evening | MW of Load | 1 | 2030 | 0.031673
ENS | Preferred Plan | C&I Curtailment | C&I Curtailment-Turnkey-Auto-DR HVAC Control | General | Services | Winter Evening | MW of Load | 1 | 2030 | 0.020479
ENS | Preferred Plan | C&I Curtailment | C&I Curtailment-Turnkey-Standard Lighting Control | General | Miscellaneous | Winter Evening | MW of Load | 1 | 2030 | 0.72362
ENS | Preferred Plan | C&I Curtailment | C&I Curtailment-Turnkey-Standard Lighting Control | General | Offices | Winter Evening | MW of Load | 1 | 2030 | 0.014205
ENS | Preferred Plan | C&I Curtailment | C&I Curtailment-Turnkey-Standard Lighting Control | General | Retail Trade | Winter Evening | MW of Load | 1 | 2030 | 0.15907
ENS | Preferred Plan | C&I Curtailment | C&I Curtailment-Turnkey-Standard Lighting Control | General | Services | Winter Evening | MW of Load | 1 | 2030 | 0.10298
ENS | Preferred Plan | C&I Curtailment | C&I Curtailment-Turnkey-Water Heating Control | General | Miscellaneous | Winter Evening | MW of Load | 1 | 2030 | 0.048518
ENS | Preferred Plan | C&I Curtailment | C&I Curtailment-Turnkey-Water Heating Control | General | Offices | Winter Evening | MW of Load | 1 | 2030 | 0.0012883
ENS | Preferred Plan | C&I Curtailment | C&I Curtailment-Turnkey-Water Heating Control | General | Retail Trade | Winter Evening | MW of Load | 1 | 2030 | 0.026163
ENS | Preferred Plan | C&I Curtailment | C&I Curtailment-Turnkey-Water Heating Control | General | Services | Winter Evening | MW of Load | 1 | 2030 | 0.016893
ENS | Preferred Plan | C&I Curtailment | C&I Curtailment-Turnkey-Other | General | Miscellaneous | Winter Evening | MW of Load | 1 | 2030 | 0.84738
ENS | Preferred Plan | C&I Curtailment | C&I Curtailment-Turnkey-Other | General | Offices | Winter Evening | MW of Load | 1 | 2030 | 0.023046
ENS | Preferred Plan | C&I Curtailment | C&I Curtailment-Turnkey-Other | General | Retail Trade | Winter Evening | MW of Load | 1 | 2030 | 0.26878
ENS | Preferred Plan | C&I Curtailment | C&I Curtailment-Turnkey-Other | General | Services | Winter Evening | MW of Load | 1 | 2030 | 0.17372
ENS | Preferred Plan | C&I Curtailment | C&I Curtailment-Turnkey-Manual HVAC Control | Large General | Miscellaneous | Winter Morning | MW of Load | 1 | 2030 | 1.1912
ENS | Preferred Plan | C&I Curtailment | C&I Curtailment-Turnkey-Manual HVAC Control | Large General | Retail Trade | Winter Morning | MW of Load | 1 | 2030 | 0.049664
ENS | Preferred Plan | C&I Curtailment | C&I Curtailment-Turnkey-Manual HVAC Control | Large General | Services | Winter Morning | MW of Load | 1 | 2030 | 0.079531
ENS | Preferred Plan | C&I Curtailment | C&I Curtailment-Turnkey-Auto-DR HVAC Control | Large General | Miscellaneous | Winter Morning | MW of Load | 1 | 2030 | 0.094492
ENS | Preferred Plan | C&I Curtailment | C&I Curtailment-Turnkey-Auto-DR HVAC Control | Large General | Retail Trade | Winter Morning | MW of Load | 1 | 2030 | 0.0039397
ENS | Preferred Plan | C&I Curtailment | C&I Curtailment-Turnkey-Auto-DR HVAC Control | Large General | Services | Winter Morning | MW of Load | 1 | 2030 | 0.006309
ENS | Preferred Plan | C&I Curtailment | C&I Curtailment-Turnkey-Standard Lighting Control | Large General | Miscellaneous | Winter Morning | MW of Load | 1 | 2030 | 0.51492
ENS | Preferred Plan | C&I Curtailment | C&I Curtailment-Turnkey-Standard Lighting Control | Large General | Retail Trade | Winter Morning | MW of Load | 1 | 2030 | 0.019657
ENS | Preferred Plan | C&I Curtailment | C&I Curtailment-Turnkey-Standard Lighting Control | Large General | Services | Winter Morning | MW of Load | 1 | 2030 | 0.031478
ENS | Preferred Plan | C&I Curtailment | C&I Curtailment-Turnkey-Water Heating Control | Large General | Miscellaneous | Winter Morning | MW of Load | 1 | 2030 | 0.026149
ENS | Preferred Plan | C&I Curtailment | C&I Curtailment-Turnkey-Water Heating Control | Large General | Retail Trade | Winter Morning | MW of Load | 1 | 2030 | 0.0032761
ENS | Preferred Plan | C&I Curtailment | C&I Curtailment-Turnkey-Water Heating Control | Large General | Services | Winter Morning | MW of Load | 1 | 2030 | 0.0052462
ENS | Preferred Plan | C&I Curtailment | C&I Curtailment-Turnkey-Other | Large General | Miscellaneous | Winter Morning | MW of Load | 1 | 2030 | 0.5589
ENS | Preferred Plan | C&I Curtailment | C&I Curtailment-Turnkey-Other | Large General | Retail Trade | Winter Morning | MW of Load | 1 | 2030 | 0.033496
ENS | Preferred Plan | C&I Curtailment | C&I Curtailment-Turnkey-Other | Large General | Services | Winter Morning | MW of Load | 1 | 2030 | 0.053641
ENS | Preferred Plan | C&I Curtailment | C&I Curtailment-Turnkey-Manual HVAC Control | Large General | Miscellaneous | Winter Evening | MW of Load | 1 | 2030 | 1.0239
ENS | Preferred Plan | C&I Curtailment | C&I Curtailment-Turnkey-Manual HVAC Control | Large General | Retail Trade | Winter Evening | MW of Load | 1 | 2030 | 0.042692
ENS | Preferred Plan | C&I Curtailment | C&I Curtailment-Turnkey-Manual HVAC Control | Large General | Services | Winter Evening | MW of Load | 1 | 2030 | 0.068366
ENS | Preferred Plan | C&I Curtailment | C&I Curtailment-Turnkey-Auto-DR HVAC Control | Large General | Miscellaneous | Winter Evening | MW of Load | 1 | 2030 | 0.081227
ENS | Preferred Plan | C&I Curtailment | C&I Curtailment-Turnkey-Auto-DR HVAC Control | Large General | Retail Trade | Winter Evening | MW of Load | 1 | 2030 | 0.0033866
ENS | Preferred Plan | C&I Curtailment | C&I Curtailment-Turnkey-Auto-DR HVAC Control | Large General | Services | Winter Evening | MW of Load | 1 | 2030 | 0.0054233
ENS | Preferred Plan | C&I Curtailment | C&I Curtailment-Turnkey-Standard Lighting Control | Large General | Miscellaneous | Winter Evening | MW of Load | 1 | 2030 | 0.44264
ENS | Preferred Plan | C&I Curtailment | C&I Curtailment-Turnkey-Standard Lighting Control | Large General | Retail Trade | Winter Evening | MW of Load | 1 | 2030 | 0.016897
ENS | Preferred Plan | C&I Curtailment | C&I Curtailment-Turnkey-Standard Lighting Control | Large General | Services | Winter Evening | MW of Load | 1 | 2030 | 0.027059
ENS | Preferred Plan | C&I Curtailment | C&I Curtailment-Turnkey-Water Heating Control | Large General | Miscellaneous | Winter Evening | MW of Load | 1 | 2030 | 0.022478
ENS | Preferred Plan | C&I Curtailment | C&I Curtailment-Turnkey-Water Heating Control | Large General | Retail Trade | Winter Evening | MW of Load | 1 | 2030 | 0.0028162
ENS | Preferred Plan | C&I Curtailment | C&I Curtailment-Turnkey-Water Heating Control | Large General | Services | Winter Evening | MW of Load | 1 | 2030 | 0.0045098
ENS | Preferred Plan | C&I Curtailment | C&I Curtailment-Turnkey-Other | Large General | Miscellaneous | Winter Evening | MW of Load | 1 | 2030 | 0.48044
ENS | Preferred Plan | C&I Curtailment | C&I Curtailment-Turnkey-Other | Large General | Retail Trade | Winter Evening | MW of Load | 1 | 2030 | 0.028794
ENS | Preferred Plan | C&I Curtailment | C&I Curtailment-Turnkey-Other | Large General | Services | Winter Evening | MW of Load | 1 | 2030 | 0.04611
ENS | Preferred Plan | C&I Curtailment | C&I Curtailment-Turnkey-Manual HVAC Control | Small Industrial | Miscellaneous | Winter Morning | MW of Load | 1 | 2030 | 0.19791
ENS | Preferred Plan | C&I Curtailment | C&I Curtailment-Turnkey-Manual HVAC Control | Small Industrial | Offices | Winter Morning | MW of Load | 1 | 2030 | 0.0025361
ENS | Preferred Plan | C&I Curtailment | C&I Curtailment-Turnkey-Manual HVAC Control | Small Industrial | Retail Trade | Winter Morning | MW of Load | 1 | 2030 | 0.0083591
ENS | Preferred Plan | C&I Curtailment | C&I Curtailment-Turnkey-Manual HVAC Control | Small Industrial | Services | Winter Morning | MW of Load | 1 | 2030 | 0.0026409
ENS | Preferred Plan | C&I Curtailment | C&I Curtailment-Turnkey-Auto-DR HVAC Control | Small Industrial | Miscellaneous | Winter Morning | MW of Load | 1 | 2030 | 0.0157
ENS | Preferred Plan | C&I Curtailment | C&I Curtailment-Turnkey-Auto-DR HVAC Control | Small Industrial | Offices | Winter Morning | MW of Load | 1 | 2030 | 0.00020119
ENS | Preferred Plan | C&I Curtailment | C&I Curtailment-Turnkey-Auto-DR HVAC Control | Small Industrial | Retail Trade | Winter Morning | MW of Load | 1 | 2030 | 0.00066311
ENS | Preferred Plan | C&I Curtailment | C&I Curtailment-Turnkey-Auto-DR HVAC Control | Small Industrial | Services | Winter Morning | MW of Load | 1 | 2030 | 0.0002095
ENS | Preferred Plan | C&I Curtailment | C&I Curtailment-Turnkey-Standard Lighting Control | Small Industrial | Miscellaneous | Winter Morning | MW of Load | 1 | 2030 | 0.061236
ENS | Preferred Plan | C&I Curtailment | C&I Curtailment-Turnkey-Standard Lighting Control | Small Industrial | Offices | Winter Morning | MW of Load | 1 | 2030 | 0.00033062
ENS | Preferred Plan | C&I Curtailment | C&I Curtailment-Turnkey-Standard Lighting Control | Small Industrial | Retail Trade | Winter Morning | MW of Load | 1 | 2030 | 0.0036176
ENS | Preferred Plan | C&I Curtailment | C&I Curtailment-Turnkey-Standard Lighting Control | Small Industrial | Services | Winter Morning | MW of Load | 1 | 2030 | 0.0011429
ENS | Preferred Plan | C&I Curtailment | C&I Curtailment-Turnkey-Water Heating Control | Small Industrial | Miscellaneous | Winter Morning | MW of Load | 1 | 2030 | 0.00517
ENS | Preferred Plan | C&I Curtailment | C&I Curtailment-Turnkey-Water Heating Control | Small Industrial | Offices | Winter Morning | MW of Load | 1 | 2030 | 2.6205e-05
ENS | Preferred Plan | C&I Curtailment | C&I Curtailment-Turnkey-Water Heating Control | Small Industrial | Retail Trade | Winter Morning | MW of Load | 1 | 2030 | 0.00049937
ENS | Preferred Plan | C&I Curtailment | C&I Curtailment-Turnkey-Water Heating Control | Small Industrial | Services | Winter Morning | MW of Load | 1 | 2030 | 0.00015776
ENS | Preferred Plan | C&I Curtailment | C&I Curtailment-Turnkey-Other | Small Industrial | Miscellaneous | Winter Morning | MW of Load | 1 | 2030 | 0.079285
ENS | Preferred Plan | C&I Curtailment | C&I Curtailment-Turnkey-Other | Small Industrial | Offices | Winter Morning | MW of Load | 1 | 2030 | 0.00049474
ENS | Preferred Plan | C&I Curtailment | C&I Curtailment-Turnkey-Other | Small Industrial | Retail Trade | Winter Morning | MW of Load | 1 | 2030 | 0.0054853
ENS | Preferred Plan | C&I Curtailment | C&I Curtailment-Turnkey-Other | Small Industrial | Services | Winter Morning | MW of Load | 1 | 2030 | 0.0017329
ENS | Preferred Plan | C&I Curtailment | C&I Curtailment-Turnkey-Industrial | Small Industrial | Manufacturing | Winter Morning | MW of Load | 1 | 2030 | 0.018846
ENS | Preferred Plan | C&I Curtailment | C&I Curtailment-Turnkey-Manual HVAC Control | Small Industrial | Miscellaneous | Winter Evening | MW of Load | 1 | 2030 | 0.27151
ENS | Preferred Plan | C&I Curtailment | C&I Curtailment-Turnkey-Manual HVAC Control | Small Industrial | Offices | Winter Evening | MW of Load | 1 | 2030 | 0.0034793
ENS | Preferred Plan | C&I Curtailment | C&I Curtailment-Turnkey-Manual HVAC Control | Small Industrial | Retail Trade | Winter Evening | MW of Load | 1 | 2030 | 0.011468
ENS | Preferred Plan | C&I Curtailment | C&I Curtailment-Turnkey-Manual HVAC Control | Small Industrial | Services | Winter Evening | MW of Load | 1 | 2030 | 0.003623
ENS | Preferred Plan | C&I Curtailment | C&I Curtailment-Turnkey-Auto-DR HVAC Control | Small Industrial | Miscellaneous | Winter Evening | MW of Load | 1 | 2030 | 0.021538
ENS | Preferred Plan | C&I Curtailment | C&I Curtailment-Turnkey-Auto-DR HVAC Control | Small Industrial | Offices | Winter Evening | MW of Load | 1 | 2030 | 0.00027601
ENS | Preferred Plan | C&I Curtailment | C&I Curtailment-Turnkey-Auto-DR HVAC Control | Small Industrial | Retail Trade | Winter Evening | MW of Load | 1 | 2030 | 0.00090972
ENS | Preferred Plan | C&I Curtailment | C&I Curtailment-Turnkey-Auto-DR HVAC Control | Small Industrial | Services | Winter Evening | MW of Load | 1 | 2030 | 0.0002874
ENS | Preferred Plan | C&I Curtailment | C&I Curtailment-Turnkey-Standard Lighting Control | Small Industrial | Miscellaneous | Winter Evening | MW of Load | 1 | 2030 | 0.084009
ENS | Preferred Plan | C&I Curtailment | C&I Curtailment-Turnkey-Standard Lighting Control | Small Industrial | Offices | Winter Evening | MW of Load | 1 | 2030 | 0.00045358
ENS | Preferred Plan | C&I Curtailment | C&I Curtailment-Turnkey-Standard Lighting Control | Small Industrial | Retail Trade | Winter Evening | MW of Load | 1 | 2030 | 0.004963
ENS | Preferred Plan | C&I Curtailment | C&I Curtailment-Turnkey-Standard Lighting Control | Small Industrial | Services | Winter Evening | MW of Load | 1 | 2030 | 0.0015679
ENS | Preferred Plan | C&I Curtailment | C&I Curtailment-Turnkey-Water Heating Control | Small Industrial | Miscellaneous | Winter Evening | MW of Load | 1 | 2030 | 0.0070927
ENS | Preferred Plan | C&I Curtailment | C&I Curtailment-Turnkey-Water Heating Control | Small Industrial | Offices | Winter Evening | MW of Load | 1 | 2030 | 3.5951e-05
ENS | Preferred Plan | C&I Curtailment | C&I Curtailment-Turnkey-Water Heating Control | Small Industrial | Retail Trade | Winter Evening | MW of Load | 1 | 2030 | 0.00068507
ENS | Preferred Plan | C&I Curtailment | C&I Curtailment-Turnkey-Water Heating Control | Small Industrial | Services | Winter Evening | MW of Load | 1 | 2030 | 0.00021643
ENS | Preferred Plan | C&I Curtailment | C&I Curtailment-Turnkey-Other | Small Industrial | Miscellaneous | Winter Evening | MW of Load | 1 | 2030 | 0.10877
ENS | Preferred Plan | C&I Curtailment | C&I Curtailment-Turnkey-Other | Small Industrial | Offices | Winter Evening | MW of Load | 1 | 2030 | 0.00067873
ENS | Preferred Plan | C&I Curtailment | C&I Curtailment-Turnkey-Other | Small Industrial | Retail Trade | Winter Evening | MW of Load | 1 | 2030 | 0.0075252
ENS | Preferred Plan | C&I Curtailment | C&I Curtailment-Turnkey-Other | Small Industrial | Services | Winter Evening | MW of Load | 1 | 2030 | 0.0023774
ENS | Preferred Plan | C&I Curtailment | C&I Curtailment-Turnkey-Industrial | Small Industrial | Manufacturing | Winter Evening | MW of Load | 1 | 2030 | 0.025855
ENS | Preferred Plan | C&I Curtailment | C&I Curtailment-Turnkey-Manual HVAC Control | Medium Industrial | Miscellaneous | Winter Morning | MW of Load | 1 | 2030 | 3.7844
ENS | Preferred Plan | C&I Curtailment | C&I Curtailment-Turnkey-Manual HVAC Control | Medium Industrial | Offices | Winter Morning | MW of Load | 1 | 2030 | 0.061047
ENS | Preferred Plan | C&I Curtailment | C&I Curtailment-Turnkey-Manual HVAC Control | Medium Industrial | Retail Trade | Winter Morning | MW of Load | 1 | 2030 | 0.83625
ENS | Preferred Plan | C&I Curtailment | C&I Curtailment-Turnkey-Manual HVAC Control | Medium Industrial | Services | Winter Morning | MW of Load | 1 | 2030 | 0.038507
ENS | Preferred Plan | C&I Curtailment | C&I Curtailment-Turnkey-Auto-DR HVAC Control | Medium Industrial | Miscellaneous | Winter Morning | MW of Load | 1 | 2030 | 0.30021
ENS | Preferred Plan | C&I Curtailment | C&I Curtailment-Turnkey-Auto-DR HVAC Control | Medium Industrial | Offices | Winter Morning | MW of Load | 1 | 2030 | 0.0048428
ENS | Preferred Plan | C&I Curtailment | C&I Curtailment-Turnkey-Auto-DR HVAC Control | Medium Industrial | Retail Trade | Winter Morning | MW of Load | 1 | 2030 | 0.066338
ENS | Preferred Plan | C&I Curtailment | C&I Curtailment-Turnkey-Auto-DR HVAC Control | Medium Industrial | Services | Winter Morning | MW of Load | 1 | 2030 | 0.0030547
ENS | Preferred Plan | C&I Curtailment | C&I Curtailment-Turnkey-Standard Lighting Control | Medium Industrial | Miscellaneous | Winter Morning | MW of Load | 1 | 2030 | 1.171
ENS | Preferred Plan | C&I Curtailment | C&I Curtailment-Turnkey-Standard Lighting Control | Medium Industrial | Offices | Winter Morning | MW of Load | 1 | 2030 | 0.0079584
ENS | Preferred Plan | C&I Curtailment | C&I Curtailment-Turnkey-Standard Lighting Control | Medium Industrial | Retail Trade | Winter Morning | MW of Load | 1 | 2030 | 0.36191
ENS | Preferred Plan | C&I Curtailment | C&I Curtailment-Turnkey-Standard Lighting Control | Medium Industrial | Services | Winter Morning | MW of Load | 1 | 2030 | 0.016665
ENS | Preferred Plan | C&I Curtailment | C&I Curtailment-Turnkey-Water Heating Control | Medium Industrial | Miscellaneous | Winter Morning | MW of Load | 1 | 2030 | 0.098862
ENS | Preferred Plan | C&I Curtailment | C&I Curtailment-Turnkey-Water Heating Control | Medium Industrial | Offices | Winter Morning | MW of Load | 1 | 2030 | 0.00063079
ENS | Preferred Plan | C&I Curtailment | C&I Curtailment-Turnkey-Water Heating Control | Medium Industrial | Retail Trade | Winter Morning | MW of Load | 1 | 2030 | 0.049956
ENS | Preferred Plan | C&I Curtailment | C&I Curtailment-Turnkey-Water Heating Control | Medium Industrial | Services | Winter Morning | MW of Load | 1 | 2030 | 0.0023003
ENS | Preferred Plan | C&I Curtailment | C&I Curtailment-Turnkey-Other | Medium Industrial | Miscellaneous | Winter Morning | MW of Load | 1 | 2030 | 1.5161
ENS | Preferred Plan | C&I Curtailment | C&I Curtailment-Turnkey-Other | Medium Industrial | Offices | Winter Morning | MW of Load | 1 | 2030 | 0.011909
ENS | Preferred Plan | C&I Curtailment | C&I Curtailment-Turnkey-Other | Medium Industrial | Retail Trade | Winter Morning | MW of Load | 1 | 2030 | 0.54875
ENS | Preferred Plan | C&I Curtailment | C&I Curtailment-Turnkey-Other | Medium Industrial | Services | Winter Morning | MW of Load | 1 | 2030 | 0.025268
ENS | Preferred Plan | C&I Curtailment | C&I Curtailment-Turnkey-Manual HVAC Control | Medium Industrial | Miscellaneous | Winter Evening | MW of Load | 1 | 2030 | 3.6585
ENS | Preferred Plan | C&I Curtailment | C&I Curtailment-Turnkey-Manual HVAC Control | Medium Industrial | Offices | Winter Evening | MW of Load | 1 | 2030 | 0.059016
ENS | Preferred Plan | C&I Curtailment | C&I Curtailment-Turnkey-Manual HVAC Control | Medium Industrial | Retail Trade | Winter Evening | MW of Load | 1 | 2030 | 0.80843
ENS | Preferred Plan | C&I Curtailment | C&I Curtailment-Turnkey-Manual HVAC Control | Medium Industrial | Services | Winter Evening | MW of Load | 1 | 2030 | 0.037226
ENS | Preferred Plan | C&I Curtailment | C&I Curtailment-Turnkey-Auto-DR HVAC Control | Medium Industrial | Miscellaneous | Winter Evening | MW of Load | 1 | 2030 | 0.29022
ENS | Preferred Plan | C&I Curtailment | C&I Curtailment-Turnkey-Auto-DR HVAC Control | Medium Industrial | Offices | Winter Evening | MW of Load | 1 | 2030 | 0.0046817
ENS | Preferred Plan | C&I Curtailment | C&I Curtailment-Turnkey-Auto-DR HVAC Control | Medium Industrial | Retail Trade | Winter Evening | MW of Load | 1 | 2030 | 0.064131
ENS | Preferred Plan | C&I Curtailment | C&I Curtailment-Turnkey-Auto-DR HVAC Control | Medium Industrial | Services | Winter Evening | MW of Load | 1 | 2030 | 0.002953
ENS | Preferred Plan | C&I Curtailment | C&I Curtailment-Turnkey-Standard Lighting Control | Medium Industrial | Miscellaneous | Winter Evening | MW of Load | 1 | 2030 | 1.132
ENS | Preferred Plan | C&I Curtailment | C&I Curtailment-Turnkey-Standard Lighting Control | Medium Industrial | Offices | Winter Evening | MW of Load | 1 | 2030 | 0.0076936
ENS | Preferred Plan | C&I Curtailment | C&I Curtailment-Turnkey-Standard Lighting Control | Medium Industrial | Retail Trade | Winter Evening | MW of Load | 1 | 2030 | 0.34987
ENS | Preferred Plan | C&I Curtailment | C&I Curtailment-Turnkey-Standard Lighting Control | Medium Industrial | Services | Winter Evening | MW of Load | 1 | 2030 | 0.01611
ENS | Preferred Plan | C&I Curtailment | C&I Curtailment-Turnkey-Water Heating Control | Medium Industrial | Miscellaneous | Winter Evening | MW of Load | 1 | 2030 | 0.095573
ENS | Preferred Plan | C&I Curtailment | C&I Curtailment-Turnkey-Water Heating Control | Medium Industrial | Offices | Winter Evening | MW of Load | 1 | 2030 | 0.0006098
ENS | Preferred Plan | C&I Curtailment | C&I Curtailment-Turnkey-Water Heating Control | Medium Industrial | Retail Trade | Winter Evening | MW of Load | 1 | 2030 | 0.048294
ENS | Preferred Plan | C&I Curtailment | C&I Curtailment-Turnkey-Water Heating Control | Medium Industrial | Services | Winter Evening | MW of Load | 1 | 2030 | 0.0022238
ENS | Preferred Plan | C&I Curtailment | C&I Curtailment-Turnkey-Other | Medium Industrial | Miscellaneous | Winter Evening | MW of Load | 1 | 2030 | 1.4657
ENS | Preferred Plan | C&I Curtailment | C&I Curtailment-Turnkey-Other | Medium Industrial | Offices | Winter Evening | MW of Load | 1 | 2030 | 0.011513
ENS | Preferred Plan | C&I Curtailment | C&I Curtailment-Turnkey-Other | Medium Industrial | Retail Trade | Winter Evening | MW of Load | 1 | 2030 | 0.53049
ENS | Preferred Plan | C&I Curtailment | C&I Curtailment-Turnkey-Other | Medium Industrial | Services | Winter Evening | MW of Load | 1 | 2030 | 0.024427
ENS | Preferred Plan | C&I Curtailment | C&I Curtailment-Turnkey-Manual HVAC Control | Large Industrial | Miscellaneous | Winter Morning | MW of Load | 1 | 2030 | 0.078339
ENS | Preferred Plan | C&I Curtailment | C&I Curtailment-Turnkey-Auto-DR HVAC Control | Large Industrial | Miscellaneous | Winter Morning | MW of Load | 1 | 2030 | 0.0062145
ENS | Preferred Plan | C&I Curtailment | C&I Curtailment-Turnkey-Standard Lighting Control | Large Industrial | Miscellaneous | Winter Morning | MW of Load | 1 | 2030 | 0.033865
ENS | Preferred Plan | C&I Curtailment | C&I Curtailment-Turnkey-Water Heating Control | Large Industrial | Miscellaneous | Winter Morning | MW of Load | 1 | 2030 | 0.0017198
ENS | Preferred Plan | C&I Curtailment | C&I Curtailment-Turnkey-Other | Large Industrial | Miscellaneous | Winter Morning | MW of Load | 1 | 2030 | 0.036758
ENS | Preferred Plan | C&I Curtailment | C&I Curtailment-Turnkey-Industrial | Large Industrial | Manufacturing | Winter Morning | MW of Load | 1 | 2030 | 0.007174
ENS | Preferred Plan | C&I Curtailment | C&I Curtailment-Turnkey-Manual HVAC Control | Large Industrial | Miscellaneous | Winter Evening | MW of Load | 1 | 2030 | 0.077823
ENS | Preferred Plan | C&I Curtailment | C&I Curtailment-Turnkey-Auto-DR HVAC Control | Large Industrial | Miscellaneous | Winter Evening | MW of Load | 1 | 2030 | 0.0061735
ENS | Preferred Plan | C&I Curtailment | C&I Curtailment-Turnkey-Standard Lighting Control | Large Industrial | Miscellaneous | Winter Evening | MW of Load | 1 | 2030 | 0.033642
ENS | Preferred Plan | C&I Curtailment | C&I Curtailment-Turnkey-Water Heating Control | Large Industrial | Miscellaneous | Winter Evening | MW of Load | 1 | 2030 | 0.0017084
ENS | Preferred Plan | C&I Curtailment | C&I Curtailment-Turnkey-Other | Large Industrial | Miscellaneous | Winter Evening | MW of Load | 1 | 2030 | 0.036515
ENS | Preferred Plan | C&I Curtailment | C&I Curtailment-Turnkey-Industrial | Large Industrial | Manufacturing | Winter Evening | MW of Load | 1 | 2030 | 0.0071267
ENS | Preferred Plan | C&I Loadshift to BUGs | C&I Loadshift to BUGs | Large General | Miscellaneous | Winter Morning | MW of Load | 1 | 2030 | 2.9625
ENS | Preferred Plan | C&I Loadshift to BUGs | C&I Loadshift to BUGs | Large General | Miscellaneous | Winter Evening | MW of Load | 1 | 2030 | 2.5466
ENS | Preferred Plan | C&I Loadshift to BUGs | C&I Loadshift to BUGs | Small Industrial | Miscellaneous | Winter Morning | MW of Load | 1 | 2030 | 0.81534
ENS | Preferred Plan | C&I Loadshift to BUGs | C&I Loadshift to BUGs | Small Industrial | Miscellaneous | Winter Evening | MW of Load | 1 | 2030 | 1.1186
ENS | Preferred Plan | C&I Loadshift to BUGs | C&I Loadshift to BUGs | Medium Industrial | Manufacturing | Winter Morning | MW of Load | 1 | 2030 | 0.56726
ENS | Preferred Plan | C&I Loadshift to BUGs | C&I Loadshift to BUGs | Medium Industrial | Miscellaneous | Winter Morning | MW of Load | 1 | 2030 | 2.4619
ENS | Preferred Plan | C&I Loadshift to BUGs | C&I Loadshift to BUGs | Medium Industrial | Manufacturing | Winter Evening | MW of Load | 1 | 2030 | 0.54839
ENS | Preferred Plan | C&I Loadshift to BUGs | C&I Loadshift to BUGs | Medium Industrial | Miscellaneous | Winter Evening | MW of Load | 1 | 2030 | 2.38
ENS | Preferred Plan | Dynamic Pricing | Dynamic Pricing with enabling tech. | Small General | Manufacturing | Winter Morning | MW of Load | 1 | 2030 | 0.0081477
ENS | Preferred Plan | Dynamic Pricing | Dynamic Pricing with enabling tech. | Small General | Manufacturing | Winter Evening | MW of Load | 1 | 2030 | 0.0094513
ENS | Preferred Plan | Dynamic Pricing | Dynamic Pricing with enabling tech. | Residential Charitable | Residential LI | Winter Morning | MW of Load | 1 | 2030 | 2.2482
ENS | Preferred Plan | Dynamic Pricing | Dynamic Pricing with enabling tech. | Residential Charitable | Residential Market Rate | Winter Morning | MW of Load | 1 | 2030 | 12.7647
ENS | Preferred Plan | Dynamic Pricing | Dynamic Pricing w/o enabling tech. | Residential Charitable | Residential LI | Winter Morning | MW of Load | 1 | 2030 | 1.9768
ENS | Preferred Plan | Dynamic Pricing | Dynamic Pricing w/o enabling tech. | Residential Charitable | Residential Market Rate | Winter Morning | MW of Load | 1 | 2030 | 11.2236
ENS | Preferred Plan | Dynamic Pricing | Dynamic Pricing with enabling tech. | Residential Charitable | Residential LI | Winter Evening | MW of Load | 1 | 2030 | 2.5577
ENS | Preferred Plan | Dynamic Pricing | Dynamic Pricing with enabling tech. | Residential Charitable | Residential Market Rate | Winter Evening | MW of Load | 1 | 2030 | 14.522
ENS | Preferred Plan | Dynamic Pricing | Dynamic Pricing w/o enabling tech. | Residential Charitable | Residential LI | Winter Evening | MW of Load | 1 | 2030 | 2.2489
ENS | Preferred Plan | Dynamic Pricing | Dynamic Pricing w/o enabling tech. | Residential Charitable | Residential Market Rate | Winter Evening | MW of Load | 1 | 2030 | 12.7688
ENS | Preferred Plan | Behavioral DR | Behavioral DR | Residential Charitable | Residential LI | Winter Morning | MW of Load | 1 | 2030 | 0.39496
ENS | Preferred Plan | Behavioral DR | Behavioral DR | Residential Charitable | Residential Market Rate | Winter Morning | MW of Load | 1 | 2030 | 2.2509
ENS | Preferred Plan | Behavioral DR | Behavioral DR | Residential Charitable | Residential LI | Winter Evening | MW of Load | 1 | 2030 | 0.44934
ENS | Preferred Plan | Behavioral DR | Behavioral DR | Residential Charitable | Residential Market Rate | Winter Evening | MW of Load | 1 | 2030 | 2.5607
ENS | Preferred Plan | Time-of-Use Rates (TOU) | Time-of-Use Rates (TOU) | Residential Charitable | Residential LI | Winter Morning | MW of Load | 0 | 2030 | 0.38063
ENS | Preferred Plan | Time-of-Use Rates (TOU) | Time-of-Use Rates (TOU) | Residential Charitable | Residential Market Rate | Winter Morning | MW of Load | 0 | 2030 | 2.1692
ENS | Preferred Plan | Time-of-Use Rates (TOU) | Time-of-Use Rates (TOU) | Residential Charitable | Residential LI | Winter Evening | MW of Load | 0 | 2030 | 0.43303
ENS | Preferred Plan | Time-of-Use Rates (TOU) | Time-of-Use Rates (TOU) | Residential Charitable | Residential Market Rate | Winter Evening | MW of Load | 0 | 2030 | 2.4678
ENS | Preferred Plan | DLC-Thermostat | DLC-Thermostat-BYOT-Central Heat Pump | Residential Charitable | Residential LI | Winter Morning | MW of Load | 0 | 2031 | 0.028073
ENS | Preferred Plan | DLC-Thermostat | DLC-Thermostat-BYOT-Central Heat Pump | Residential Charitable | Residential Market Rate | Winter Morning | MW of Load | 0 | 2031 | 0.17179
ENS | Preferred Plan | DLC-Thermostat | DLC-Thermostat-DI-Baseboard Heating | Residential Charitable | Residential LI | Winter Morning | MW of Load | 0 | 2031 | 0.14275
ENS | Preferred Plan | DLC-Thermostat | DLC-Thermostat-DI-Baseboard Heating | Residential Charitable | Residential Market Rate | Winter Morning | MW of Load | 0 | 2031 | 1.3589
ENS | Preferred Plan | DLC-Thermostat | DLC-Thermostat-BYOT-Baseboard Heating | Residential Charitable | Residential LI | Winter Morning | MW of Load | 0 | 2031 | 0.01669
ENS | Preferred Plan | DLC-Thermostat | DLC-Thermostat-BYOT-Baseboard Heating | Residential Charitable | Residential Market Rate | Winter Morning | MW of Load | 0 | 2031 | 0.15887
ENS | Preferred Plan | DLC-Thermostat | DLC-Thermostat-DI-MSHP | Residential Charitable | Residential LI | Winter Morning | MW of Load | 0 | 2031 | 0.082714
ENS | Preferred Plan | DLC-Thermostat | DLC-Thermostat-DI-MSHP | Residential Charitable | Residential Market Rate | Winter Morning | MW of Load | 0 | 2031 | 0.78735
ENS | Preferred Plan | DLC-Thermostat | DLC-Thermostat-BYOT-MSHP | Residential Charitable | Residential LI | Winter Morning | MW of Load | 0 | 2031 | 0.0074715
ENS | Preferred Plan | DLC-Thermostat | DLC-Thermostat-BYOT-MSHP | Residential Charitable | Residential Market Rate | Winter Morning | MW of Load | 0 | 2031 | 0.071121
ENS | Preferred Plan | DLC-Thermostat | DLC-Thermostat-BYOT-Central Heat Pump | Residential Charitable | Residential LI | Winter Evening | MW of Load | 0 | 2031 | 0.028073
ENS | Preferred Plan | DLC-Thermostat | DLC-Thermostat-BYOT-Central Heat Pump | Residential Charitable | Residential Market Rate | Winter Evening | MW of Load | 0 | 2031 | 0.17179
ENS | Preferred Plan | DLC-Thermostat | DLC-Thermostat-DI-Baseboard Heating | Residential Charitable | Residential LI | Winter Evening | MW of Load | 0 | 2031 | 0.14275
ENS | Preferred Plan | DLC-Thermostat | DLC-Thermostat-DI-Baseboard Heating | Residential Charitable | Residential Market Rate | Winter Evening | MW of Load | 0 | 2031 | 1.3589
ENS | Preferred Plan | DLC-Thermostat | DLC-Thermostat-BYOT-Baseboard Heating | Residential Charitable | Residential LI | Winter Evening | MW of Load | 0 | 2031 | 0.01669
ENS | Preferred Plan | DLC-Thermostat | DLC-Thermostat-BYOT-Baseboard Heating | Residential Charitable | Residential Market Rate | Winter Evening | MW of Load | 0 | 2031 | 0.15887
ENS | Preferred Plan | DLC-Thermostat | DLC-Thermostat-DI-MSHP | Residential Charitable | Residential LI | Winter Evening | MW of Load | 0 | 2031 | 0.082714
ENS | Preferred Plan | DLC-Thermostat | DLC-Thermostat-DI-MSHP | Residential Charitable | Residential Market Rate | Winter Evening | MW of Load | 0 | 2031 | 0.78735
ENS | Preferred Plan | DLC-Thermostat | DLC-Thermostat-BYOT-MSHP | Residential Charitable | Residential LI | Winter Evening | MW of Load | 0 | 2031 | 0.0074715
ENS | Preferred Plan | DLC-Thermostat | DLC-Thermostat-BYOT-MSHP | Residential Charitable | Residential Market Rate | Winter Evening | MW of Load | 0 | 2031 | 0.071121
ENS | Preferred Plan | DLC-Water Heating | DLC-Switch-Water Heating | Residential Charitable | Residential LI | Winter Morning | MW of Load | 0 | 2031 | 0.088125
ENS | Preferred Plan | DLC-Water Heating | DLC-Switch-Water Heating | Residential Charitable | Residential Market Rate | Winter Morning | MW of Load | 0 | 2031 | 1.0066
ENS | Preferred Plan | DLC-Water Heating | DLC-Switch-Water Heating | Residential Charitable | Residential LI | Winter Evening | MW of Load | 0 | 2031 | 0.074484
ENS | Preferred Plan | DLC-Water Heating | DLC-Switch-Water Heating | Residential Charitable | Residential Market Rate | Winter Evening | MW of Load | 0 | 2031 | 0.85082
ENS | Preferred Plan | C&I Curtailment | C&I Curtailment-Turnkey-Manual HVAC Control | General | Miscellaneous | Winter Morning | MW of Load | 1 | 2031 | 1.6556
ENS | Preferred Plan | C&I Curtailment | C&I Curtailment-Turnkey-Manual HVAC Control | General | Offices | Winter Morning | MW of Load | 1 | 2031 | 0.11378
ENS | Preferred Plan | C&I Curtailment | C&I Curtailment-Turnkey-Manual HVAC Control | General | Retail Trade | Winter Morning | MW of Load | 1 | 2031 | 0.38027
ENS | Preferred Plan | C&I Curtailment | C&I Curtailment-Turnkey-Manual HVAC Control | General | Services | Winter Morning | MW of Load | 1 | 2031 | 0.24587
ENS | Preferred Plan | C&I Curtailment | C&I Curtailment-Turnkey-Auto-DR HVAC Control | General | Miscellaneous | Winter Morning | MW of Load | 1 | 2031 | 0.16417
ENS | Preferred Plan | C&I Curtailment | C&I Curtailment-Turnkey-Auto-DR HVAC Control | General | Offices | Winter Morning | MW of Load | 1 | 2031 | 0.011282
ENS | Preferred Plan | C&I Curtailment | C&I Curtailment-Turnkey-Auto-DR HVAC Control | General | Retail Trade | Winter Morning | MW of Load | 1 | 2031 | 0.037708
ENS | Preferred Plan | C&I Curtailment | C&I Curtailment-Turnkey-Auto-DR HVAC Control | General | Services | Winter Morning | MW of Load | 1 | 2031 | 0.02438
ENS | Preferred Plan | C&I Curtailment | C&I Curtailment-Turnkey-Standard Lighting Control | General | Miscellaneous | Winter Morning | MW of Load | 1 | 2031 | 0.68918
ENS | Preferred Plan | C&I Curtailment | C&I Curtailment-Turnkey-Standard Lighting Control | General | Offices | Winter Morning | MW of Load | 1 | 2031 | 0.013529
ENS | Preferred Plan | C&I Curtailment | C&I Curtailment-Turnkey-Standard Lighting Control | General | Retail Trade | Winter Morning | MW of Load | 1 | 2031 | 0.1515
ENS | Preferred Plan | C&I Curtailment | C&I Curtailment-Turnkey-Standard Lighting Control | General | Services | Winter Morning | MW of Load | 1 | 2031 | 0.098082
ENS | Preferred Plan | C&I Curtailment | C&I Curtailment-Turnkey-Water Heating Control | General | Miscellaneous | Winter Morning | MW of Load | 1 | 2031 | 0.046209
ENS | Preferred Plan | C&I Curtailment | C&I Curtailment-Turnkey-Water Heating Control | General | Offices | Winter Morning | MW of Load | 1 | 2031 | 0.001227
ENS | Preferred Plan | C&I Curtailment | C&I Curtailment-Turnkey-Water Heating Control | General | Retail Trade | Winter Morning | MW of Load | 1 | 2031 | 0.024918
ENS | Preferred Plan | C&I Curtailment | C&I Curtailment-Turnkey-Water Heating Control | General | Services | Winter Morning | MW of Load | 1 | 2031 | 0.016089
ENS | Preferred Plan | C&I Curtailment | C&I Curtailment-Turnkey-Other | General | Miscellaneous | Winter Morning | MW of Load | 1 | 2031 | 0.80705
ENS | Preferred Plan | C&I Curtailment | C&I Curtailment-Turnkey-Other | General | Offices | Winter Morning | MW of Load | 1 | 2031 | 0.02195
ENS | Preferred Plan | C&I Curtailment | C&I Curtailment-Turnkey-Other | General | Retail Trade | Winter Morning | MW of Load | 1 | 2031 | 0.25599
ENS | Preferred Plan | C&I Curtailment | C&I Curtailment-Turnkey-Other | General | Services | Winter Morning | MW of Load | 1 | 2031 | 0.16545
ENS | Preferred Plan | C&I Curtailment | C&I Curtailment-Turnkey-Manual HVAC Control | General | Miscellaneous | Winter Evening | MW of Load | 1 | 2031 | 1.9364
ENS | Preferred Plan | C&I Curtailment | C&I Curtailment-Turnkey-Manual HVAC Control | General | Offices | Winter Evening | MW of Load | 1 | 2031 | 0.13307
ENS | Preferred Plan | C&I Curtailment | C&I Curtailment-Turnkey-Manual HVAC Control | General | Retail Trade | Winter Evening | MW of Load | 1 | 2031 | 0.44475
ENS | Preferred Plan | C&I Curtailment | C&I Curtailment-Turnkey-Manual HVAC Control | General | Services | Winter Evening | MW of Load | 1 | 2031 | 0.28756
ENS | Preferred Plan | C&I Curtailment | C&I Curtailment-Turnkey-Auto-DR HVAC Control | General | Miscellaneous | Winter Evening | MW of Load | 1 | 2031 | 0.19201
ENS | Preferred Plan | C&I Curtailment | C&I Curtailment-Turnkey-Auto-DR HVAC Control | General | Offices | Winter Evening | MW of Load | 1 | 2031 | 0.013195
ENS | Preferred Plan | C&I Curtailment | C&I Curtailment-Turnkey-Auto-DR HVAC Control | General | Retail Trade | Winter Evening | MW of Load | 1 | 2031 | 0.044102
ENS | Preferred Plan | C&I Curtailment | C&I Curtailment-Turnkey-Auto-DR HVAC Control | General | Services | Winter Evening | MW of Load | 1 | 2031 | 0.028515
ENS | Preferred Plan | C&I Curtailment | C&I Curtailment-Turnkey-Standard Lighting Control | General | Miscellaneous | Winter Evening | MW of Load | 1 | 2031 | 0.80606
ENS | Preferred Plan | C&I Curtailment | C&I Curtailment-Turnkey-Standard Lighting Control | General | Offices | Winter Evening | MW of Load | 1 | 2031 | 0.015824
ENS | Preferred Plan | C&I Curtailment | C&I Curtailment-Turnkey-Standard Lighting Control | General | Retail Trade | Winter Evening | MW of Load | 1 | 2031 | 0.17719
ENS | Preferred Plan | C&I Curtailment | C&I Curtailment-Turnkey-Standard Lighting Control | General | Services | Winter Evening | MW of Load | 1 | 2031 | 0.11471
ENS | Preferred Plan | C&I Curtailment | C&I Curtailment-Turnkey-Water Heating Control | General | Miscellaneous | Winter Evening | MW of Load | 1 | 2031 | 0.054045
ENS | Preferred Plan | C&I Curtailment | C&I Curtailment-Turnkey-Water Heating Control | General | Offices | Winter Evening | MW of Load | 1 | 2031 | 0.001435
ENS | Preferred Plan | C&I Curtailment | C&I Curtailment-Turnkey-Water Heating Control | General | Retail Trade | Winter Evening | MW of Load | 1 | 2031 | 0.029143
ENS | Preferred Plan | C&I Curtailment | C&I Curtailment-Turnkey-Water Heating Control | General | Services | Winter Evening | MW of Load | 1 | 2031 | 0.018818
ENS | Preferred Plan | C&I Curtailment | C&I Curtailment-Turnkey-Other | General | Miscellaneous | Winter Evening | MW of Load | 1 | 2031 | 0.94391
ENS | Preferred Plan | C&I Curtailment | C&I Curtailment-Turnkey-Other | General | Offices | Winter Evening | MW of Load | 1 | 2031 | 0.025672
ENS | Preferred Plan | C&I Curtailment | C&I Curtailment-Turnkey-Other | General | Retail Trade | Winter Evening | MW of Load | 1 | 2031 | 0.2994
ENS | Preferred Plan | C&I Curtailment | C&I Curtailment-Turnkey-Other | General | Services | Winter Evening | MW of Load | 1 | 2031 | 0.19351
ENS | Preferred Plan | C&I Curtailment | C&I Curtailment-Turnkey-Manual HVAC Control | Large General | Miscellaneous | Winter Morning | MW of Load | 1 | 2031 | 1.3273
ENS | Preferred Plan | C&I Curtailment | C&I Curtailment-Turnkey-Manual HVAC Control | Large General | Retail Trade | Winter Morning | MW of Load | 1 | 2031 | 0.055341
ENS | Preferred Plan | C&I Curtailment | C&I Curtailment-Turnkey-Manual HVAC Control | Large General | Services | Winter Morning | MW of Load | 1 | 2031 | 0.088622
ENS | Preferred Plan | C&I Curtailment | C&I Curtailment-Turnkey-Auto-DR HVAC Control | Large General | Miscellaneous | Winter Morning | MW of Load | 1 | 2031 | 0.13162
ENS | Preferred Plan | C&I Curtailment | C&I Curtailment-Turnkey-Auto-DR HVAC Control | Large General | Retail Trade | Winter Morning | MW of Load | 1 | 2031 | 0.0054876
ENS | Preferred Plan | C&I Curtailment | C&I Curtailment-Turnkey-Auto-DR HVAC Control | Large General | Services | Winter Morning | MW of Load | 1 | 2031 | 0.0087877
ENS | Preferred Plan | C&I Curtailment | C&I Curtailment-Turnkey-Standard Lighting Control | Large General | Miscellaneous | Winter Morning | MW of Load | 1 | 2031 | 0.57378
ENS | Preferred Plan | C&I Curtailment | C&I Curtailment-Turnkey-Standard Lighting Control | Large General | Retail Trade | Winter Morning | MW of Load | 1 | 2031 | 0.021904
ENS | Preferred Plan | C&I Curtailment | C&I Curtailment-Turnkey-Standard Lighting Control | Large General | Services | Winter Morning | MW of Load | 1 | 2031 | 0.035076
ENS | Preferred Plan | C&I Curtailment | C&I Curtailment-Turnkey-Water Heating Control | Large General | Miscellaneous | Winter Morning | MW of Load | 1 | 2031 | 0.029138
ENS | Preferred Plan | C&I Curtailment | C&I Curtailment-Turnkey-Water Heating Control | Large General | Retail Trade | Winter Morning | MW of Load | 1 | 2031 | 0.0036505
ENS | Preferred Plan | C&I Curtailment | C&I Curtailment-Turnkey-Water Heating Control | Large General | Services | Winter Morning | MW of Load | 1 | 2031 | 0.0058459
ENS | Preferred Plan | C&I Curtailment | C&I Curtailment-Turnkey-Other | Large General | Miscellaneous | Winter Morning | MW of Load | 1 | 2031 | 0.62279
ENS | Preferred Plan | C&I Curtailment | C&I Curtailment-Turnkey-Other | Large General | Retail Trade | Winter Morning | MW of Load | 1 | 2031 | 0.037325
ENS | Preferred Plan | C&I Curtailment | C&I Curtailment-Turnkey-Other | Large General | Services | Winter Morning | MW of Load | 1 | 2031 | 0.059772
ENS | Preferred Plan | C&I Curtailment | C&I Curtailment-Turnkey-Manual HVAC Control | Large General | Miscellaneous | Winter Evening | MW of Load | 1 | 2031 | 1.1405
ENS | Preferred Plan | C&I Curtailment | C&I Curtailment-Turnkey-Manual HVAC Control | Large General | Retail Trade | Winter Evening | MW of Load | 1 | 2031 | 0.047551
ENS | Preferred Plan | C&I Curtailment | C&I Curtailment-Turnkey-Manual HVAC Control | Large General | Services | Winter Evening | MW of Load | 1 | 2031 | 0.076147
ENS | Preferred Plan | C&I Curtailment | C&I Curtailment-Turnkey-Auto-DR HVAC Control | Large General | Miscellaneous | Winter Evening | MW of Load | 1 | 2031 | 0.11309
ENS | Preferred Plan | C&I Curtailment | C&I Curtailment-Turnkey-Auto-DR HVAC Control | Large General | Retail Trade | Winter Evening | MW of Load | 1 | 2031 | 0.0047151
ENS | Preferred Plan | C&I Curtailment | C&I Curtailment-Turnkey-Auto-DR HVAC Control | Large General | Services | Winter Evening | MW of Load | 1 | 2031 | 0.0075507
ENS | Preferred Plan | C&I Curtailment | C&I Curtailment-Turnkey-Standard Lighting Control | Large General | Miscellaneous | Winter Evening | MW of Load | 1 | 2031 | 0.49302
ENS | Preferred Plan | C&I Curtailment | C&I Curtailment-Turnkey-Standard Lighting Control | Large General | Retail Trade | Winter Evening | MW of Load | 1 | 2031 | 0.01882
ENS | Preferred Plan | C&I Curtailment | C&I Curtailment-Turnkey-Standard Lighting Control | Large General | Services | Winter Evening | MW of Load | 1 | 2031 | 0.030139
ENS | Preferred Plan | C&I Curtailment | C&I Curtailment-Turnkey-Water Heating Control | Large General | Miscellaneous | Winter Evening | MW of Load | 1 | 2031 | 0.025037
ENS | Preferred Plan | C&I Curtailment | C&I Curtailment-Turnkey-Water Heating Control | Large General | Retail Trade | Winter Evening | MW of Load | 1 | 2031 | 0.0031367
ENS | Preferred Plan | C&I Curtailment | C&I Curtailment-Turnkey-Water Heating Control | Large General | Services | Winter Evening | MW of Load | 1 | 2031 | 0.005023
ENS | Preferred Plan | C&I Curtailment | C&I Curtailment-Turnkey-Other | Large General | Miscellaneous | Winter Evening | MW of Load | 1 | 2031 | 0.53513
ENS | Preferred Plan | C&I Curtailment | C&I Curtailment-Turnkey-Other | Large General | Retail Trade | Winter Evening | MW of Load | 1 | 2031 | 0.032071
ENS | Preferred Plan | C&I Curtailment | C&I Curtailment-Turnkey-Other | Large General | Services | Winter Evening | MW of Load | 1 | 2031 | 0.051359
ENS | Preferred Plan | C&I Curtailment | C&I Curtailment-Turnkey-Manual HVAC Control | Small Industrial | Miscellaneous | Winter Morning | MW of Load | 1 | 2031 | 0.22043
ENS | Preferred Plan | C&I Curtailment | C&I Curtailment-Turnkey-Manual HVAC Control | Small Industrial | Offices | Winter Morning | MW of Load | 1 | 2031 | 0.0028247
ENS | Preferred Plan | C&I Curtailment | C&I Curtailment-Turnkey-Manual HVAC Control | Small Industrial | Retail Trade | Winter Morning | MW of Load | 1 | 2031 | 0.0093103
ENS | Preferred Plan | C&I Curtailment | C&I Curtailment-Turnkey-Manual HVAC Control | Small Industrial | Services | Winter Morning | MW of Load | 1 | 2031 | 0.0029414
ENS | Preferred Plan | C&I Curtailment | C&I Curtailment-Turnkey-Auto-DR HVAC Control | Small Industrial | Miscellaneous | Winter Morning | MW of Load | 1 | 2031 | 0.021858
ENS | Preferred Plan | C&I Curtailment | C&I Curtailment-Turnkey-Auto-DR HVAC Control | Small Industrial | Offices | Winter Morning | MW of Load | 1 | 2031 | 0.0002801
ENS | Preferred Plan | C&I Curtailment | C&I Curtailment-Turnkey-Auto-DR HVAC Control | Small Industrial | Retail Trade | Winter Morning | MW of Load | 1 | 2031 | 0.00092321
ENS | Preferred Plan | C&I Curtailment | C&I Curtailment-Turnkey-Auto-DR HVAC Control | Small Industrial | Services | Winter Morning | MW of Load | 1 | 2031 | 0.00029167
ENS | Preferred Plan | C&I Curtailment | C&I Curtailment-Turnkey-Standard Lighting Control | Small Industrial | Miscellaneous | Winter Morning | MW of Load | 1 | 2031 | 0.068204
ENS | Preferred Plan | C&I Curtailment | C&I Curtailment-Turnkey-Standard Lighting Control | Small Industrial | Offices | Winter Morning | MW of Load | 1 | 2031 | 0.00036825
ENS | Preferred Plan | C&I Curtailment | C&I Curtailment-Turnkey-Standard Lighting Control | Small Industrial | Retail Trade | Winter Morning | MW of Load | 1 | 2031 | 0.0040293
ENS | Preferred Plan | C&I Curtailment | C&I Curtailment-Turnkey-Standard Lighting Control | Small Industrial | Services | Winter Morning | MW of Load | 1 | 2031 | 0.001273
ENS | Preferred Plan | C&I Curtailment | C&I Curtailment-Turnkey-Water Heating Control | Small Industrial | Miscellaneous | Winter Morning | MW of Load | 1 | 2031 | 0.0057583
ENS | Preferred Plan | C&I Curtailment | C&I Curtailment-Turnkey-Water Heating Control | Small Industrial | Offices | Winter Morning | MW of Load | 1 | 2031 | 2.9187e-05
ENS | Preferred Plan | C&I Curtailment | C&I Curtailment-Turnkey-Water Heating Control | Small Industrial | Retail Trade | Winter Morning | MW of Load | 1 | 2031 | 0.00055619
ENS | Preferred Plan | C&I Curtailment | C&I Curtailment-Turnkey-Water Heating Control | Small Industrial | Services | Winter Morning | MW of Load | 1 | 2031 | 0.00017571
ENS | Preferred Plan | C&I Curtailment | C&I Curtailment-Turnkey-Other | Small Industrial | Miscellaneous | Winter Morning | MW of Load | 1 | 2031 | 0.088307
ENS | Preferred Plan | C&I Curtailment | C&I Curtailment-Turnkey-Other | Small Industrial | Offices | Winter Morning | MW of Load | 1 | 2031 | 0.00055104
ENS | Preferred Plan | C&I Curtailment | C&I Curtailment-Turnkey-Other | Small Industrial | Retail Trade | Winter Morning | MW of Load | 1 | 2031 | 0.0061095
ENS | Preferred Plan | C&I Curtailment | C&I Curtailment-Turnkey-Other | Small Industrial | Services | Winter Morning | MW of Load | 1 | 2031 | 0.0019301
ENS | Preferred Plan | C&I Curtailment | C&I Curtailment-Turnkey-Industrial | Small Industrial | Manufacturing | Winter Morning | MW of Load | 1 | 2031 | 0.020991
ENS | Preferred Plan | C&I Curtailment | C&I Curtailment-Turnkey-Manual HVAC Control | Small Industrial | Miscellaneous | Winter Evening | MW of Load | 1 | 2031 | 0.30227
ENS | Preferred Plan | C&I Curtailment | C&I Curtailment-Turnkey-Manual HVAC Control | Small Industrial | Offices | Winter Evening | MW of Load | 1 | 2031 | 0.0038735
ENS | Preferred Plan | C&I Curtailment | C&I Curtailment-Turnkey-Manual HVAC Control | Small Industrial | Retail Trade | Winter Evening | MW of Load | 1 | 2031 | 0.012767
ENS | Preferred Plan | C&I Curtailment | C&I Curtailment-Turnkey-Manual HVAC Control | Small Industrial | Services | Winter Evening | MW of Load | 1 | 2031 | 0.0040335
ENS | Preferred Plan | C&I Curtailment | C&I Curtailment-Turnkey-Auto-DR HVAC Control | Small Industrial | Miscellaneous | Winter Evening | MW of Load | 1 | 2031 | 0.029973
ENS | Preferred Plan | C&I Curtailment | C&I Curtailment-Turnkey-Auto-DR HVAC Control | Small Industrial | Offices | Winter Evening | MW of Load | 1 | 2031 | 0.0003841
ENS | Preferred Plan | C&I Curtailment | C&I Curtailment-Turnkey-Auto-DR HVAC Control | Small Industrial | Retail Trade | Winter Evening | MW of Load | 1 | 2031 | 0.001266
ENS | Preferred Plan | C&I Curtailment | C&I Curtailment-Turnkey-Auto-DR HVAC Control | Small Industrial | Services | Winter Evening | MW of Load | 1 | 2031 | 0.00039996
ENS | Preferred Plan | C&I Curtailment | C&I Curtailment-Turnkey-Standard Lighting Control | Small Industrial | Miscellaneous | Winter Evening | MW of Load | 1 | 2031 | 0.093527
ENS | Preferred Plan | C&I Curtailment | C&I Curtailment-Turnkey-Standard Lighting Control | Small Industrial | Offices | Winter Evening | MW of Load | 1 | 2031 | 0.00050497
ENS | Preferred Plan | C&I Curtailment | C&I Curtailment-Turnkey-Standard Lighting Control | Small Industrial | Retail Trade | Winter Evening | MW of Load | 1 | 2031 | 0.0055253
ENS | Preferred Plan | C&I Curtailment | C&I Curtailment-Turnkey-Standard Lighting Control | Small Industrial | Services | Winter Evening | MW of Load | 1 | 2031 | 0.0017456
ENS | Preferred Plan | C&I Curtailment | C&I Curtailment-Turnkey-Water Heating Control | Small Industrial | Miscellaneous | Winter Evening | MW of Load | 1 | 2031 | 0.0078963
ENS | Preferred Plan | C&I Curtailment | C&I Curtailment-Turnkey-Water Heating Control | Small Industrial | Offices | Winter Evening | MW of Load | 1 | 2031 | 4.0024e-05
ENS | Preferred Plan | C&I Curtailment | C&I Curtailment-Turnkey-Water Heating Control | Small Industrial | Retail Trade | Winter Evening | MW of Load | 1 | 2031 | 0.00076269
ENS | Preferred Plan | C&I Curtailment | C&I Curtailment-Turnkey-Water Heating Control | Small Industrial | Services | Winter Evening | MW of Load | 1 | 2031 | 0.00024095
ENS | Preferred Plan | C&I Curtailment | C&I Curtailment-Turnkey-Other | Small Industrial | Miscellaneous | Winter Evening | MW of Load | 1 | 2031 | 0.12109
ENS | Preferred Plan | C&I Curtailment | C&I Curtailment-Turnkey-Other | Small Industrial | Offices | Winter Evening | MW of Load | 1 | 2031 | 0.00075563
ENS | Preferred Plan | C&I Curtailment | C&I Curtailment-Turnkey-Other | Small Industrial | Retail Trade | Winter Evening | MW of Load | 1 | 2031 | 0.0083778
ENS | Preferred Plan | C&I Curtailment | C&I Curtailment-Turnkey-Other | Small Industrial | Services | Winter Evening | MW of Load | 1 | 2031 | 0.0026468
ENS | Preferred Plan | C&I Curtailment | C&I Curtailment-Turnkey-Industrial | Small Industrial | Manufacturing | Winter Evening | MW of Load | 1 | 2031 | 0.028784
ENS | Preferred Plan | C&I Curtailment | C&I Curtailment-Turnkey-Manual HVAC Control | Medium Industrial | Miscellaneous | Winter Morning | MW of Load | 1 | 2031 | 4.2141
ENS | Preferred Plan | C&I Curtailment | C&I Curtailment-Turnkey-Manual HVAC Control | Medium Industrial | Offices | Winter Morning | MW of Load | 1 | 2031 | 0.067979
ENS | Preferred Plan | C&I Curtailment | C&I Curtailment-Turnkey-Manual HVAC Control | Medium Industrial | Retail Trade | Winter Morning | MW of Load | 1 | 2031 | 0.93119
ENS | Preferred Plan | C&I Curtailment | C&I Curtailment-Turnkey-Manual HVAC Control | Medium Industrial | Services | Winter Morning | MW of Load | 1 | 2031 | 0.042879
ENS | Preferred Plan | C&I Curtailment | C&I Curtailment-Turnkey-Auto-DR HVAC Control | Medium Industrial | Miscellaneous | Winter Morning | MW of Load | 1 | 2031 | 0.41787
ENS | Preferred Plan | C&I Curtailment | C&I Curtailment-Turnkey-Auto-DR HVAC Control | Medium Industrial | Offices | Winter Morning | MW of Load | 1 | 2031 | 0.0067408
ENS | Preferred Plan | C&I Curtailment | C&I Curtailment-Turnkey-Auto-DR HVAC Control | Medium Industrial | Retail Trade | Winter Morning | MW of Load | 1 | 2031 | 0.092337
ENS | Preferred Plan | C&I Curtailment | C&I Curtailment-Turnkey-Auto-DR HVAC Control | Medium Industrial | Services | Winter Morning | MW of Load | 1 | 2031 | 0.0042518
ENS | Preferred Plan | C&I Curtailment | C&I Curtailment-Turnkey-Standard Lighting Control | Medium Industrial | Miscellaneous | Winter Morning | MW of Load | 1 | 2031 | 1.3039
ENS | Preferred Plan | C&I Curtailment | C&I Curtailment-Turnkey-Standard Lighting Control | Medium Industrial | Offices | Winter Morning | MW of Load | 1 | 2031 | 0.008862
ENS | Preferred Plan | C&I Curtailment | C&I Curtailment-Turnkey-Standard Lighting Control | Medium Industrial | Retail Trade | Winter Morning | MW of Load | 1 | 2031 | 0.403
ENS | Preferred Plan | C&I Curtailment | C&I Curtailment-Turnkey-Standard Lighting Control | Medium Industrial | Services | Winter Morning | MW of Load | 1 | 2031 | 0.018557
ENS | Preferred Plan | C&I Curtailment | C&I Curtailment-Turnkey-Water Heating Control | Medium Industrial | Miscellaneous | Winter Morning | MW of Load | 1 | 2031 | 0.11009
ENS | Preferred Plan | C&I Curtailment | C&I Curtailment-Turnkey-Water Heating Control | Medium Industrial | Offices | Winter Morning | MW of Load | 1 | 2031 | 0.00070241
ENS | Preferred Plan | C&I Curtailment | C&I Curtailment-Turnkey-Water Heating Control | Medium Industrial | Retail Trade | Winter Morning | MW of Load | 1 | 2031 | 0.055628
ENS | Preferred Plan | C&I Curtailment | C&I Curtailment-Turnkey-Water Heating Control | Medium Industrial | Services | Winter Morning | MW of Load | 1 | 2031 | 0.0025615
ENS | Preferred Plan | C&I Curtailment | C&I Curtailment-Turnkey-Other | Medium Industrial | Miscellaneous | Winter Morning | MW of Load | 1 | 2031 | 1.6882
ENS | Preferred Plan | C&I Curtailment | C&I Curtailment-Turnkey-Other | Medium Industrial | Offices | Winter Morning | MW of Load | 1 | 2031 | 0.013261
ENS | Preferred Plan | C&I Curtailment | C&I Curtailment-Turnkey-Other | Medium Industrial | Retail Trade | Winter Morning | MW of Load | 1 | 2031 | 0.61105
ENS | Preferred Plan | C&I Curtailment | C&I Curtailment-Turnkey-Other | Medium Industrial | Services | Winter Morning | MW of Load | 1 | 2031 | 0.028137
ENS | Preferred Plan | C&I Curtailment | C&I Curtailment-Turnkey-Manual HVAC Control | Medium Industrial | Miscellaneous | Winter Evening | MW of Load | 1 | 2031 | 4.0721
ENS | Preferred Plan | C&I Curtailment | C&I Curtailment-Turnkey-Manual HVAC Control | Medium Industrial | Offices | Winter Evening | MW of Load | 1 | 2031 | 0.065688
ENS | Preferred Plan | C&I Curtailment | C&I Curtailment-Turnkey-Manual HVAC Control | Medium Industrial | Retail Trade | Winter Evening | MW of Load | 1 | 2031 | 0.89982
ENS | Preferred Plan | C&I Curtailment | C&I Curtailment-Turnkey-Manual HVAC Control | Medium Industrial | Services | Winter Evening | MW of Load | 1 | 2031 | 0.041434
ENS | Preferred Plan | C&I Curtailment | C&I Curtailment-Turnkey-Auto-DR HVAC Control | Medium Industrial | Miscellaneous | Winter Evening | MW of Load | 1 | 2031 | 0.40379
ENS | Preferred Plan | C&I Curtailment | C&I Curtailment-Turnkey-Auto-DR HVAC Control | Medium Industrial | Offices | Winter Evening | MW of Load | 1 | 2031 | 0.0065136
ENS | Preferred Plan | C&I Curtailment | C&I Curtailment-Turnkey-Auto-DR HVAC Control | Medium Industrial | Retail Trade | Winter Evening | MW of Load | 1 | 2031 | 0.089226
ENS | Preferred Plan | C&I Curtailment | C&I Curtailment-Turnkey-Auto-DR HVAC Control | Medium Industrial | Services | Winter Evening | MW of Load | 1 | 2031 | 0.0041086
ENS | Preferred Plan | C&I Curtailment | C&I Curtailment-Turnkey-Standard Lighting Control | Medium Industrial | Miscellaneous | Winter Evening | MW of Load | 1 | 2031 | 1.26
ENS | Preferred Plan | C&I Curtailment | C&I Curtailment-Turnkey-Standard Lighting Control | Medium Industrial | Offices | Winter Evening | MW of Load | 1 | 2031 | 0.0085634
ENS | Preferred Plan | C&I Curtailment | C&I Curtailment-Turnkey-Standard Lighting Control | Medium Industrial | Retail Trade | Winter Evening | MW of Load | 1 | 2031 | 0.38942
ENS | Preferred Plan | C&I Curtailment | C&I Curtailment-Turnkey-Standard Lighting Control | Medium Industrial | Services | Winter Evening | MW of Load | 1 | 2031 | 0.017931
ENS | Preferred Plan | C&I Curtailment | C&I Curtailment-Turnkey-Water Heating Control | Medium Industrial | Miscellaneous | Winter Evening | MW of Load | 1 | 2031 | 0.10638
ENS | Preferred Plan | C&I Curtailment | C&I Curtailment-Turnkey-Water Heating Control | Medium Industrial | Offices | Winter Evening | MW of Load | 1 | 2031 | 0.00067874
ENS | Preferred Plan | C&I Curtailment | C&I Curtailment-Turnkey-Water Heating Control | Medium Industrial | Retail Trade | Winter Evening | MW of Load | 1 | 2031 | 0.053754
ENS | Preferred Plan | C&I Curtailment | C&I Curtailment-Turnkey-Water Heating Control | Medium Industrial | Services | Winter Evening | MW of Load | 1 | 2031 | 0.0024752
ENS | Preferred Plan | C&I Curtailment | C&I Curtailment-Turnkey-Other | Medium Industrial | Miscellaneous | Winter Evening | MW of Load | 1 | 2031 | 1.6313
ENS | Preferred Plan | C&I Curtailment | C&I Curtailment-Turnkey-Other | Medium Industrial | Offices | Winter Evening | MW of Load | 1 | 2031 | 0.012814
ENS | Preferred Plan | C&I Curtailment | C&I Curtailment-Turnkey-Other | Medium Industrial | Retail Trade | Winter Evening | MW of Load | 1 | 2031 | 0.59046
ENS | Preferred Plan | C&I Curtailment | C&I Curtailment-Turnkey-Other | Medium Industrial | Services | Winter Evening | MW of Load | 1 | 2031 | 0.027189
ENS | Preferred Plan | C&I Curtailment | C&I Curtailment-Turnkey-Manual HVAC Control | Large Industrial | Miscellaneous | Winter Morning | MW of Load | 1 | 2031 | 0.087324
ENS | Preferred Plan | C&I Curtailment | C&I Curtailment-Turnkey-Auto-DR HVAC Control | Large Industrial | Miscellaneous | Winter Morning | MW of Load | 1 | 2031 | 0.0086591
ENS | Preferred Plan | C&I Curtailment | C&I Curtailment-Turnkey-Standard Lighting Control | Large Industrial | Miscellaneous | Winter Morning | MW of Load | 1 | 2031 | 0.037749
ENS | Preferred Plan | C&I Curtailment | C&I Curtailment-Turnkey-Water Heating Control | Large Industrial | Miscellaneous | Winter Morning | MW of Load | 1 | 2031 | 0.001917
ENS | Preferred Plan | C&I Curtailment | C&I Curtailment-Turnkey-Other | Large Industrial | Miscellaneous | Winter Morning | MW of Load | 1 | 2031 | 0.040974
ENS | Preferred Plan | C&I Curtailment | C&I Curtailment-Turnkey-Industrial | Large Industrial | Manufacturing | Winter Morning | MW of Load | 1 | 2031 | 0.0079968
ENS | Preferred Plan | C&I Curtailment | C&I Curtailment-Turnkey-Manual HVAC Control | Large Industrial | Miscellaneous | Winter Evening | MW of Load | 1 | 2031 | 0.08671
ENS | Preferred Plan | C&I Curtailment | C&I Curtailment-Turnkey-Auto-DR HVAC Control | Large Industrial | Miscellaneous | Winter Evening | MW of Load | 1 | 2031 | 0.0085982
ENS | Preferred Plan | C&I Curtailment | C&I Curtailment-Turnkey-Standard Lighting Control | Large Industrial | Miscellaneous | Winter Evening | MW of Load | 1 | 2031 | 0.037484
ENS | Preferred Plan | C&I Curtailment | C&I Curtailment-Turnkey-Water Heating Control | Large Industrial | Miscellaneous | Winter Evening | MW of Load | 1 | 2031 | 0.0019035
ENS | Preferred Plan | C&I Curtailment | C&I Curtailment-Turnkey-Other | Large Industrial | Miscellaneous | Winter Evening | MW of Load | 1 | 2031 | 0.040686
ENS | Preferred Plan | C&I Curtailment | C&I Curtailment-Turnkey-Industrial | Large Industrial | Manufacturing | Winter Evening | MW of Load | 1 | 2031 | 0.0079405
ENS | Preferred Plan | C&I Loadshift to BUGs | C&I Loadshift to BUGs | Large General | Miscellaneous | Winter Morning | MW of Load | 1 | 2031 | 2.9656
ENS | Preferred Plan | C&I Loadshift to BUGs | C&I Loadshift to BUGs | Large General | Miscellaneous | Winter Evening | MW of Load | 1 | 2031 | 2.5481
ENS | Preferred Plan | C&I Loadshift to BUGs | C&I Loadshift to BUGs | Small Industrial | Miscellaneous | Winter Morning | MW of Load | 1 | 2031 | 0.82458
ENS | Preferred Plan | C&I Loadshift to BUGs | C&I Loadshift to BUGs | Small Industrial | Miscellaneous | Winter Evening | MW of Load | 1 | 2031 | 1.1307
ENS | Preferred Plan | C&I Loadshift to BUGs | C&I Loadshift to BUGs | Medium Industrial | Manufacturing | Winter Morning | MW of Load | 1 | 2031 | 0.57172
ENS | Preferred Plan | C&I Loadshift to BUGs | C&I Loadshift to BUGs | Medium Industrial | Miscellaneous | Winter Morning | MW of Load | 1 | 2031 | 2.4813
ENS | Preferred Plan | C&I Loadshift to BUGs | C&I Loadshift to BUGs | Medium Industrial | Manufacturing | Winter Evening | MW of Load | 1 | 2031 | 0.55246
ENS | Preferred Plan | C&I Loadshift to BUGs | C&I Loadshift to BUGs | Medium Industrial | Miscellaneous | Winter Evening | MW of Load | 1 | 2031 | 2.3977
ENS | Preferred Plan | Dynamic Pricing | Dynamic Pricing with enabling tech. | Small General | Manufacturing | Winter Morning | MW of Load | 1 | 2031 | 0.008356
ENS | Preferred Plan | Dynamic Pricing | Dynamic Pricing with enabling tech. | Small General | Manufacturing | Winter Evening | MW of Load | 1 | 2031 | 0.0096887
ENS | Preferred Plan | Dynamic Pricing | Dynamic Pricing with enabling tech. | Residential Charitable | Residential LI | Winter Morning | MW of Load | 1 | 2031 | 3.7607
ENS | Preferred Plan | Dynamic Pricing | Dynamic Pricing with enabling tech. | Residential Charitable | Residential Market Rate | Winter Morning | MW of Load | 1 | 2031 | 21.3558
ENS | Preferred Plan | Dynamic Pricing | Dynamic Pricing w/o enabling tech. | Residential Charitable | Residential LI | Winter Morning | MW of Load | 1 | 2031 | 1.9793
ENS | Preferred Plan | Dynamic Pricing | Dynamic Pricing w/o enabling tech. | Residential Charitable | Residential Market Rate | Winter Morning | MW of Load | 1 | 2031 | 11.2399
ENS | Preferred Plan | Dynamic Pricing | Dynamic Pricing with enabling tech. | Residential Charitable | Residential LI | Winter Evening | MW of Load | 1 | 2031 | 4.2766
ENS | Preferred Plan | Dynamic Pricing | Dynamic Pricing with enabling tech. | Residential Charitable | Residential Market Rate | Winter Evening | MW of Load | 1 | 2031 | 24.2852
ENS | Preferred Plan | Dynamic Pricing | Dynamic Pricing w/o enabling tech. | Residential Charitable | Residential LI | Winter Evening | MW of Load | 1 | 2031 | 2.2508
ENS | Preferred Plan | Dynamic Pricing | Dynamic Pricing w/o enabling tech. | Residential Charitable | Residential Market Rate | Winter Evening | MW of Load | 1 | 2031 | 12.7817
ENS | Preferred Plan | Behavioral DR | Behavioral DR | Residential Charitable | Residential LI | Winter Morning | MW of Load | 1 | 2031 | 0.43934
ENS | Preferred Plan | Behavioral DR | Behavioral DR | Residential Charitable | Residential Market Rate | Winter Morning | MW of Load | 1 | 2031 | 2.5039
ENS | Preferred Plan | Behavioral DR | Behavioral DR | Residential Charitable | Residential LI | Winter Evening | MW of Load | 1 | 2031 | 0.4996
ENS | Preferred Plan | Behavioral DR | Behavioral DR | Residential Charitable | Residential Market Rate | Winter Evening | MW of Load | 1 | 2031 | 2.8474
ENS | Preferred Plan | Time-of-Use Rates (TOU) | Time-of-Use Rates (TOU) | Residential Charitable | Residential LI | Winter Morning | MW of Load | 0 | 2031 | 0.37001
ENS | Preferred Plan | Time-of-Use Rates (TOU) | Time-of-Use Rates (TOU) | Residential Charitable | Residential Market Rate | Winter Morning | MW of Load | 0 | 2031 | 2.1088
ENS | Preferred Plan | Time-of-Use Rates (TOU) | Time-of-Use Rates (TOU) | Residential Charitable | Residential LI | Winter Evening | MW of Load | 0 | 2031 | 0.42076
ENS | Preferred Plan | Time-of-Use Rates (TOU) | Time-of-Use Rates (TOU) | Residential Charitable | Residential Market Rate | Winter Evening | MW of Load | 0 | 2031 | 2.398
ENS | Preferred Plan | DLC-Thermostat | DLC-Thermostat-BYOT-Central Heat Pump | Residential Charitable | Residential LI | Winter Morning | MW of Load | 0 | 2032 | 0.028056
ENS | Preferred Plan | DLC-Thermostat | DLC-Thermostat-BYOT-Central Heat Pump | Residential Charitable | Residential Market Rate | Winter Morning | MW of Load | 0 | 2032 | 0.17169
ENS | Preferred Plan | DLC-Thermostat | DLC-Thermostat-DI-Baseboard Heating | Residential Charitable | Residential LI | Winter Morning | MW of Load | 0 | 2032 | 0.14275
ENS | Preferred Plan | DLC-Thermostat | DLC-Thermostat-DI-Baseboard Heating | Residential Charitable | Residential Market Rate | Winter Morning | MW of Load | 0 | 2032 | 1.3589
ENS | Preferred Plan | DLC-Thermostat | DLC-Thermostat-BYOT-Baseboard Heating | Residential Charitable | Residential LI | Winter Morning | MW of Load | 0 | 2032 | 0.016691
ENS | Preferred Plan | DLC-Thermostat | DLC-Thermostat-BYOT-Baseboard Heating | Residential Charitable | Residential Market Rate | Winter Morning | MW of Load | 0 | 2032 | 0.15888
ENS | Preferred Plan | DLC-Thermostat | DLC-Thermostat-DI-MSHP | Residential Charitable | Residential LI | Winter Morning | MW of Load | 0 | 2032 | 0.082722
ENS | Preferred Plan | DLC-Thermostat | DLC-Thermostat-DI-MSHP | Residential Charitable | Residential Market Rate | Winter Morning | MW of Load | 0 | 2032 | 0.78743
ENS | Preferred Plan | DLC-Thermostat | DLC-Thermostat-BYOT-MSHP | Residential Charitable | Residential LI | Winter Morning | MW of Load | 0 | 2032 | 0.0075153
ENS | Preferred Plan | DLC-Thermostat | DLC-Thermostat-BYOT-MSHP | Residential Charitable | Residential Market Rate | Winter Morning | MW of Load | 0 | 2032 | 0.071539
ENS | Preferred Plan | DLC-Thermostat | DLC-Thermostat-BYOT-Central Heat Pump | Residential Charitable | Residential LI | Winter Evening | MW of Load | 0 | 2032 | 0.028056
ENS | Preferred Plan | DLC-Thermostat | DLC-Thermostat-BYOT-Central Heat Pump | Residential Charitable | Residential Market Rate | Winter Evening | MW of Load | 0 | 2032 | 0.17169
ENS | Preferred Plan | DLC-Thermostat | DLC-Thermostat-DI-Baseboard Heating | Residential Charitable | Residential LI | Winter Evening | MW of Load | 0 | 2032 | 0.14275
ENS | Preferred Plan | DLC-Thermostat | DLC-Thermostat-DI-Baseboard Heating | Residential Charitable | Residential Market Rate | Winter Evening | MW of Load | 0 | 2032 | 1.3589
ENS | Preferred Plan | DLC-Thermostat | DLC-Thermostat-BYOT-Baseboard Heating | Residential Charitable | Residential LI | Winter Evening | MW of Load | 0 | 2032 | 0.016691
ENS | Preferred Plan | DLC-Thermostat | DLC-Thermostat-BYOT-Baseboard Heating | Residential Charitable | Residential Market Rate | Winter Evening | MW of Load | 0 | 2032 | 0.15888
ENS | Preferred Plan | DLC-Thermostat | DLC-Thermostat-DI-MSHP | Residential Charitable | Residential LI | Winter Evening | MW of Load | 0 | 2032 | 0.082722
ENS | Preferred Plan | DLC-Thermostat | DLC-Thermostat-DI-MSHP | Residential Charitable | Residential Market Rate | Winter Evening | MW of Load | 0 | 2032 | 0.78743
ENS | Preferred Plan | DLC-Thermostat | DLC-Thermostat-BYOT-MSHP | Residential Charitable | Residential LI | Winter Evening | MW of Load | 0 | 2032 | 0.0075153
ENS | Preferred Plan | DLC-Thermostat | DLC-Thermostat-BYOT-MSHP | Residential Charitable | Residential Market Rate | Winter Evening | MW of Load | 0 | 2032 | 0.071539
ENS | Preferred Plan | DLC-Water Heating | DLC-Switch-Water Heating | Residential Charitable | Residential LI | Winter Morning | MW of Load | 0 | 2032 | 0.088127
ENS | Preferred Plan | DLC-Water Heating | DLC-Switch-Water Heating | Residential Charitable | Residential Market Rate | Winter Morning | MW of Load | 0 | 2032 | 1.0067
ENS | Preferred Plan | DLC-Water Heating | DLC-Switch-Water Heating | Residential Charitable | Residential LI | Winter Evening | MW of Load | 0 | 2032 | 0.074486
ENS | Preferred Plan | DLC-Water Heating | DLC-Switch-Water Heating | Residential Charitable | Residential Market Rate | Winter Evening | MW of Load | 0 | 2032 | 0.85084
ENS | Preferred Plan | C&I Curtailment | C&I Curtailment-Turnkey-Manual HVAC Control | General | Miscellaneous | Winter Morning | MW of Load | 1 | 2032 | 1.6664
ENS | Preferred Plan | C&I Curtailment | C&I Curtailment-Turnkey-Manual HVAC Control | General | Offices | Winter Morning | MW of Load | 1 | 2032 | 0.11452
ENS | Preferred Plan | C&I Curtailment | C&I Curtailment-Turnkey-Manual HVAC Control | General | Retail Trade | Winter Morning | MW of Load | 1 | 2032 | 0.38273
ENS | Preferred Plan | C&I Curtailment | C&I Curtailment-Turnkey-Manual HVAC Control | General | Services | Winter Morning | MW of Load | 1 | 2032 | 0.24746
ENS | Preferred Plan | C&I Curtailment | C&I Curtailment-Turnkey-Auto-DR HVAC Control | General | Miscellaneous | Winter Morning | MW of Load | 1 | 2032 | 0.20655
ENS | Preferred Plan | C&I Curtailment | C&I Curtailment-Turnkey-Auto-DR HVAC Control | General | Offices | Winter Morning | MW of Load | 1 | 2032 | 0.014194
ENS | Preferred Plan | C&I Curtailment | C&I Curtailment-Turnkey-Auto-DR HVAC Control | General | Retail Trade | Winter Morning | MW of Load | 1 | 2032 | 0.04744
ENS | Preferred Plan | C&I Curtailment | C&I Curtailment-Turnkey-Auto-DR HVAC Control | General | Services | Winter Morning | MW of Load | 1 | 2032 | 0.030673
ENS | Preferred Plan | C&I Curtailment | C&I Curtailment-Turnkey-Standard Lighting Control | General | Miscellaneous | Winter Morning | MW of Load | 1 | 2032 | 0.69365
ENS | Preferred Plan | C&I Curtailment | C&I Curtailment-Turnkey-Standard Lighting Control | General | Offices | Winter Morning | MW of Load | 1 | 2032 | 0.013617
ENS | Preferred Plan | C&I Curtailment | C&I Curtailment-Turnkey-Standard Lighting Control | General | Retail Trade | Winter Morning | MW of Load | 1 | 2032 | 0.15248
ENS | Preferred Plan | C&I Curtailment | C&I Curtailment-Turnkey-Standard Lighting Control | General | Services | Winter Morning | MW of Load | 1 | 2032 | 0.098718
ENS | Preferred Plan | C&I Curtailment | C&I Curtailment-Turnkey-Water Heating Control | General | Miscellaneous | Winter Morning | MW of Load | 1 | 2032 | 0.046509
ENS | Preferred Plan | C&I Curtailment | C&I Curtailment-Turnkey-Water Heating Control | General | Offices | Winter Morning | MW of Load | 1 | 2032 | 0.0012349
ENS | Preferred Plan | C&I Curtailment | C&I Curtailment-Turnkey-Water Heating Control | General | Retail Trade | Winter Morning | MW of Load | 1 | 2032 | 0.025079
ENS | Preferred Plan | C&I Curtailment | C&I Curtailment-Turnkey-Water Heating Control | General | Services | Winter Morning | MW of Load | 1 | 2032 | 0.016194
ENS | Preferred Plan | C&I Curtailment | C&I Curtailment-Turnkey-Other | General | Miscellaneous | Winter Morning | MW of Load | 1 | 2032 | 0.81228
ENS | Preferred Plan | C&I Curtailment | C&I Curtailment-Turnkey-Other | General | Offices | Winter Morning | MW of Load | 1 | 2032 | 0.022092
ENS | Preferred Plan | C&I Curtailment | C&I Curtailment-Turnkey-Other | General | Retail Trade | Winter Morning | MW of Load | 1 | 2032 | 0.25765
ENS | Preferred Plan | C&I Curtailment | C&I Curtailment-Turnkey-Other | General | Services | Winter Morning | MW of Load | 1 | 2032 | 0.16652
ENS | Preferred Plan | C&I Curtailment | C&I Curtailment-Turnkey-Manual HVAC Control | General | Miscellaneous | Winter Evening | MW of Load | 1 | 2032 | 1.9511
ENS | Preferred Plan | C&I Curtailment | C&I Curtailment-Turnkey-Manual HVAC Control | General | Offices | Winter Evening | MW of Load | 1 | 2032 | 0.13408
ENS | Preferred Plan | C&I Curtailment | C&I Curtailment-Turnkey-Manual HVAC Control | General | Retail Trade | Winter Evening | MW of Load | 1 | 2032 | 0.44812
ENS | Preferred Plan | C&I Curtailment | C&I Curtailment-Turnkey-Manual HVAC Control | General | Services | Winter Evening | MW of Load | 1 | 2032 | 0.28974
ENS | Preferred Plan | C&I Curtailment | C&I Curtailment-Turnkey-Auto-DR HVAC Control | General | Miscellaneous | Winter Evening | MW of Load | 1 | 2032 | 0.24183
ENS | Preferred Plan | C&I Curtailment | C&I Curtailment-Turnkey-Auto-DR HVAC Control | General | Offices | Winter Evening | MW of Load | 1 | 2032 | 0.016619
ENS | Preferred Plan | C&I Curtailment | C&I Curtailment-Turnkey-Auto-DR HVAC Control | General | Retail Trade | Winter Evening | MW of Load | 1 | 2032 | 0.055545
ENS | Preferred Plan | C&I Curtailment | C&I Curtailment-Turnkey-Auto-DR HVAC Control | General | Services | Winter Evening | MW of Load | 1 | 2032 | 0.035913
ENS | Preferred Plan | C&I Curtailment | C&I Curtailment-Turnkey-Standard Lighting Control | General | Miscellaneous | Winter Evening | MW of Load | 1 | 2032 | 0.81215
ENS | Preferred Plan | C&I Curtailment | C&I Curtailment-Turnkey-Standard Lighting Control | General | Offices | Winter Evening | MW of Load | 1 | 2032 | 0.015943
ENS | Preferred Plan | C&I Curtailment | C&I Curtailment-Turnkey-Standard Lighting Control | General | Retail Trade | Winter Evening | MW of Load | 1 | 2032 | 0.17853
ENS | Preferred Plan | C&I Curtailment | C&I Curtailment-Turnkey-Standard Lighting Control | General | Services | Winter Evening | MW of Load | 1 | 2032 | 0.11558
ENS | Preferred Plan | C&I Curtailment | C&I Curtailment-Turnkey-Water Heating Control | General | Miscellaneous | Winter Evening | MW of Load | 1 | 2032 | 0.054454
ENS | Preferred Plan | C&I Curtailment | C&I Curtailment-Turnkey-Water Heating Control | General | Offices | Winter Evening | MW of Load | 1 | 2032 | 0.0014459
ENS | Preferred Plan | C&I Curtailment | C&I Curtailment-Turnkey-Water Heating Control | General | Retail Trade | Winter Evening | MW of Load | 1 | 2032 | 0.029364
ENS | Preferred Plan | C&I Curtailment | C&I Curtailment-Turnkey-Water Heating Control | General | Services | Winter Evening | MW of Load | 1 | 2032 | 0.01896
ENS | Preferred Plan | C&I Curtailment | C&I Curtailment-Turnkey-Other | General | Miscellaneous | Winter Evening | MW of Load | 1 | 2032 | 0.95105
ENS | Preferred Plan | C&I Curtailment | C&I Curtailment-Turnkey-Other | General | Offices | Winter Evening | MW of Load | 1 | 2032 | 0.025866
ENS | Preferred Plan | C&I Curtailment | C&I Curtailment-Turnkey-Other | General | Retail Trade | Winter Evening | MW of Load | 1 | 2032 | 0.30167
ENS | Preferred Plan | C&I Curtailment | C&I Curtailment-Turnkey-Other | General | Services | Winter Evening | MW of Load | 1 | 2032 | 0.19497
ENS | Preferred Plan | C&I Curtailment | C&I Curtailment-Turnkey-Manual HVAC Control | Large General | Miscellaneous | Winter Morning | MW of Load | 1 | 2032 | 1.3216
ENS | Preferred Plan | C&I Curtailment | C&I Curtailment-Turnkey-Manual HVAC Control | Large General | Retail Trade | Winter Morning | MW of Load | 1 | 2032 | 0.055104
ENS | Preferred Plan | C&I Curtailment | C&I Curtailment-Turnkey-Manual HVAC Control | Large General | Services | Winter Morning | MW of Load | 1 | 2032 | 0.088242
ENS | Preferred Plan | C&I Curtailment | C&I Curtailment-Turnkey-Auto-DR HVAC Control | Large General | Miscellaneous | Winter Morning | MW of Load | 1 | 2032 | 0.16382
ENS | Preferred Plan | C&I Curtailment | C&I Curtailment-Turnkey-Auto-DR HVAC Control | Large General | Retail Trade | Winter Morning | MW of Load | 1 | 2032 | 0.0068301
ENS | Preferred Plan | C&I Curtailment | C&I Curtailment-Turnkey-Auto-DR HVAC Control | Large General | Services | Winter Morning | MW of Load | 1 | 2032 | 0.010938
ENS | Preferred Plan | C&I Curtailment | C&I Curtailment-Turnkey-Standard Lighting Control | Large General | Miscellaneous | Winter Morning | MW of Load | 1 | 2032 | 0.57133
ENS | Preferred Plan | C&I Curtailment | C&I Curtailment-Turnkey-Standard Lighting Control | Large General | Retail Trade | Winter Morning | MW of Load | 1 | 2032 | 0.02181
ENS | Preferred Plan | C&I Curtailment | C&I Curtailment-Turnkey-Standard Lighting Control | Large General | Services | Winter Morning | MW of Load | 1 | 2032 | 0.034926
ENS | Preferred Plan | C&I Curtailment | C&I Curtailment-Turnkey-Water Heating Control | Large General | Miscellaneous | Winter Morning | MW of Load | 1 | 2032 | 0.029014
ENS | Preferred Plan | C&I Curtailment | C&I Curtailment-Turnkey-Water Heating Control | Large General | Retail Trade | Winter Morning | MW of Load | 1 | 2032 | 0.0036349
ENS | Preferred Plan | C&I Curtailment | C&I Curtailment-Turnkey-Water Heating Control | Large General | Services | Winter Morning | MW of Load | 1 | 2032 | 0.0058209
ENS | Preferred Plan | C&I Curtailment | C&I Curtailment-Turnkey-Other | Large General | Miscellaneous | Winter Morning | MW of Load | 1 | 2032 | 0.62013
ENS | Preferred Plan | C&I Curtailment | C&I Curtailment-Turnkey-Other | Large General | Retail Trade | Winter Morning | MW of Load | 1 | 2032 | 0.037165
ENS | Preferred Plan | C&I Curtailment | C&I Curtailment-Turnkey-Other | Large General | Services | Winter Morning | MW of Load | 1 | 2032 | 0.059516
ENS | Preferred Plan | C&I Curtailment | C&I Curtailment-Turnkey-Manual HVAC Control | Large General | Miscellaneous | Winter Evening | MW of Load | 1 | 2032 | 1.1368
ENS | Preferred Plan | C&I Curtailment | C&I Curtailment-Turnkey-Manual HVAC Control | Large General | Retail Trade | Winter Evening | MW of Load | 1 | 2032 | 0.047398
ENS | Preferred Plan | C&I Curtailment | C&I Curtailment-Turnkey-Manual HVAC Control | Large General | Services | Winter Evening | MW of Load | 1 | 2032 | 0.075902
ENS | Preferred Plan | C&I Curtailment | C&I Curtailment-Turnkey-Auto-DR HVAC Control | Large General | Miscellaneous | Winter Evening | MW of Load | 1 | 2032 | 0.14091
ENS | Preferred Plan | C&I Curtailment | C&I Curtailment-Turnkey-Auto-DR HVAC Control | Large General | Retail Trade | Winter Evening | MW of Load | 1 | 2032 | 0.005875
ENS | Preferred Plan | C&I Curtailment | C&I Curtailment-Turnkey-Auto-DR HVAC Control | Large General | Services | Winter Evening | MW of Load | 1 | 2032 | 0.0094081
ENS | Preferred Plan | C&I Curtailment | C&I Curtailment-Turnkey-Standard Lighting Control | Large General | Miscellaneous | Winter Evening | MW of Load | 1 | 2032 | 0.49143
ENS | Preferred Plan | C&I Curtailment | C&I Curtailment-Turnkey-Standard Lighting Control | Large General | Retail Trade | Winter Evening | MW of Load | 1 | 2032 | 0.01876
ENS | Preferred Plan | C&I Curtailment | C&I Curtailment-Turnkey-Standard Lighting Control | Large General | Services | Winter Evening | MW of Load | 1 | 2032 | 0.030042
ENS | Preferred Plan | C&I Curtailment | C&I Curtailment-Turnkey-Water Heating Control | Large General | Miscellaneous | Winter Evening | MW of Load | 1 | 2032 | 0.024956
ENS | Preferred Plan | C&I Curtailment | C&I Curtailment-Turnkey-Water Heating Control | Large General | Retail Trade | Winter Evening | MW of Load | 1 | 2032 | 0.0031266
ENS | Preferred Plan | C&I Curtailment | C&I Curtailment-Turnkey-Water Heating Control | Large General | Services | Winter Evening | MW of Load | 1 | 2032 | 0.0050069
ENS | Preferred Plan | C&I Curtailment | C&I Curtailment-Turnkey-Other | Large General | Miscellaneous | Winter Evening | MW of Load | 1 | 2032 | 0.53341
ENS | Preferred Plan | C&I Curtailment | C&I Curtailment-Turnkey-Other | Large General | Retail Trade | Winter Evening | MW of Load | 1 | 2032 | 0.031968
ENS | Preferred Plan | C&I Curtailment | C&I Curtailment-Turnkey-Other | Large General | Services | Winter Evening | MW of Load | 1 | 2032 | 0.051194
ENS | Preferred Plan | C&I Curtailment | C&I Curtailment-Turnkey-Manual HVAC Control | Small Industrial | Miscellaneous | Winter Morning | MW of Load | 1 | 2032 | 0.22169
ENS | Preferred Plan | C&I Curtailment | C&I Curtailment-Turnkey-Manual HVAC Control | Small Industrial | Offices | Winter Morning | MW of Load | 1 | 2032 | 0.0028408
ENS | Preferred Plan | C&I Curtailment | C&I Curtailment-Turnkey-Manual HVAC Control | Small Industrial | Retail Trade | Winter Morning | MW of Load | 1 | 2032 | 0.0093634
ENS | Preferred Plan | C&I Curtailment | C&I Curtailment-Turnkey-Manual HVAC Control | Small Industrial | Services | Winter Morning | MW of Load | 1 | 2032 | 0.0029582
ENS | Preferred Plan | C&I Curtailment | C&I Curtailment-Turnkey-Auto-DR HVAC Control | Small Industrial | Miscellaneous | Winter Morning | MW of Load | 1 | 2032 | 0.027478
ENS | Preferred Plan | C&I Curtailment | C&I Curtailment-Turnkey-Auto-DR HVAC Control | Small Industrial | Offices | Winter Morning | MW of Load | 1 | 2032 | 0.00035212
ENS | Preferred Plan | C&I Curtailment | C&I Curtailment-Turnkey-Auto-DR HVAC Control | Small Industrial | Retail Trade | Winter Morning | MW of Load | 1 | 2032 | 0.0011606
ENS | Preferred Plan | C&I Curtailment | C&I Curtailment-Turnkey-Auto-DR HVAC Control | Small Industrial | Services | Winter Morning | MW of Load | 1 | 2032 | 0.00036666
ENS | Preferred Plan | C&I Curtailment | C&I Curtailment-Turnkey-Standard Lighting Control | Small Industrial | Miscellaneous | Winter Morning | MW of Load | 1 | 2032 | 0.068593
ENS | Preferred Plan | C&I Curtailment | C&I Curtailment-Turnkey-Standard Lighting Control | Small Industrial | Offices | Winter Morning | MW of Load | 1 | 2032 | 0.00037035
ENS | Preferred Plan | C&I Curtailment | C&I Curtailment-Turnkey-Standard Lighting Control | Small Industrial | Retail Trade | Winter Morning | MW of Load | 1 | 2032 | 0.0040523
ENS | Preferred Plan | C&I Curtailment | C&I Curtailment-Turnkey-Standard Lighting Control | Small Industrial | Services | Winter Morning | MW of Load | 1 | 2032 | 0.0012802
ENS | Preferred Plan | C&I Curtailment | C&I Curtailment-Turnkey-Water Heating Control | Small Industrial | Miscellaneous | Winter Morning | MW of Load | 1 | 2032 | 0.0057912
ENS | Preferred Plan | C&I Curtailment | C&I Curtailment-Turnkey-Water Heating Control | Small Industrial | Offices | Winter Morning | MW of Load | 1 | 2032 | 2.9354e-05
ENS | Preferred Plan | C&I Curtailment | C&I Curtailment-Turnkey-Water Heating Control | Small Industrial | Retail Trade | Winter Morning | MW of Load | 1 | 2032 | 0.00055936
ENS | Preferred Plan | C&I Curtailment | C&I Curtailment-Turnkey-Water Heating Control | Small Industrial | Services | Winter Morning | MW of Load | 1 | 2032 | 0.00017672
ENS | Preferred Plan | C&I Curtailment | C&I Curtailment-Turnkey-Other | Small Industrial | Miscellaneous | Winter Morning | MW of Load | 1 | 2032 | 0.08881
ENS | Preferred Plan | C&I Curtailment | C&I Curtailment-Turnkey-Other | Small Industrial | Offices | Winter Morning | MW of Load | 1 | 2032 | 0.00055418
ENS | Preferred Plan | C&I Curtailment | C&I Curtailment-Turnkey-Other | Small Industrial | Retail Trade | Winter Morning | MW of Load | 1 | 2032 | 0.0061443
ENS | Preferred Plan | C&I Curtailment | C&I Curtailment-Turnkey-Other | Small Industrial | Services | Winter Morning | MW of Load | 1 | 2032 | 0.0019411
ENS | Preferred Plan | C&I Curtailment | C&I Curtailment-Turnkey-Industrial | Small Industrial | Manufacturing | Winter Morning | MW of Load | 1 | 2032 | 0.02111
ENS | Preferred Plan | C&I Curtailment | C&I Curtailment-Turnkey-Manual HVAC Control | Small Industrial | Miscellaneous | Winter Evening | MW of Load | 1 | 2032 | 0.30432
ENS | Preferred Plan | C&I Curtailment | C&I Curtailment-Turnkey-Manual HVAC Control | Small Industrial | Offices | Winter Evening | MW of Load | 1 | 2032 | 0.0038998
ENS | Preferred Plan | C&I Curtailment | C&I Curtailment-Turnkey-Manual HVAC Control | Small Industrial | Retail Trade | Winter Evening | MW of Load | 1 | 2032 | 0.012854
ENS | Preferred Plan | C&I Curtailment | C&I Curtailment-Turnkey-Manual HVAC Control | Small Industrial | Services | Winter Evening | MW of Load | 1 | 2032 | 0.0040608
ENS | Preferred Plan | C&I Curtailment | C&I Curtailment-Turnkey-Auto-DR HVAC Control | Small Industrial | Miscellaneous | Winter Evening | MW of Load | 1 | 2032 | 0.037721
ENS | Preferred Plan | C&I Curtailment | C&I Curtailment-Turnkey-Auto-DR HVAC Control | Small Industrial | Offices | Winter Evening | MW of Load | 1 | 2032 | 0.00048338
ENS | Preferred Plan | C&I Curtailment | C&I Curtailment-Turnkey-Auto-DR HVAC Control | Small Industrial | Retail Trade | Winter Evening | MW of Load | 1 | 2032 | 0.0015932
ENS | Preferred Plan | C&I Curtailment | C&I Curtailment-Turnkey-Auto-DR HVAC Control | Small Industrial | Services | Winter Evening | MW of Load | 1 | 2032 | 0.00050334
ENS | Preferred Plan | C&I Curtailment | C&I Curtailment-Turnkey-Standard Lighting Control | Small Industrial | Miscellaneous | Winter Evening | MW of Load | 1 | 2032 | 0.094161
ENS | Preferred Plan | C&I Curtailment | C&I Curtailment-Turnkey-Standard Lighting Control | Small Industrial | Offices | Winter Evening | MW of Load | 1 | 2032 | 0.0005084
ENS | Preferred Plan | C&I Curtailment | C&I Curtailment-Turnkey-Standard Lighting Control | Small Industrial | Retail Trade | Winter Evening | MW of Load | 1 | 2032 | 0.0055628
ENS | Preferred Plan | C&I Curtailment | C&I Curtailment-Turnkey-Standard Lighting Control | Small Industrial | Services | Winter Evening | MW of Load | 1 | 2032 | 0.0017574
ENS | Preferred Plan | C&I Curtailment | C&I Curtailment-Turnkey-Water Heating Control | Small Industrial | Miscellaneous | Winter Evening | MW of Load | 1 | 2032 | 0.0079499
ENS | Preferred Plan | C&I Curtailment | C&I Curtailment-Turnkey-Water Heating Control | Small Industrial | Offices | Winter Evening | MW of Load | 1 | 2032 | 4.0296e-05
ENS | Preferred Plan | C&I Curtailment | C&I Curtailment-Turnkey-Water Heating Control | Small Industrial | Retail Trade | Winter Evening | MW of Load | 1 | 2032 | 0.00076787
ENS | Preferred Plan | C&I Curtailment | C&I Curtailment-Turnkey-Water Heating Control | Small Industrial | Services | Winter Evening | MW of Load | 1 | 2032 | 0.00024259
ENS | Preferred Plan | C&I Curtailment | C&I Curtailment-Turnkey-Other | Small Industrial | Miscellaneous | Winter Evening | MW of Load | 1 | 2032 | 0.12192
ENS | Preferred Plan | C&I Curtailment | C&I Curtailment-Turnkey-Other | Small Industrial | Offices | Winter Evening | MW of Load | 1 | 2032 | 0.00076075
ENS | Preferred Plan | C&I Curtailment | C&I Curtailment-Turnkey-Other | Small Industrial | Retail Trade | Winter Evening | MW of Load | 1 | 2032 | 0.0084346
ENS | Preferred Plan | C&I Curtailment | C&I Curtailment-Turnkey-Other | Small Industrial | Services | Winter Evening | MW of Load | 1 | 2032 | 0.0026647
ENS | Preferred Plan | C&I Curtailment | C&I Curtailment-Turnkey-Industrial | Small Industrial | Manufacturing | Winter Evening | MW of Load | 1 | 2032 | 0.02898
ENS | Preferred Plan | C&I Curtailment | C&I Curtailment-Turnkey-Manual HVAC Control | Medium Industrial | Miscellaneous | Winter Morning | MW of Load | 1 | 2032 | 4.2251
ENS | Preferred Plan | C&I Curtailment | C&I Curtailment-Turnkey-Manual HVAC Control | Medium Industrial | Offices | Winter Morning | MW of Load | 1 | 2032 | 0.068155
ENS | Preferred Plan | C&I Curtailment | C&I Curtailment-Turnkey-Manual HVAC Control | Medium Industrial | Retail Trade | Winter Morning | MW of Load | 1 | 2032 | 0.93361
ENS | Preferred Plan | C&I Curtailment | C&I Curtailment-Turnkey-Manual HVAC Control | Medium Industrial | Services | Winter Morning | MW of Load | 1 | 2032 | 0.04299
ENS | Preferred Plan | C&I Curtailment | C&I Curtailment-Turnkey-Auto-DR HVAC Control | Medium Industrial | Miscellaneous | Winter Morning | MW of Load | 1 | 2032 | 0.5237
ENS | Preferred Plan | C&I Curtailment | C&I Curtailment-Turnkey-Auto-DR HVAC Control | Medium Industrial | Offices | Winter Morning | MW of Load | 1 | 2032 | 0.0084478
ENS | Preferred Plan | C&I Curtailment | C&I Curtailment-Turnkey-Auto-DR HVAC Control | Medium Industrial | Retail Trade | Winter Morning | MW of Load | 1 | 2032 | 0.11572
ENS | Preferred Plan | C&I Curtailment | C&I Curtailment-Turnkey-Auto-DR HVAC Control | Medium Industrial | Services | Winter Morning | MW of Load | 1 | 2032 | 0.0053286
ENS | Preferred Plan | C&I Curtailment | C&I Curtailment-Turnkey-Standard Lighting Control | Medium Industrial | Miscellaneous | Winter Morning | MW of Load | 1 | 2032 | 1.3073
ENS | Preferred Plan | C&I Curtailment | C&I Curtailment-Turnkey-Standard Lighting Control | Medium Industrial | Offices | Winter Morning | MW of Load | 1 | 2032 | 0.008885
ENS | Preferred Plan | C&I Curtailment | C&I Curtailment-Turnkey-Standard Lighting Control | Medium Industrial | Retail Trade | Winter Morning | MW of Load | 1 | 2032 | 0.40404
ENS | Preferred Plan | C&I Curtailment | C&I Curtailment-Turnkey-Standard Lighting Control | Medium Industrial | Services | Winter Morning | MW of Load | 1 | 2032 | 0.018605
ENS | Preferred Plan | C&I Curtailment | C&I Curtailment-Turnkey-Water Heating Control | Medium Industrial | Miscellaneous | Winter Morning | MW of Load | 1 | 2032 | 0.11037
ENS | Preferred Plan | C&I Curtailment | C&I Curtailment-Turnkey-Water Heating Control | Medium Industrial | Offices | Winter Morning | MW of Load | 1 | 2032 | 0.00070423
ENS | Preferred Plan | C&I Curtailment | C&I Curtailment-Turnkey-Water Heating Control | Medium Industrial | Retail Trade | Winter Morning | MW of Load | 1 | 2032 | 0.055773
ENS | Preferred Plan | C&I Curtailment | C&I Curtailment-Turnkey-Water Heating Control | Medium Industrial | Services | Winter Morning | MW of Load | 1 | 2032 | 0.0025682
ENS | Preferred Plan | C&I Curtailment | C&I Curtailment-Turnkey-Other | Medium Industrial | Miscellaneous | Winter Morning | MW of Load | 1 | 2032 | 1.6926
ENS | Preferred Plan | C&I Curtailment | C&I Curtailment-Turnkey-Other | Medium Industrial | Offices | Winter Morning | MW of Load | 1 | 2032 | 0.013295
ENS | Preferred Plan | C&I Curtailment | C&I Curtailment-Turnkey-Other | Medium Industrial | Retail Trade | Winter Morning | MW of Load | 1 | 2032 | 0.61264
ENS | Preferred Plan | C&I Curtailment | C&I Curtailment-Turnkey-Other | Medium Industrial | Services | Winter Morning | MW of Load | 1 | 2032 | 0.02821
ENS | Preferred Plan | C&I Curtailment | C&I Curtailment-Turnkey-Manual HVAC Control | Medium Industrial | Miscellaneous | Winter Evening | MW of Load | 1 | 2032 | 4.0871
ENS | Preferred Plan | C&I Curtailment | C&I Curtailment-Turnkey-Manual HVAC Control | Medium Industrial | Offices | Winter Evening | MW of Load | 1 | 2032 | 0.065929
ENS | Preferred Plan | C&I Curtailment | C&I Curtailment-Turnkey-Manual HVAC Control | Medium Industrial | Retail Trade | Winter Evening | MW of Load | 1 | 2032 | 0.90312
ENS | Preferred Plan | C&I Curtailment | C&I Curtailment-Turnkey-Manual HVAC Control | Medium Industrial | Services | Winter Evening | MW of Load | 1 | 2032 | 0.041586
ENS | Preferred Plan | C&I Curtailment | C&I Curtailment-Turnkey-Auto-DR HVAC Control | Medium Industrial | Miscellaneous | Winter Evening | MW of Load | 1 | 2032 | 0.50659
ENS | Preferred Plan | C&I Curtailment | C&I Curtailment-Turnkey-Auto-DR HVAC Control | Medium Industrial | Offices | Winter Evening | MW of Load | 1 | 2032 | 0.008172
ENS | Preferred Plan | C&I Curtailment | C&I Curtailment-Turnkey-Auto-DR HVAC Control | Medium Industrial | Retail Trade | Winter Evening | MW of Load | 1 | 2032 | 0.11194
ENS | Preferred Plan | C&I Curtailment | C&I Curtailment-Turnkey-Auto-DR HVAC Control | Medium Industrial | Services | Winter Evening | MW of Load | 1 | 2032 | 0.0051546
ENS | Preferred Plan | C&I Curtailment | C&I Curtailment-Turnkey-Standard Lighting Control | Medium Industrial | Miscellaneous | Winter Evening | MW of Load | 1 | 2032 | 1.2646
ENS | Preferred Plan | C&I Curtailment | C&I Curtailment-Turnkey-Standard Lighting Control | Medium Industrial | Offices | Winter Evening | MW of Load | 1 | 2032 | 0.0085949
ENS | Preferred Plan | C&I Curtailment | C&I Curtailment-Turnkey-Standard Lighting Control | Medium Industrial | Retail Trade | Winter Evening | MW of Load | 1 | 2032 | 0.39085
ENS | Preferred Plan | C&I Curtailment | C&I Curtailment-Turnkey-Standard Lighting Control | Medium Industrial | Services | Winter Evening | MW of Load | 1 | 2032 | 0.017997
ENS | Preferred Plan | C&I Curtailment | C&I Curtailment-Turnkey-Water Heating Control | Medium Industrial | Miscellaneous | Winter Evening | MW of Load | 1 | 2032 | 0.10677
ENS | Preferred Plan | C&I Curtailment | C&I Curtailment-Turnkey-Water Heating Control | Medium Industrial | Offices | Winter Evening | MW of Load | 1 | 2032 | 0.00068124
ENS | Preferred Plan | C&I Curtailment | C&I Curtailment-Turnkey-Water Heating Control | Medium Industrial | Retail Trade | Winter Evening | MW of Load | 1 | 2032 | 0.053952
ENS | Preferred Plan | C&I Curtailment | C&I Curtailment-Turnkey-Water Heating Control | Medium Industrial | Services | Winter Evening | MW of Load | 1 | 2032 | 0.0024843
ENS | Preferred Plan | C&I Curtailment | C&I Curtailment-Turnkey-Other | Medium Industrial | Miscellaneous | Winter Evening | MW of Load | 1 | 2032 | 1.6373
ENS | Preferred Plan | C&I Curtailment | C&I Curtailment-Turnkey-Other | Medium Industrial | Offices | Winter Evening | MW of Load | 1 | 2032 | 0.012861
ENS | Preferred Plan | C&I Curtailment | C&I Curtailment-Turnkey-Other | Medium Industrial | Retail Trade | Winter Evening | MW of Load | 1 | 2032 | 0.59263
ENS | Preferred Plan | C&I Curtailment | C&I Curtailment-Turnkey-Other | Medium Industrial | Services | Winter Evening | MW of Load | 1 | 2032 | 0.027289
ENS | Preferred Plan | C&I Curtailment | C&I Curtailment-Turnkey-Manual HVAC Control | Large Industrial | Miscellaneous | Winter Morning | MW of Load | 1 | 2032 | 0.08689
ENS | Preferred Plan | C&I Curtailment | C&I Curtailment-Turnkey-Auto-DR HVAC Control | Large Industrial | Miscellaneous | Winter Morning | MW of Load | 1 | 2032 | 0.01077
ENS | Preferred Plan | C&I Curtailment | C&I Curtailment-Turnkey-Standard Lighting Control | Large Industrial | Miscellaneous | Winter Morning | MW of Load | 1 | 2032 | 0.037562
ENS | Preferred Plan | C&I Curtailment | C&I Curtailment-Turnkey-Water Heating Control | Large Industrial | Miscellaneous | Winter Morning | MW of Load | 1 | 2032 | 0.0019075
ENS | Preferred Plan | C&I Curtailment | C&I Curtailment-Turnkey-Other | Large Industrial | Miscellaneous | Winter Morning | MW of Load | 1 | 2032 | 0.04077
ENS | Preferred Plan | C&I Curtailment | C&I Curtailment-Turnkey-Industrial | Large Industrial | Manufacturing | Winter Morning | MW of Load | 1 | 2032 | 0.007957
ENS | Preferred Plan | C&I Curtailment | C&I Curtailment-Turnkey-Manual HVAC Control | Large Industrial | Miscellaneous | Winter Evening | MW of Load | 1 | 2032 | 0.086372
ENS | Preferred Plan | C&I Curtailment | C&I Curtailment-Turnkey-Auto-DR HVAC Control | Large Industrial | Miscellaneous | Winter Evening | MW of Load | 1 | 2032 | 0.010706
ENS | Preferred Plan | C&I Curtailment | C&I Curtailment-Turnkey-Standard Lighting Control | Large Industrial | Miscellaneous | Winter Evening | MW of Load | 1 | 2032 | 0.037338
ENS | Preferred Plan | C&I Curtailment | C&I Curtailment-Turnkey-Water Heating Control | Large Industrial | Miscellaneous | Winter Evening | MW of Load | 1 | 2032 | 0.0018961
ENS | Preferred Plan | C&I Curtailment | C&I Curtailment-Turnkey-Other | Large Industrial | Miscellaneous | Winter Evening | MW of Load | 1 | 2032 | 0.040527
ENS | Preferred Plan | C&I Curtailment | C&I Curtailment-Turnkey-Industrial | Large Industrial | Manufacturing | Winter Evening | MW of Load | 1 | 2032 | 0.0079096
ENS | Preferred Plan | C&I Loadshift to BUGs | C&I Loadshift to BUGs | Large General | Miscellaneous | Winter Morning | MW of Load | 1 | 2032 | 2.9529
ENS | Preferred Plan | C&I Loadshift to BUGs | C&I Loadshift to BUGs | Large General | Miscellaneous | Winter Evening | MW of Load | 1 | 2032 | 2.5399
ENS | Preferred Plan | C&I Loadshift to BUGs | C&I Loadshift to BUGs | Small Industrial | Miscellaneous | Winter Morning | MW of Load | 1 | 2032 | 0.82929
ENS | Preferred Plan | C&I Loadshift to BUGs | C&I Loadshift to BUGs | Small Industrial | Miscellaneous | Winter Evening | MW of Load | 1 | 2032 | 1.1384
ENS | Preferred Plan | C&I Loadshift to BUGs | C&I Loadshift to BUGs | Medium Industrial | Manufacturing | Winter Morning | MW of Load | 1 | 2032 | 0.5732
ENS | Preferred Plan | C&I Loadshift to BUGs | C&I Loadshift to BUGs | Medium Industrial | Miscellaneous | Winter Morning | MW of Load | 1 | 2032 | 2.4877
ENS | Preferred Plan | C&I Loadshift to BUGs | C&I Loadshift to BUGs | Medium Industrial | Manufacturing | Winter Evening | MW of Load | 1 | 2032 | 0.55449
ENS | Preferred Plan | C&I Loadshift to BUGs | C&I Loadshift to BUGs | Medium Industrial | Miscellaneous | Winter Evening | MW of Load | 1 | 2032 | 2.4065
ENS | Preferred Plan | Dynamic Pricing | Dynamic Pricing with enabling tech. | Small General | Manufacturing | Winter Morning | MW of Load | 1 | 2032 | 0.0085778
ENS | Preferred Plan | Dynamic Pricing | Dynamic Pricing with enabling tech. | Small General | Manufacturing | Winter Evening | MW of Load | 1 | 2032 | 0.0099565
ENS | Preferred Plan | Dynamic Pricing | Dynamic Pricing with enabling tech. | Residential Charitable | Residential LI | Winter Morning | MW of Load | 1 | 2032 | 3.7679
ENS | Preferred Plan | Dynamic Pricing | Dynamic Pricing with enabling tech. | Residential Charitable | Residential Market Rate | Winter Morning | MW of Load | 1 | 2032 | 21.3974
ENS | Preferred Plan | Dynamic Pricing | Dynamic Pricing w/o enabling tech. | Residential Charitable | Residential LI | Winter Morning | MW of Load | 1 | 2032 | 1.9831
ENS | Preferred Plan | Dynamic Pricing | Dynamic Pricing w/o enabling tech. | Residential Charitable | Residential Market Rate | Winter Morning | MW of Load | 1 | 2032 | 11.2618
ENS | Preferred Plan | Dynamic Pricing | Dynamic Pricing with enabling tech. | Residential Charitable | Residential LI | Winter Evening | MW of Load | 1 | 2032 | 4.2894
ENS | Preferred Plan | Dynamic Pricing | Dynamic Pricing with enabling tech. | Residential Charitable | Residential Market Rate | Winter Evening | MW of Load | 1 | 2032 | 24.3586
ENS | Preferred Plan | Dynamic Pricing | Dynamic Pricing w/o enabling tech. | Residential Charitable | Residential LI | Winter Evening | MW of Load | 1 | 2032 | 2.2576
ENS | Preferred Plan | Dynamic Pricing | Dynamic Pricing w/o enabling tech. | Residential Charitable | Residential Market Rate | Winter Evening | MW of Load | 1 | 2032 | 12.8203
ENS | Preferred Plan | Behavioral DR | Behavioral DR | Residential Charitable | Residential LI | Winter Morning | MW of Load | 1 | 2032 | 0.44017
ENS | Preferred Plan | Behavioral DR | Behavioral DR | Residential Charitable | Residential Market Rate | Winter Morning | MW of Load | 1 | 2032 | 2.5087
ENS | Preferred Plan | Behavioral DR | Behavioral DR | Residential Charitable | Residential LI | Winter Evening | MW of Load | 1 | 2032 | 0.50108
ENS | Preferred Plan | Behavioral DR | Behavioral DR | Residential Charitable | Residential Market Rate | Winter Evening | MW of Load | 1 | 2032 | 2.8558
ENS | Preferred Plan | Time-of-Use Rates (TOU) | Time-of-Use Rates (TOU) | Residential Charitable | Residential LI | Winter Morning | MW of Load | 0 | 2032 | 0.3707
ENS | Preferred Plan | Time-of-Use Rates (TOU) | Time-of-Use Rates (TOU) | Residential Charitable | Residential Market Rate | Winter Morning | MW of Load | 0 | 2032 | 2.1128
ENS | Preferred Plan | Time-of-Use Rates (TOU) | Time-of-Use Rates (TOU) | Residential Charitable | Residential LI | Winter Evening | MW of Load | 0 | 2032 | 0.422
ENS | Preferred Plan | Time-of-Use Rates (TOU) | Time-of-Use Rates (TOU) | Residential Charitable | Residential Market Rate | Winter Evening | MW of Load | 0 | 2032 | 2.4052
ENS | Preferred Plan | DLC-Thermostat | DLC-Thermostat-BYOT-Central Heat Pump | Residential Charitable | Residential LI | Winter Morning | MW of Load | 0 | 2033 | 0.028042
ENS | Preferred Plan | DLC-Thermostat | DLC-Thermostat-BYOT-Central Heat Pump | Residential Charitable | Residential Market Rate | Winter Morning | MW of Load | 0 | 2033 | 0.1716
ENS | Preferred Plan | DLC-Thermostat | DLC-Thermostat-DI-Baseboard Heating | Residential Charitable | Residential LI | Winter Morning | MW of Load | 0 | 2033 | 0.14275
ENS | Preferred Plan | DLC-Thermostat | DLC-Thermostat-DI-Baseboard Heating | Residential Charitable | Residential Market Rate | Winter Morning | MW of Load | 0 | 2033 | 1.3589
ENS | Preferred Plan | DLC-Thermostat | DLC-Thermostat-BYOT-Baseboard Heating | Residential Charitable | Residential LI | Winter Morning | MW of Load | 0 | 2033 | 0.016691
ENS | Preferred Plan | DLC-Thermostat | DLC-Thermostat-BYOT-Baseboard Heating | Residential Charitable | Residential Market Rate | Winter Morning | MW of Load | 0 | 2033 | 0.15888
ENS | Preferred Plan | DLC-Thermostat | DLC-Thermostat-DI-MSHP | Residential Charitable | Residential LI | Winter Morning | MW of Load | 0 | 2033 | 0.08272
ENS | Preferred Plan | DLC-Thermostat | DLC-Thermostat-DI-MSHP | Residential Charitable | Residential Market Rate | Winter Morning | MW of Load | 0 | 2033 | 0.78741
ENS | Preferred Plan | DLC-Thermostat | DLC-Thermostat-BYOT-MSHP | Residential Charitable | Residential LI | Winter Morning | MW of Load | 0 | 2033 | 0.0075594
ENS | Preferred Plan | DLC-Thermostat | DLC-Thermostat-BYOT-MSHP | Residential Charitable | Residential Market Rate | Winter Morning | MW of Load | 0 | 2033 | 0.071958
ENS | Preferred Plan | DLC-Thermostat | DLC-Thermostat-BYOT-Central Heat Pump | Residential Charitable | Residential LI | Winter Evening | MW of Load | 0 | 2033 | 0.028042
ENS | Preferred Plan | DLC-Thermostat | DLC-Thermostat-BYOT-Central Heat Pump | Residential Charitable | Residential Market Rate | Winter Evening | MW of Load | 0 | 2033 | 0.1716
ENS | Preferred Plan | DLC-Thermostat | DLC-Thermostat-DI-Baseboard Heating | Residential Charitable | Residential LI | Winter Evening | MW of Load | 0 | 2033 | 0.14275
ENS | Preferred Plan | DLC-Thermostat | DLC-Thermostat-DI-Baseboard Heating | Residential Charitable | Residential Market Rate | Winter Evening | MW of Load | 0 | 2033 | 1.3589
ENS | Preferred Plan | DLC-Thermostat | DLC-Thermostat-BYOT-Baseboard Heating | Residential Charitable | Residential LI | Winter Evening | MW of Load | 0 | 2033 | 0.016691
ENS | Preferred Plan | DLC-Thermostat | DLC-Thermostat-BYOT-Baseboard Heating | Residential Charitable | Residential Market Rate | Winter Evening | MW of Load | 0 | 2033 | 0.15888
ENS | Preferred Plan | DLC-Thermostat | DLC-Thermostat-DI-MSHP | Residential Charitable | Residential LI | Winter Evening | MW of Load | 0 | 2033 | 0.08272
ENS | Preferred Plan | DLC-Thermostat | DLC-Thermostat-DI-MSHP | Residential Charitable | Residential Market Rate | Winter Evening | MW of Load | 0 | 2033 | 0.78741
ENS | Preferred Plan | DLC-Thermostat | DLC-Thermostat-BYOT-MSHP | Residential Charitable | Residential LI | Winter Evening | MW of Load | 0 | 2033 | 0.0075594
ENS | Preferred Plan | DLC-Thermostat | DLC-Thermostat-BYOT-MSHP | Residential Charitable | Residential Market Rate | Winter Evening | MW of Load | 0 | 2033 | 0.071958
ENS | Preferred Plan | DLC-Water Heating | DLC-Switch-Water Heating | Residential Charitable | Residential LI | Winter Morning | MW of Load | 0 | 2033 | 0.088122
ENS | Preferred Plan | DLC-Water Heating | DLC-Switch-Water Heating | Residential Charitable | Residential Market Rate | Winter Morning | MW of Load | 0 | 2033 | 1.0066
ENS | Preferred Plan | DLC-Water Heating | DLC-Switch-Water Heating | Residential Charitable | Residential LI | Winter Evening | MW of Load | 0 | 2033 | 0.074481
ENS | Preferred Plan | DLC-Water Heating | DLC-Switch-Water Heating | Residential Charitable | Residential Market Rate | Winter Evening | MW of Load | 0 | 2033 | 0.85079
ENS | Preferred Plan | C&I Curtailment | C&I Curtailment-Turnkey-Manual HVAC Control | General | Miscellaneous | Winter Morning | MW of Load | 1 | 2033 | 1.6664
ENS | Preferred Plan | C&I Curtailment | C&I Curtailment-Turnkey-Manual HVAC Control | General | Offices | Winter Morning | MW of Load | 1 | 2033 | 0.11452
ENS | Preferred Plan | C&I Curtailment | C&I Curtailment-Turnkey-Manual HVAC Control | General | Retail Trade | Winter Morning | MW of Load | 1 | 2033 | 0.38273
ENS | Preferred Plan | C&I Curtailment | C&I Curtailment-Turnkey-Manual HVAC Control | General | Services | Winter Morning | MW of Load | 1 | 2033 | 0.24746
ENS | Preferred Plan | C&I Curtailment | C&I Curtailment-Turnkey-Auto-DR HVAC Control | General | Miscellaneous | Winter Morning | MW of Load | 1 | 2033 | 0.25819
ENS | Preferred Plan | C&I Curtailment | C&I Curtailment-Turnkey-Auto-DR HVAC Control | General | Offices | Winter Morning | MW of Load | 1 | 2033 | 0.017743
ENS | Preferred Plan | C&I Curtailment | C&I Curtailment-Turnkey-Auto-DR HVAC Control | General | Retail Trade | Winter Morning | MW of Load | 1 | 2033 | 0.0593
ENS | Preferred Plan | C&I Curtailment | C&I Curtailment-Turnkey-Auto-DR HVAC Control | General | Services | Winter Morning | MW of Load | 1 | 2033 | 0.038341
ENS | Preferred Plan | C&I Curtailment | C&I Curtailment-Turnkey-Standard Lighting Control | General | Miscellaneous | Winter Morning | MW of Load | 1 | 2033 | 0.69365
ENS | Preferred Plan | C&I Curtailment | C&I Curtailment-Turnkey-Standard Lighting Control | General | Offices | Winter Morning | MW of Load | 1 | 2033 | 0.013617
ENS | Preferred Plan | C&I Curtailment | C&I Curtailment-Turnkey-Standard Lighting Control | General | Retail Trade | Winter Morning | MW of Load | 1 | 2033 | 0.15248
ENS | Preferred Plan | C&I Curtailment | C&I Curtailment-Turnkey-Standard Lighting Control | General | Services | Winter Morning | MW of Load | 1 | 2033 | 0.098718
ENS | Preferred Plan | C&I Curtailment | C&I Curtailment-Turnkey-Water Heating Control | General | Miscellaneous | Winter Morning | MW of Load | 1 | 2033 | 0.046509
ENS | Preferred Plan | C&I Curtailment | C&I Curtailment-Turnkey-Water Heating Control | General | Offices | Winter Morning | MW of Load | 1 | 2033 | 0.0012349
ENS | Preferred Plan | C&I Curtailment | C&I Curtailment-Turnkey-Water Heating Control | General | Retail Trade | Winter Morning | MW of Load | 1 | 2033 | 0.025079
ENS | Preferred Plan | C&I Curtailment | C&I Curtailment-Turnkey-Water Heating Control | General | Services | Winter Morning | MW of Load | 1 | 2033 | 0.016194
ENS | Preferred Plan | C&I Curtailment | C&I Curtailment-Turnkey-Other | General | Miscellaneous | Winter Morning | MW of Load | 1 | 2033 | 0.81228
ENS | Preferred Plan | C&I Curtailment | C&I Curtailment-Turnkey-Other | General | Offices | Winter Morning | MW of Load | 1 | 2033 | 0.022092
ENS | Preferred Plan | C&I Curtailment | C&I Curtailment-Turnkey-Other | General | Retail Trade | Winter Morning | MW of Load | 1 | 2033 | 0.25765
ENS | Preferred Plan | C&I Curtailment | C&I Curtailment-Turnkey-Other | General | Services | Winter Morning | MW of Load | 1 | 2033 | 0.16652
ENS | Preferred Plan | C&I Curtailment | C&I Curtailment-Turnkey-Manual HVAC Control | General | Miscellaneous | Winter Evening | MW of Load | 1 | 2033 | 1.9511
ENS | Preferred Plan | C&I Curtailment | C&I Curtailment-Turnkey-Manual HVAC Control | General | Offices | Winter Evening | MW of Load | 1 | 2033 | 0.13408
ENS | Preferred Plan | C&I Curtailment | C&I Curtailment-Turnkey-Manual HVAC Control | General | Retail Trade | Winter Evening | MW of Load | 1 | 2033 | 0.44812
ENS | Preferred Plan | C&I Curtailment | C&I Curtailment-Turnkey-Manual HVAC Control | General | Services | Winter Evening | MW of Load | 1 | 2033 | 0.28974
ENS | Preferred Plan | C&I Curtailment | C&I Curtailment-Turnkey-Auto-DR HVAC Control | General | Miscellaneous | Winter Evening | MW of Load | 1 | 2033 | 0.30229
ENS | Preferred Plan | C&I Curtailment | C&I Curtailment-Turnkey-Auto-DR HVAC Control | General | Offices | Winter Evening | MW of Load | 1 | 2033 | 0.020774
ENS | Preferred Plan | C&I Curtailment | C&I Curtailment-Turnkey-Auto-DR HVAC Control | General | Retail Trade | Winter Evening | MW of Load | 1 | 2033 | 0.069431
ENS | Preferred Plan | C&I Curtailment | C&I Curtailment-Turnkey-Auto-DR HVAC Control | General | Services | Winter Evening | MW of Load | 1 | 2033 | 0.044891
ENS | Preferred Plan | C&I Curtailment | C&I Curtailment-Turnkey-Standard Lighting Control | General | Miscellaneous | Winter Evening | MW of Load | 1 | 2033 | 0.81215
ENS | Preferred Plan | C&I Curtailment | C&I Curtailment-Turnkey-Standard Lighting Control | General | Offices | Winter Evening | MW of Load | 1 | 2033 | 0.015943
ENS | Preferred Plan | C&I Curtailment | C&I Curtailment-Turnkey-Standard Lighting Control | General | Retail Trade | Winter Evening | MW of Load | 1 | 2033 | 0.17853
ENS | Preferred Plan | C&I Curtailment | C&I Curtailment-Turnkey-Standard Lighting Control | General | Services | Winter Evening | MW of Load | 1 | 2033 | 0.11558
ENS | Preferred Plan | C&I Curtailment | C&I Curtailment-Turnkey-Water Heating Control | General | Miscellaneous | Winter Evening | MW of Load | 1 | 2033 | 0.054454
ENS | Preferred Plan | C&I Curtailment | C&I Curtailment-Turnkey-Water Heating Control | General | Offices | Winter Evening | MW of Load | 1 | 2033 | 0.0014459
ENS | Preferred Plan | C&I Curtailment | C&I Curtailment-Turnkey-Water Heating Control | General | Retail Trade | Winter Evening | MW of Load | 1 | 2033 | 0.029364
ENS | Preferred Plan | C&I Curtailment | C&I Curtailment-Turnkey-Water Heating Control | General | Services | Winter Evening | MW of Load | 1 | 2033 | 0.01896
ENS | Preferred Plan | C&I Curtailment | C&I Curtailment-Turnkey-Other | General | Miscellaneous | Winter Evening | MW of Load | 1 | 2033 | 0.95105
ENS | Preferred Plan | C&I Curtailment | C&I Curtailment-Turnkey-Other | General | Offices | Winter Evening | MW of Load | 1 | 2033 | 0.025866
ENS | Preferred Plan | C&I Curtailment | C&I Curtailment-Turnkey-Other | General | Retail Trade | Winter Evening | MW of Load | 1 | 2033 | 0.30167
ENS | Preferred Plan | C&I Curtailment | C&I Curtailment-Turnkey-Other | General | Services | Winter Evening | MW of Load | 1 | 2033 | 0.19497
ENS | Preferred Plan | C&I Curtailment | C&I Curtailment-Turnkey-Manual HVAC Control | Large General | Miscellaneous | Winter Morning | MW of Load | 1 | 2033 | 1.3216
ENS | Preferred Plan | C&I Curtailment | C&I Curtailment-Turnkey-Manual HVAC Control | Large General | Retail Trade | Winter Morning | MW of Load | 1 | 2033 | 0.055104
ENS | Preferred Plan | C&I Curtailment | C&I Curtailment-Turnkey-Manual HVAC Control | Large General | Services | Winter Morning | MW of Load | 1 | 2033 | 0.088242
ENS | Preferred Plan | C&I Curtailment | C&I Curtailment-Turnkey-Auto-DR HVAC Control | Large General | Miscellaneous | Winter Morning | MW of Load | 1 | 2033 | 0.20477
ENS | Preferred Plan | C&I Curtailment | C&I Curtailment-Turnkey-Auto-DR HVAC Control | Large General | Retail Trade | Winter Morning | MW of Load | 1 | 2033 | 0.0085376
ENS | Preferred Plan | C&I Curtailment | C&I Curtailment-Turnkey-Auto-DR HVAC Control | Large General | Services | Winter Morning | MW of Load | 1 | 2033 | 0.013672
ENS | Preferred Plan | C&I Curtailment | C&I Curtailment-Turnkey-Standard Lighting Control | Large General | Miscellaneous | Winter Morning | MW of Load | 1 | 2033 | 0.57133
ENS | Preferred Plan | C&I Curtailment | C&I Curtailment-Turnkey-Standard Lighting Control | Large General | Retail Trade | Winter Morning | MW of Load | 1 | 2033 | 0.02181
ENS | Preferred Plan | C&I Curtailment | C&I Curtailment-Turnkey-Standard Lighting Control | Large General | Services | Winter Morning | MW of Load | 1 | 2033 | 0.034926
ENS | Preferred Plan | C&I Curtailment | C&I Curtailment-Turnkey-Water Heating Control | Large General | Miscellaneous | Winter Morning | MW of Load | 1 | 2033 | 0.029014
ENS | Preferred Plan | C&I Curtailment | C&I Curtailment-Turnkey-Water Heating Control | Large General | Retail Trade | Winter Morning | MW of Load | 1 | 2033 | 0.0036349
ENS | Preferred Plan | C&I Curtailment | C&I Curtailment-Turnkey-Water Heating Control | Large General | Services | Winter Morning | MW of Load | 1 | 2033 | 0.0058209
ENS | Preferred Plan | C&I Curtailment | C&I Curtailment-Turnkey-Other | Large General | Miscellaneous | Winter Morning | MW of Load | 1 | 2033 | 0.62013
ENS | Preferred Plan | C&I Curtailment | C&I Curtailment-Turnkey-Other | Large General | Retail Trade | Winter Morning | MW of Load | 1 | 2033 | 0.037165
ENS | Preferred Plan | C&I Curtailment | C&I Curtailment-Turnkey-Other | Large General | Services | Winter Morning | MW of Load | 1 | 2033 | 0.059516
ENS | Preferred Plan | C&I Curtailment | C&I Curtailment-Turnkey-Manual HVAC Control | Large General | Miscellaneous | Winter Evening | MW of Load | 1 | 2033 | 1.1368
ENS | Preferred Plan | C&I Curtailment | C&I Curtailment-Turnkey-Manual HVAC Control | Large General | Retail Trade | Winter Evening | MW of Load | 1 | 2033 | 0.047398
ENS | Preferred Plan | C&I Curtailment | C&I Curtailment-Turnkey-Manual HVAC Control | Large General | Services | Winter Evening | MW of Load | 1 | 2033 | 0.075902
ENS | Preferred Plan | C&I Curtailment | C&I Curtailment-Turnkey-Auto-DR HVAC Control | Large General | Miscellaneous | Winter Evening | MW of Load | 1 | 2033 | 0.17614
ENS | Preferred Plan | C&I Curtailment | C&I Curtailment-Turnkey-Auto-DR HVAC Control | Large General | Retail Trade | Winter Evening | MW of Load | 1 | 2033 | 0.0073437
ENS | Preferred Plan | C&I Curtailment | C&I Curtailment-Turnkey-Auto-DR HVAC Control | Large General | Services | Winter Evening | MW of Load | 1 | 2033 | 0.01176
ENS | Preferred Plan | C&I Curtailment | C&I Curtailment-Turnkey-Standard Lighting Control | Large General | Miscellaneous | Winter Evening | MW of Load | 1 | 2033 | 0.49143
ENS | Preferred Plan | C&I Curtailment | C&I Curtailment-Turnkey-Standard Lighting Control | Large General | Retail Trade | Winter Evening | MW of Load | 1 | 2033 | 0.01876
ENS | Preferred Plan | C&I Curtailment | C&I Curtailment-Turnkey-Standard Lighting Control | Large General | Services | Winter Evening | MW of Load | 1 | 2033 | 0.030042
ENS | Preferred Plan | C&I Curtailment | C&I Curtailment-Turnkey-Water Heating Control | Large General | Miscellaneous | Winter Evening | MW of Load | 1 | 2033 | 0.024956
ENS | Preferred Plan | C&I Curtailment | C&I Curtailment-Turnkey-Water Heating Control | Large General | Retail Trade | Winter Evening | MW of Load | 1 | 2033 | 0.0031266
ENS | Preferred Plan | C&I Curtailment | C&I Curtailment-Turnkey-Water Heating Control | Large General | Services | Winter Evening | MW of Load | 1 | 2033 | 0.0050069
ENS | Preferred Plan | C&I Curtailment | C&I Curtailment-Turnkey-Other | Large General | Miscellaneous | Winter Evening | MW of Load | 1 | 2033 | 0.53341
ENS | Preferred Plan | C&I Curtailment | C&I Curtailment-Turnkey-Other | Large General | Retail Trade | Winter Evening | MW of Load | 1 | 2033 | 0.031968
ENS | Preferred Plan | C&I Curtailment | C&I Curtailment-Turnkey-Other | Large General | Services | Winter Evening | MW of Load | 1 | 2033 | 0.051194
ENS | Preferred Plan | C&I Curtailment | C&I Curtailment-Turnkey-Manual HVAC Control | Small Industrial | Miscellaneous | Winter Morning | MW of Load | 1 | 2033 | 0.22169
ENS | Preferred Plan | C&I Curtailment | C&I Curtailment-Turnkey-Manual HVAC Control | Small Industrial | Offices | Winter Morning | MW of Load | 1 | 2033 | 0.0028408
ENS | Preferred Plan | C&I Curtailment | C&I Curtailment-Turnkey-Manual HVAC Control | Small Industrial | Retail Trade | Winter Morning | MW of Load | 1 | 2033 | 0.0093634
ENS | Preferred Plan | C&I Curtailment | C&I Curtailment-Turnkey-Manual HVAC Control | Small Industrial | Services | Winter Morning | MW of Load | 1 | 2033 | 0.0029582
ENS | Preferred Plan | C&I Curtailment | C&I Curtailment-Turnkey-Auto-DR HVAC Control | Small Industrial | Miscellaneous | Winter Morning | MW of Load | 1 | 2033 | 0.034348
ENS | Preferred Plan | C&I Curtailment | C&I Curtailment-Turnkey-Auto-DR HVAC Control | Small Industrial | Offices | Winter Morning | MW of Load | 1 | 2033 | 0.00044015
ENS | Preferred Plan | C&I Curtailment | C&I Curtailment-Turnkey-Auto-DR HVAC Control | Small Industrial | Retail Trade | Winter Morning | MW of Load | 1 | 2033 | 0.0014508
ENS | Preferred Plan | C&I Curtailment | C&I Curtailment-Turnkey-Auto-DR HVAC Control | Small Industrial | Services | Winter Morning | MW of Load | 1 | 2033 | 0.00045833
ENS | Preferred Plan | C&I Curtailment | C&I Curtailment-Turnkey-Standard Lighting Control | Small Industrial | Miscellaneous | Winter Morning | MW of Load | 1 | 2033 | 0.068593
ENS | Preferred Plan | C&I Curtailment | C&I Curtailment-Turnkey-Standard Lighting Control | Small Industrial | Offices | Winter Morning | MW of Load | 1 | 2033 | 0.00037035
ENS | Preferred Plan | C&I Curtailment | C&I Curtailment-Turnkey-Standard Lighting Control | Small Industrial | Retail Trade | Winter Morning | MW of Load | 1 | 2033 | 0.0040523
ENS | Preferred Plan | C&I Curtailment | C&I Curtailment-Turnkey-Standard Lighting Control | Small Industrial | Services | Winter Morning | MW of Load | 1 | 2033 | 0.0012802
ENS | Preferred Plan | C&I Curtailment | C&I Curtailment-Turnkey-Water Heating Control | Small Industrial | Miscellaneous | Winter Morning | MW of Load | 1 | 2033 | 0.0057912
ENS | Preferred Plan | C&I Curtailment | C&I Curtailment-Turnkey-Water Heating Control | Small Industrial | Offices | Winter Morning | MW of Load | 1 | 2033 | 2.9354e-05
ENS | Preferred Plan | C&I Curtailment | C&I Curtailment-Turnkey-Water Heating Control | Small Industrial | Retail Trade | Winter Morning | MW of Load | 1 | 2033 | 0.00055936
ENS | Preferred Plan | C&I Curtailment | C&I Curtailment-Turnkey-Water Heating Control | Small Industrial | Services | Winter Morning | MW of Load | 1 | 2033 | 0.00017672
ENS | Preferred Plan | C&I Curtailment | C&I Curtailment-Turnkey-Other | Small Industrial | Miscellaneous | Winter Morning | MW of Load | 1 | 2033 | 0.08881
ENS | Preferred Plan | C&I Curtailment | C&I Curtailment-Turnkey-Other | Small Industrial | Offices | Winter Morning | MW of Load | 1 | 2033 | 0.00055418
ENS | Preferred Plan | C&I Curtailment | C&I Curtailment-Turnkey-Other | Small Industrial | Retail Trade | Winter Morning | MW of Load | 1 | 2033 | 0.0061443
ENS | Preferred Plan | C&I Curtailment | C&I Curtailment-Turnkey-Other | Small Industrial | Services | Winter Morning | MW of Load | 1 | 2033 | 0.0019411
ENS | Preferred Plan | C&I Curtailment | C&I Curtailment-Turnkey-Industrial | Small Industrial | Manufacturing | Winter Morning | MW of Load | 1 | 2033 | 0.02111
ENS | Preferred Plan | C&I Curtailment | C&I Curtailment-Turnkey-Manual HVAC Control | Small Industrial | Miscellaneous | Winter Evening | MW of Load | 1 | 2033 | 0.30432
ENS | Preferred Plan | C&I Curtailment | C&I Curtailment-Turnkey-Manual HVAC Control | Small Industrial | Offices | Winter Evening | MW of Load | 1 | 2033 | 0.0038998
ENS | Preferred Plan | C&I Curtailment | C&I Curtailment-Turnkey-Manual HVAC Control | Small Industrial | Retail Trade | Winter Evening | MW of Load | 1 | 2033 | 0.012854
ENS | Preferred Plan | C&I Curtailment | C&I Curtailment-Turnkey-Manual HVAC Control | Small Industrial | Services | Winter Evening | MW of Load | 1 | 2033 | 0.0040608
ENS | Preferred Plan | C&I Curtailment | C&I Curtailment-Turnkey-Auto-DR HVAC Control | Small Industrial | Miscellaneous | Winter Evening | MW of Load | 1 | 2033 | 0.047151
ENS | Preferred Plan | C&I Curtailment | C&I Curtailment-Turnkey-Auto-DR HVAC Control | Small Industrial | Offices | Winter Evening | MW of Load | 1 | 2033 | 0.00060423
ENS | Preferred Plan | C&I Curtailment | C&I Curtailment-Turnkey-Auto-DR HVAC Control | Small Industrial | Retail Trade | Winter Evening | MW of Load | 1 | 2033 | 0.0019915
ENS | Preferred Plan | C&I Curtailment | C&I Curtailment-Turnkey-Auto-DR HVAC Control | Small Industrial | Services | Winter Evening | MW of Load | 1 | 2033 | 0.00062918
ENS | Preferred Plan | C&I Curtailment | C&I Curtailment-Turnkey-Standard Lighting Control | Small Industrial | Miscellaneous | Winter Evening | MW of Load | 1 | 2033 | 0.094161
ENS | Preferred Plan | C&I Curtailment | C&I Curtailment-Turnkey-Standard Lighting Control | Small Industrial | Offices | Winter Evening | MW of Load | 1 | 2033 | 0.0005084
ENS | Preferred Plan | C&I Curtailment | C&I Curtailment-Turnkey-Standard Lighting Control | Small Industrial | Retail Trade | Winter Evening | MW of Load | 1 | 2033 | 0.0055628
ENS | Preferred Plan | C&I Curtailment | C&I Curtailment-Turnkey-Standard Lighting Control | Small Industrial | Services | Winter Evening | MW of Load | 1 | 2033 | 0.0017574
ENS | Preferred Plan | C&I Curtailment | C&I Curtailment-Turnkey-Water Heating Control | Small Industrial | Miscellaneous | Winter Evening | MW of Load | 1 | 2033 | 0.0079499
ENS | Preferred Plan | C&I Curtailment | C&I Curtailment-Turnkey-Water Heating Control | Small Industrial | Offices | Winter Evening | MW of Load | 1 | 2033 | 4.0296e-05
ENS | Preferred Plan | C&I Curtailment | C&I Curtailment-Turnkey-Water Heating Control | Small Industrial | Retail Trade | Winter Evening | MW of Load | 1 | 2033 | 0.00076787
ENS | Preferred Plan | C&I Curtailment | C&I Curtailment-Turnkey-Water Heating Control | Small Industrial | Services | Winter Evening | MW of Load | 1 | 2033 | 0.00024259
ENS | Preferred Plan | C&I Curtailment | C&I Curtailment-Turnkey-Other | Small Industrial | Miscellaneous | Winter Evening | MW of Load | 1 | 2033 | 0.12192
ENS | Preferred Plan | C&I Curtailment | C&I Curtailment-Turnkey-Other | Small Industrial | Offices | Winter Evening | MW of Load | 1 | 2033 | 0.00076075
ENS | Preferred Plan | C&I Curtailment | C&I Curtailment-Turnkey-Other | Small Industrial | Retail Trade | Winter Evening | MW of Load | 1 | 2033 | 0.0084346
ENS | Preferred Plan | C&I Curtailment | C&I Curtailment-Turnkey-Other | Small Industrial | Services | Winter Evening | MW of Load | 1 | 2033 | 0.0026647
ENS | Preferred Plan | C&I Curtailment | C&I Curtailment-Turnkey-Industrial | Small Industrial | Manufacturing | Winter Evening | MW of Load | 1 | 2033 | 0.02898
ENS | Preferred Plan | C&I Curtailment | C&I Curtailment-Turnkey-Manual HVAC Control | Medium Industrial | Miscellaneous | Winter Morning | MW of Load | 1 | 2033 | 4.2251
ENS | Preferred Plan | C&I Curtailment | C&I Curtailment-Turnkey-Manual HVAC Control | Medium Industrial | Offices | Winter Morning | MW of Load | 1 | 2033 | 0.068155
ENS | Preferred Plan | C&I Curtailment | C&I Curtailment-Turnkey-Manual HVAC Control | Medium Industrial | Retail Trade | Winter Morning | MW of Load | 1 | 2033 | 0.93361
ENS | Preferred Plan | C&I Curtailment | C&I Curtailment-Turnkey-Manual HVAC Control | Medium Industrial | Services | Winter Morning | MW of Load | 1 | 2033 | 0.04299
ENS | Preferred Plan | C&I Curtailment | C&I Curtailment-Turnkey-Auto-DR HVAC Control | Medium Industrial | Miscellaneous | Winter Morning | MW of Load | 1 | 2033 | 0.65462
ENS | Preferred Plan | C&I Curtailment | C&I Curtailment-Turnkey-Auto-DR HVAC Control | Medium Industrial | Offices | Winter Morning | MW of Load | 1 | 2033 | 0.01056
ENS | Preferred Plan | C&I Curtailment | C&I Curtailment-Turnkey-Auto-DR HVAC Control | Medium Industrial | Retail Trade | Winter Morning | MW of Load | 1 | 2033 | 0.14465
ENS | Preferred Plan | C&I Curtailment | C&I Curtailment-Turnkey-Auto-DR HVAC Control | Medium Industrial | Services | Winter Morning | MW of Load | 1 | 2033 | 0.0066608
ENS | Preferred Plan | C&I Curtailment | C&I Curtailment-Turnkey-Standard Lighting Control | Medium Industrial | Miscellaneous | Winter Morning | MW of Load | 1 | 2033 | 1.3073
ENS | Preferred Plan | C&I Curtailment | C&I Curtailment-Turnkey-Standard Lighting Control | Medium Industrial | Offices | Winter Morning | MW of Load | 1 | 2033 | 0.008885
ENS | Preferred Plan | C&I Curtailment | C&I Curtailment-Turnkey-Standard Lighting Control | Medium Industrial | Retail Trade | Winter Morning | MW of Load | 1 | 2033 | 0.40404
ENS | Preferred Plan | C&I Curtailment | C&I Curtailment-Turnkey-Standard Lighting Control | Medium Industrial | Services | Winter Morning | MW of Load | 1 | 2033 | 0.018605
ENS | Preferred Plan | C&I Curtailment | C&I Curtailment-Turnkey-Water Heating Control | Medium Industrial | Miscellaneous | Winter Morning | MW of Load | 1 | 2033 | 0.11037
ENS | Preferred Plan | C&I Curtailment | C&I Curtailment-Turnkey-Water Heating Control | Medium Industrial | Offices | Winter Morning | MW of Load | 1 | 2033 | 0.00070423
ENS | Preferred Plan | C&I Curtailment | C&I Curtailment-Turnkey-Water Heating Control | Medium Industrial | Retail Trade | Winter Morning | MW of Load | 1 | 2033 | 0.055773
ENS | Preferred Plan | C&I Curtailment | C&I Curtailment-Turnkey-Water Heating Control | Medium Industrial | Services | Winter Morning | MW of Load | 1 | 2033 | 0.0025682
ENS | Preferred Plan | C&I Curtailment | C&I Curtailment-Turnkey-Other | Medium Industrial | Miscellaneous | Winter Morning | MW of Load | 1 | 2033 | 1.6926
ENS | Preferred Plan | C&I Curtailment | C&I Curtailment-Turnkey-Other | Medium Industrial | Offices | Winter Morning | MW of Load | 1 | 2033 | 0.013295
ENS | Preferred Plan | C&I Curtailment | C&I Curtailment-Turnkey-Other | Medium Industrial | Retail Trade | Winter Morning | MW of Load | 1 | 2033 | 0.61264
ENS | Preferred Plan | C&I Curtailment | C&I Curtailment-Turnkey-Other | Medium Industrial | Services | Winter Morning | MW of Load | 1 | 2033 | 0.02821
ENS | Preferred Plan | C&I Curtailment | C&I Curtailment-Turnkey-Manual HVAC Control | Medium Industrial | Miscellaneous | Winter Evening | MW of Load | 1 | 2033 | 4.0871
ENS | Preferred Plan | C&I Curtailment | C&I Curtailment-Turnkey-Manual HVAC Control | Medium Industrial | Offices | Winter Evening | MW of Load | 1 | 2033 | 0.065929
ENS | Preferred Plan | C&I Curtailment | C&I Curtailment-Turnkey-Manual HVAC Control | Medium Industrial | Retail Trade | Winter Evening | MW of Load | 1 | 2033 | 0.90312
ENS | Preferred Plan | C&I Curtailment | C&I Curtailment-Turnkey-Manual HVAC Control | Medium Industrial | Services | Winter Evening | MW of Load | 1 | 2033 | 0.041586
ENS | Preferred Plan | C&I Curtailment | C&I Curtailment-Turnkey-Auto-DR HVAC Control | Medium Industrial | Miscellaneous | Winter Evening | MW of Load | 1 | 2033 | 0.63324
ENS | Preferred Plan | C&I Curtailment | C&I Curtailment-Turnkey-Auto-DR HVAC Control | Medium Industrial | Offices | Winter Evening | MW of Load | 1 | 2033 | 0.010215
ENS | Preferred Plan | C&I Curtailment | C&I Curtailment-Turnkey-Auto-DR HVAC Control | Medium Industrial | Retail Trade | Winter Evening | MW of Load | 1 | 2033 | 0.13993
ENS | Preferred Plan | C&I Curtailment | C&I Curtailment-Turnkey-Auto-DR HVAC Control | Medium Industrial | Services | Winter Evening | MW of Load | 1 | 2033 | 0.0064433
ENS | Preferred Plan | C&I Curtailment | C&I Curtailment-Turnkey-Standard Lighting Control | Medium Industrial | Miscellaneous | Winter Evening | MW of Load | 1 | 2033 | 1.2646
ENS | Preferred Plan | C&I Curtailment | C&I Curtailment-Turnkey-Standard Lighting Control | Medium Industrial | Offices | Winter Evening | MW of Load | 1 | 2033 | 0.0085949
ENS | Preferred Plan | C&I Curtailment | C&I Curtailment-Turnkey-Standard Lighting Control | Medium Industrial | Retail Trade | Winter Evening | MW of Load | 1 | 2033 | 0.39085
ENS | Preferred Plan | C&I Curtailment | C&I Curtailment-Turnkey-Standard Lighting Control | Medium Industrial | Services | Winter Evening | MW of Load | 1 | 2033 | 0.017997
ENS | Preferred Plan | C&I Curtailment | C&I Curtailment-Turnkey-Water Heating Control | Medium Industrial | Miscellaneous | Winter Evening | MW of Load | 1 | 2033 | 0.10677
ENS | Preferred Plan | C&I Curtailment | C&I Curtailment-Turnkey-Water Heating Control | Medium Industrial | Offices | Winter Evening | MW of Load | 1 | 2033 | 0.00068124
ENS | Preferred Plan | C&I Curtailment | C&I Curtailment-Turnkey-Water Heating Control | Medium Industrial | Retail Trade | Winter Evening | MW of Load | 1 | 2033 | 0.053952
ENS | Preferred Plan | C&I Curtailment | C&I Curtailment-Turnkey-Water Heating Control | Medium Industrial | Services | Winter Evening | MW of Load | 1 | 2033 | 0.0024843
ENS | Preferred Plan | C&I Curtailment | C&I Curtailment-Turnkey-Other | Medium Industrial | Miscellaneous | Winter Evening | MW of Load | 1 | 2033 | 1.6373
ENS | Preferred Plan | C&I Curtailment | C&I Curtailment-Turnkey-Other | Medium Industrial | Offices | Winter Evening | MW of Load | 1 | 2033 | 0.012861
ENS | Preferred Plan | C&I Curtailment | C&I Curtailment-Turnkey-Other | Medium Industrial | Retail Trade | Winter Evening | MW of Load | 1 | 2033 | 0.59263
ENS | Preferred Plan | C&I Curtailment | C&I Curtailment-Turnkey-Other | Medium Industrial | Services | Winter Evening | MW of Load | 1 | 2033 | 0.027289
ENS | Preferred Plan | C&I Curtailment | C&I Curtailment-Turnkey-Manual HVAC Control | Large Industrial | Miscellaneous | Winter Morning | MW of Load | 1 | 2033 | 0.08689
ENS | Preferred Plan | C&I Curtailment | C&I Curtailment-Turnkey-Auto-DR HVAC Control | Large Industrial | Miscellaneous | Winter Morning | MW of Load | 1 | 2033 | 0.013463
ENS | Preferred Plan | C&I Curtailment | C&I Curtailment-Turnkey-Standard Lighting Control | Large Industrial | Miscellaneous | Winter Morning | MW of Load | 1 | 2033 | 0.037562
ENS | Preferred Plan | C&I Curtailment | C&I Curtailment-Turnkey-Water Heating Control | Large Industrial | Miscellaneous | Winter Morning | MW of Load | 1 | 2033 | 0.0019075
ENS | Preferred Plan | C&I Curtailment | C&I Curtailment-Turnkey-Other | Large Industrial | Miscellaneous | Winter Morning | MW of Load | 1 | 2033 | 0.04077
ENS | Preferred Plan | C&I Curtailment | C&I Curtailment-Turnkey-Industrial | Large Industrial | Manufacturing | Winter Morning | MW of Load | 1 | 2033 | 0.007957
ENS | Preferred Plan | C&I Curtailment | C&I Curtailment-Turnkey-Manual HVAC Control | Large Industrial | Miscellaneous | Winter Evening | MW of Load | 1 | 2033 | 0.086372
ENS | Preferred Plan | C&I Curtailment | C&I Curtailment-Turnkey-Auto-DR HVAC Control | Large Industrial | Miscellaneous | Winter Evening | MW of Load | 1 | 2033 | 0.013382
ENS | Preferred Plan | C&I Curtailment | C&I Curtailment-Turnkey-Standard Lighting Control | Large Industrial | Miscellaneous | Winter Evening | MW of Load | 1 | 2033 | 0.037338
ENS | Preferred Plan | C&I Curtailment | C&I Curtailment-Turnkey-Water Heating Control | Large Industrial | Miscellaneous | Winter Evening | MW of Load | 1 | 2033 | 0.0018961
ENS | Preferred Plan | C&I Curtailment | C&I Curtailment-Turnkey-Other | Large Industrial | Miscellaneous | Winter Evening | MW of Load | 1 | 2033 | 0.040527
ENS | Preferred Plan | C&I Curtailment | C&I Curtailment-Turnkey-Industrial | Large Industrial | Manufacturing | Winter Evening | MW of Load | 1 | 2033 | 0.0079096
ENS | Preferred Plan | C&I Loadshift to BUGs | C&I Loadshift to BUGs | Large General | Miscellaneous | Winter Morning | MW of Load | 1 | 2033 | 2.9529
ENS | Preferred Plan | C&I Loadshift to BUGs | C&I Loadshift to BUGs | Large General | Miscellaneous | Winter Evening | MW of Load | 1 | 2033 | 2.5399
ENS | Preferred Plan | C&I Loadshift to BUGs | C&I Loadshift to BUGs | Small Industrial | Miscellaneous | Winter Morning | MW of Load | 1 | 2033 | 0.82929
ENS | Preferred Plan | C&I Loadshift to BUGs | C&I Loadshift to BUGs | Small Industrial | Miscellaneous | Winter Evening | MW of Load | 1 | 2033 | 1.1384
ENS | Preferred Plan | C&I Loadshift to BUGs | C&I Loadshift to BUGs | Medium Industrial | Manufacturing | Winter Morning | MW of Load | 1 | 2033 | 0.5732
ENS | Preferred Plan | C&I Loadshift to BUGs | C&I Loadshift to BUGs | Medium Industrial | Miscellaneous | Winter Morning | MW of Load | 1 | 2033 | 2.4877
ENS | Preferred Plan | C&I Loadshift to BUGs | C&I Loadshift to BUGs | Medium Industrial | Manufacturing | Winter Evening | MW of Load | 1 | 2033 | 0.55449
ENS | Preferred Plan | C&I Loadshift to BUGs | C&I Loadshift to BUGs | Medium Industrial | Miscellaneous | Winter Evening | MW of Load | 1 | 2033 | 2.4065
ENS | Preferred Plan | Dynamic Pricing | Dynamic Pricing with enabling tech. | Small General | Manufacturing | Winter Morning | MW of Load | 1 | 2033 | 0.0085778
ENS | Preferred Plan | Dynamic Pricing | Dynamic Pricing with enabling tech. | Small General | Manufacturing | Winter Evening | MW of Load | 1 | 2033 | 0.0099565
ENS | Preferred Plan | Dynamic Pricing | Dynamic Pricing with enabling tech. | Residential Charitable | Residential LI | Winter Morning | MW of Load | 1 | 2033 | 3.7681
ENS | Preferred Plan | Dynamic Pricing | Dynamic Pricing with enabling tech. | Residential Charitable | Residential Market Rate | Winter Morning | MW of Load | 1 | 2033 | 21.3992
ENS | Preferred Plan | Dynamic Pricing | Dynamic Pricing w/o enabling tech. | Residential Charitable | Residential LI | Winter Morning | MW of Load | 1 | 2033 | 1.9832
ENS | Preferred Plan | Dynamic Pricing | Dynamic Pricing w/o enabling tech. | Residential Charitable | Residential Market Rate | Winter Morning | MW of Load | 1 | 2033 | 11.2627
ENS | Preferred Plan | Dynamic Pricing | Dynamic Pricing with enabling tech. | Residential Charitable | Residential LI | Winter Evening | MW of Load | 1 | 2033 | 4.2896
ENS | Preferred Plan | Dynamic Pricing | Dynamic Pricing with enabling tech. | Residential Charitable | Residential Market Rate | Winter Evening | MW of Load | 1 | 2033 | 24.3607
ENS | Preferred Plan | Dynamic Pricing | Dynamic Pricing w/o enabling tech. | Residential Charitable | Residential LI | Winter Evening | MW of Load | 1 | 2033 | 2.2577
ENS | Preferred Plan | Dynamic Pricing | Dynamic Pricing w/o enabling tech. | Residential Charitable | Residential Market Rate | Winter Evening | MW of Load | 1 | 2033 | 12.8214
ENS | Preferred Plan | Behavioral DR | Behavioral DR | Residential Charitable | Residential LI | Winter Morning | MW of Load | 1 | 2033 | 0.44017
ENS | Preferred Plan | Behavioral DR | Behavioral DR | Residential Charitable | Residential Market Rate | Winter Morning | MW of Load | 1 | 2033 | 2.5087
ENS | Preferred Plan | Behavioral DR | Behavioral DR | Residential Charitable | Residential LI | Winter Evening | MW of Load | 1 | 2033 | 0.50109
ENS | Preferred Plan | Behavioral DR | Behavioral DR | Residential Charitable | Residential Market Rate | Winter Evening | MW of Load | 1 | 2033 | 2.8559
ENS | Preferred Plan | Time-of-Use Rates (TOU) | Time-of-Use Rates (TOU) | Residential Charitable | Residential LI | Winter Morning | MW of Load | 0 | 2033 | 0.37071
ENS | Preferred Plan | Time-of-Use Rates (TOU) | Time-of-Use Rates (TOU) | Residential Charitable | Residential Market Rate | Winter Morning | MW of Load | 0 | 2033 | 2.1128
ENS | Preferred Plan | Time-of-Use Rates (TOU) | Time-of-Use Rates (TOU) | Residential Charitable | Residential LI | Winter Evening | MW of Load | 0 | 2033 | 0.42201
ENS | Preferred Plan | Time-of-Use Rates (TOU) | Time-of-Use Rates (TOU) | Residential Charitable | Residential Market Rate | Winter Evening | MW of Load | 0 | 2033 | 2.4052
ENS | Alternate Scenario | DLC-Thermostat | DLC-Thermostat-BYOT-Central Heat Pump | Residential Charitable | Residential LI | Winter Morning | % of Load | 0 | 2025 | 1.0542e-05
ENS | Alternate Scenario | DLC-Thermostat | DLC-Thermostat-BYOT-Central Heat Pump | Residential Charitable | Residential Market Rate | Winter Morning | % of Load | 0 | 2025 | 8.3566e-05
ENS | Alternate Scenario | DLC-Thermostat | DLC-Thermostat-DI-Baseboard Heating | Residential Charitable | Residential LI | Winter Morning | % of Load | 0 | 2025 | 6.2429e-05
ENS | Alternate Scenario | DLC-Thermostat | DLC-Thermostat-DI-Baseboard Heating | Residential Charitable | Residential Market Rate | Winter Morning | % of Load | 0 | 2025 | 0.00065463
ENS | Alternate Scenario | DLC-Thermostat | DLC-Thermostat-BYOT-Baseboard Heating | Residential Charitable | Residential LI | Winter Morning | % of Load | 0 | 2025 | 4.3142e-06
ENS | Alternate Scenario | DLC-Thermostat | DLC-Thermostat-BYOT-Baseboard Heating | Residential Charitable | Residential Market Rate | Winter Morning | % of Load | 0 | 2025 | 4.5239e-05
ENS | Alternate Scenario | DLC-Thermostat | DLC-Thermostat-DI-MSHP | Residential Charitable | Residential LI | Winter Morning | % of Load | 0 | 2025 | 2.1232e-05
ENS | Alternate Scenario | DLC-Thermostat | DLC-Thermostat-DI-MSHP | Residential Charitable | Residential Market Rate | Winter Morning | % of Load | 0 | 2025 | 0.00026181
ENS | Alternate Scenario | DLC-Thermostat | DLC-Thermostat-BYOT-MSHP | Residential Charitable | Residential LI | Winter Morning | % of Load | 0 | 2025 | 3.7489e-06
ENS | Alternate Scenario | DLC-Thermostat | DLC-Thermostat-BYOT-MSHP | Residential Charitable | Residential Market Rate | Winter Morning | % of Load | 0 | 2025 | 4.6228e-05
ENS | Alternate Scenario | DLC-Thermostat | DLC-Thermostat-BYOT-Central Heat Pump | Residential Charitable | Residential LI | Winter Evening | % of Load | 0 | 2025 | 9.3582e-06
ENS | Alternate Scenario | DLC-Thermostat | DLC-Thermostat-BYOT-Central Heat Pump | Residential Charitable | Residential Market Rate | Winter Evening | % of Load | 0 | 2025 | 7.4183e-05
ENS | Alternate Scenario | DLC-Thermostat | DLC-Thermostat-DI-Baseboard Heating | Residential Charitable | Residential LI | Winter Evening | % of Load | 0 | 2025 | 5.5419e-05
ENS | Alternate Scenario | DLC-Thermostat | DLC-Thermostat-DI-Baseboard Heating | Residential Charitable | Residential Market Rate | Winter Evening | % of Load | 0 | 2025 | 0.00058112
ENS | Alternate Scenario | DLC-Thermostat | DLC-Thermostat-BYOT-Baseboard Heating | Residential Charitable | Residential LI | Winter Evening | % of Load | 0 | 2025 | 3.8298e-06
ENS | Alternate Scenario | DLC-Thermostat | DLC-Thermostat-BYOT-Baseboard Heating | Residential Charitable | Residential Market Rate | Winter Evening | % of Load | 0 | 2025 | 4.0159e-05
ENS | Alternate Scenario | DLC-Thermostat | DLC-Thermostat-DI-MSHP | Residential Charitable | Residential LI | Winter Evening | % of Load | 0 | 2025 | 1.8848e-05
ENS | Alternate Scenario | DLC-Thermostat | DLC-Thermostat-DI-MSHP | Residential Charitable | Residential Market Rate | Winter Evening | % of Load | 0 | 2025 | 0.00023241
ENS | Alternate Scenario | DLC-Thermostat | DLC-Thermostat-BYOT-MSHP | Residential Charitable | Residential LI | Winter Evening | % of Load | 0 | 2025 | 3.328e-06
ENS | Alternate Scenario | DLC-Thermostat | DLC-Thermostat-BYOT-MSHP | Residential Charitable | Residential Market Rate | Winter Evening | % of Load | 0 | 2025 | 4.1037e-05
ENS | Alternate Scenario | DLC-Water Heating | DLC-Switch-Water Heating | Residential Charitable | Residential LI | Winter Morning | % of Load | 0 | 2025 | 1.8516e-05
ENS | Alternate Scenario | DLC-Water Heating | DLC-Switch-Water Heating | Residential Charitable | Residential Market Rate | Winter Morning | % of Load | 0 | 2025 | 0.00021418
ENS | Alternate Scenario | DLC-Water Heating | DLC-Switch-Water Heating | Residential Charitable | Residential LI | Winter Evening | % of Load | 0 | 2025 | 1.3893e-05
ENS | Alternate Scenario | DLC-Water Heating | DLC-Switch-Water Heating | Residential Charitable | Residential Market Rate | Winter Evening | % of Load | 0 | 2025 | 0.0001607
ENS | Alternate Scenario | C&I Curtailment | C&I Curtailment-Turnkey-Manual HVAC Control | General | Miscellaneous | Winter Morning | % of Load | 1 | 2025 | 0.00053608
ENS | Alternate Scenario | C&I Curtailment | C&I Curtailment-Turnkey-Manual HVAC Control | General | Offices | Winter Morning | % of Load | 1 | 2025 | 3.5194e-05
ENS | Alternate Scenario | C&I Curtailment | C&I Curtailment-Turnkey-Manual HVAC Control | General | Retail Trade | Winter Morning | % of Load | 1 | 2025 | 0.00012638
ENS | Alternate Scenario | C&I Curtailment | C&I Curtailment-Turnkey-Manual HVAC Control | General | Services | Winter Morning | % of Load | 1 | 2025 | 8.1695e-05
ENS | Alternate Scenario | C&I Curtailment | C&I Curtailment-Turnkey-Auto-DR HVAC Control | General | Miscellaneous | Winter Morning | % of Load | 1 | 2025 | 1.3503e-05
ENS | Alternate Scenario | C&I Curtailment | C&I Curtailment-Turnkey-Auto-DR HVAC Control | General | Offices | Winter Morning | % of Load | 1 | 2025 | 8.8647e-07
ENS | Alternate Scenario | C&I Curtailment | C&I Curtailment-Turnkey-Auto-DR HVAC Control | General | Retail Trade | Winter Morning | % of Load | 1 | 2025 | 3.1832e-06
ENS | Alternate Scenario | C&I Curtailment | C&I Curtailment-Turnkey-Auto-DR HVAC Control | General | Services | Winter Morning | % of Load | 1 | 2025 | 2.0578e-06
ENS | Alternate Scenario | C&I Curtailment | C&I Curtailment-Turnkey-Standard Lighting Control | General | Miscellaneous | Winter Morning | % of Load | 1 | 2025 | 0.00022729
ENS | Alternate Scenario | C&I Curtailment | C&I Curtailment-Turnkey-Standard Lighting Control | General | Offices | Winter Morning | % of Load | 1 | 2025 | 4.8374e-06
ENS | Alternate Scenario | C&I Curtailment | C&I Curtailment-Turnkey-Standard Lighting Control | General | Retail Trade | Winter Morning | % of Load | 1 | 2025 | 5.2901e-05
ENS | Alternate Scenario | C&I Curtailment | C&I Curtailment-Turnkey-Standard Lighting Control | General | Services | Winter Morning | % of Load | 1 | 2025 | 3.4219e-05
ENS | Alternate Scenario | C&I Curtailment | C&I Curtailment-Turnkey-Water Heating Control | General | Miscellaneous | Winter Morning | % of Load | 1 | 2025 | 1.3114e-05
ENS | Alternate Scenario | C&I Curtailment | C&I Curtailment-Turnkey-Water Heating Control | General | Offices | Winter Morning | % of Load | 1 | 2025 | 3.5367e-07
ENS | Alternate Scenario | C&I Curtailment | C&I Curtailment-Turnkey-Water Heating Control | General | Retail Trade | Winter Morning | % of Load | 1 | 2025 | 6.9308e-06
ENS | Alternate Scenario | C&I Curtailment | C&I Curtailment-Turnkey-Water Heating Control | General | Services | Winter Morning | % of Load | 1 | 2025 | 4.4781e-06
ENS | Alternate Scenario | C&I Curtailment | C&I Curtailment-Turnkey-Other | General | Miscellaneous | Winter Morning | % of Load | 1 | 2025 | 0.0002365
ENS | Alternate Scenario | C&I Curtailment | C&I Curtailment-Turnkey-Other | General | Offices | Winter Morning | % of Load | 1 | 2025 | 6.5192e-06
ENS | Alternate Scenario | C&I Curtailment | C&I Curtailment-Turnkey-Other | General | Retail Trade | Winter Morning | % of Load | 1 | 2025 | 7.4576e-05
ENS | Alternate Scenario | C&I Curtailment | C&I Curtailment-Turnkey-Other | General | Services | Winter Morning | % of Load | 1 | 2025 | 4.8206e-05
ENS | Alternate Scenario | C&I Curtailment | C&I Curtailment-Turnkey-Manual HVAC Control | General | Miscellaneous | Winter Evening | % of Load | 1 | 2025 | 0.00055578
ENS | Alternate Scenario | C&I Curtailment | C&I Curtailment-Turnkey-Manual HVAC Control | General | Offices | Winter Evening | % of Load | 1 | 2025 | 3.6487e-05
ENS | Alternate Scenario | C&I Curtailment | C&I Curtailment-Turnkey-Manual HVAC Control | General | Retail Trade | Winter Evening | % of Load | 1 | 2025 | 0.00013102
ENS | Alternate Scenario | C&I Curtailment | C&I Curtailment-Turnkey-Manual HVAC Control | General | Services | Winter Evening | % of Load | 1 | 2025 | 8.4696e-05
ENS | Alternate Scenario | C&I Curtailment | C&I Curtailment-Turnkey-Auto-DR HVAC Control | General | Miscellaneous | Winter Evening | % of Load | 1 | 2025 | 1.3999e-05
ENS | Alternate Scenario | C&I Curtailment | C&I Curtailment-Turnkey-Auto-DR HVAC Control | General | Offices | Winter Evening | % of Load | 1 | 2025 | 9.1904e-07
ENS | Alternate Scenario | C&I Curtailment | C&I Curtailment-Turnkey-Auto-DR HVAC Control | General | Retail Trade | Winter Evening | % of Load | 1 | 2025 | 3.3001e-06
ENS | Alternate Scenario | C&I Curtailment | C&I Curtailment-Turnkey-Auto-DR HVAC Control | General | Services | Winter Evening | % of Load | 1 | 2025 | 2.1334e-06
ENS | Alternate Scenario | C&I Curtailment | C&I Curtailment-Turnkey-Standard Lighting Control | General | Miscellaneous | Winter Evening | % of Load | 1 | 2025 | 0.00023564
ENS | Alternate Scenario | C&I Curtailment | C&I Curtailment-Turnkey-Standard Lighting Control | General | Offices | Winter Evening | % of Load | 1 | 2025 | 5.0151e-06
ENS | Alternate Scenario | C&I Curtailment | C&I Curtailment-Turnkey-Standard Lighting Control | General | Retail Trade | Winter Evening | % of Load | 1 | 2025 | 5.4844e-05
ENS | Alternate Scenario | C&I Curtailment | C&I Curtailment-Turnkey-Standard Lighting Control | General | Services | Winter Evening | % of Load | 1 | 2025 | 3.5477e-05
ENS | Alternate Scenario | C&I Curtailment | C&I Curtailment-Turnkey-Water Heating Control | General | Miscellaneous | Winter Evening | % of Load | 1 | 2025 | 1.3596e-05
ENS | Alternate Scenario | C&I Curtailment | C&I Curtailment-Turnkey-Water Heating Control | General | Offices | Winter Evening | % of Load | 1 | 2025 | 3.6666e-07
ENS | Alternate Scenario | C&I Curtailment | C&I Curtailment-Turnkey-Water Heating Control | General | Retail Trade | Winter Evening | % of Load | 1 | 2025 | 7.1854e-06
ENS | Alternate Scenario | C&I Curtailment | C&I Curtailment-Turnkey-Water Heating Control | General | Services | Winter Evening | % of Load | 1 | 2025 | 4.6426e-06
ENS | Alternate Scenario | C&I Curtailment | C&I Curtailment-Turnkey-Other | General | Miscellaneous | Winter Evening | % of Load | 1 | 2025 | 0.00024519
ENS | Alternate Scenario | C&I Curtailment | C&I Curtailment-Turnkey-Other | General | Offices | Winter Evening | % of Load | 1 | 2025 | 6.7587e-06
ENS | Alternate Scenario | C&I Curtailment | C&I Curtailment-Turnkey-Other | General | Retail Trade | Winter Evening | % of Load | 1 | 2025 | 7.7315e-05
ENS | Alternate Scenario | C&I Curtailment | C&I Curtailment-Turnkey-Other | General | Services | Winter Evening | % of Load | 1 | 2025 | 4.9976e-05
ENS | Alternate Scenario | C&I Curtailment | C&I Curtailment-Turnkey-Manual HVAC Control | Large General | Miscellaneous | Winter Morning | % of Load | 1 | 2025 | 0.0004284
ENS | Alternate Scenario | C&I Curtailment | C&I Curtailment-Turnkey-Manual HVAC Control | Large General | Retail Trade | Winter Morning | % of Load | 1 | 2025 | 1.8515e-05
ENS | Alternate Scenario | C&I Curtailment | C&I Curtailment-Turnkey-Manual HVAC Control | Large General | Services | Winter Morning | % of Load | 1 | 2025 | 2.9649e-05
ENS | Alternate Scenario | C&I Curtailment | C&I Curtailment-Turnkey-Auto-DR HVAC Control | Large General | Miscellaneous | Winter Morning | % of Load | 1 | 2025 | 1.0791e-05
ENS | Alternate Scenario | C&I Curtailment | C&I Curtailment-Turnkey-Auto-DR HVAC Control | Large General | Retail Trade | Winter Morning | % of Load | 1 | 2025 | 4.6635e-07
ENS | Alternate Scenario | C&I Curtailment | C&I Curtailment-Turnkey-Auto-DR HVAC Control | Large General | Services | Winter Morning | % of Load | 1 | 2025 | 7.4681e-07
ENS | Alternate Scenario | C&I Curtailment | C&I Curtailment-Turnkey-Standard Lighting Control | Large General | Miscellaneous | Winter Morning | % of Load | 1 | 2025 | 0.00018871
ENS | Alternate Scenario | C&I Curtailment | C&I Curtailment-Turnkey-Standard Lighting Control | Large General | Retail Trade | Winter Morning | % of Load | 1 | 2025 | 7.7253e-06
ENS | Alternate Scenario | C&I Curtailment | C&I Curtailment-Turnkey-Standard Lighting Control | Large General | Services | Winter Morning | % of Load | 1 | 2025 | 1.2371e-05
ENS | Alternate Scenario | C&I Curtailment | C&I Curtailment-Turnkey-Water Heating Control | Large General | Miscellaneous | Winter Morning | % of Load | 1 | 2025 | 8.5143e-06
ENS | Alternate Scenario | C&I Curtailment | C&I Curtailment-Turnkey-Water Heating Control | Large General | Retail Trade | Winter Morning | % of Load | 1 | 2025 | 1.018e-06
ENS | Alternate Scenario | C&I Curtailment | C&I Curtailment-Turnkey-Water Heating Control | Large General | Services | Winter Morning | % of Load | 1 | 2025 | 1.6303e-06
ENS | Alternate Scenario | C&I Curtailment | C&I Curtailment-Turnkey-Other | Large General | Miscellaneous | Winter Morning | % of Load | 1 | 2025 | 0.00018416
ENS | Alternate Scenario | C&I Curtailment | C&I Curtailment-Turnkey-Other | Large General | Retail Trade | Winter Morning | % of Load | 1 | 2025 | 1.093e-05
ENS | Alternate Scenario | C&I Curtailment | C&I Curtailment-Turnkey-Other | Large General | Services | Winter Morning | % of Load | 1 | 2025 | 1.7503e-05
ENS | Alternate Scenario | C&I Curtailment | C&I Curtailment-Turnkey-Manual HVAC Control | Large General | Miscellaneous | Winter Evening | % of Load | 1 | 2025 | 0.00032629
ENS | Alternate Scenario | C&I Curtailment | C&I Curtailment-Turnkey-Manual HVAC Control | Large General | Retail Trade | Winter Evening | % of Load | 1 | 2025 | 1.4102e-05
ENS | Alternate Scenario | C&I Curtailment | C&I Curtailment-Turnkey-Manual HVAC Control | Large General | Services | Winter Evening | % of Load | 1 | 2025 | 2.2582e-05
ENS | Alternate Scenario | C&I Curtailment | C&I Curtailment-Turnkey-Auto-DR HVAC Control | Large General | Miscellaneous | Winter Evening | % of Load | 1 | 2025 | 8.2186e-06
ENS | Alternate Scenario | C&I Curtailment | C&I Curtailment-Turnkey-Auto-DR HVAC Control | Large General | Retail Trade | Winter Evening | % of Load | 1 | 2025 | 3.552e-07
ENS | Alternate Scenario | C&I Curtailment | C&I Curtailment-Turnkey-Auto-DR HVAC Control | Large General | Services | Winter Evening | % of Load | 1 | 2025 | 5.6881e-07
ENS | Alternate Scenario | C&I Curtailment | C&I Curtailment-Turnkey-Standard Lighting Control | Large General | Miscellaneous | Winter Evening | % of Load | 1 | 2025 | 0.00014373
ENS | Alternate Scenario | C&I Curtailment | C&I Curtailment-Turnkey-Standard Lighting Control | Large General | Retail Trade | Winter Evening | % of Load | 1 | 2025 | 5.8839e-06
ENS | Alternate Scenario | C&I Curtailment | C&I Curtailment-Turnkey-Standard Lighting Control | Large General | Services | Winter Evening | % of Load | 1 | 2025 | 9.4224e-06
ENS | Alternate Scenario | C&I Curtailment | C&I Curtailment-Turnkey-Water Heating Control | Large General | Miscellaneous | Winter Evening | % of Load | 1 | 2025 | 6.4849e-06
ENS | Alternate Scenario | C&I Curtailment | C&I Curtailment-Turnkey-Water Heating Control | Large General | Retail Trade | Winter Evening | % of Load | 1 | 2025 | 7.7539e-07
ENS | Alternate Scenario | C&I Curtailment | C&I Curtailment-Turnkey-Water Heating Control | Large General | Services | Winter Evening | % of Load | 1 | 2025 | 1.2417e-06
ENS | Alternate Scenario | C&I Curtailment | C&I Curtailment-Turnkey-Other | Large General | Miscellaneous | Winter Evening | % of Load | 1 | 2025 | 0.00014027
ENS | Alternate Scenario | C&I Curtailment | C&I Curtailment-Turnkey-Other | Large General | Retail Trade | Winter Evening | % of Load | 1 | 2025 | 8.3247e-06
ENS | Alternate Scenario | C&I Curtailment | C&I Curtailment-Turnkey-Other | Large General | Services | Winter Evening | % of Load | 1 | 2025 | 1.3331e-05
ENS | Alternate Scenario | C&I Curtailment | C&I Curtailment-Turnkey-Manual HVAC Control | Small Industrial | Miscellaneous | Winter Morning | % of Load | 1 | 2025 | 7.1262e-05
ENS | Alternate Scenario | C&I Curtailment | C&I Curtailment-Turnkey-Manual HVAC Control | Small Industrial | Offices | Winter Morning | % of Load | 1 | 2025 | 8.8865e-07
ENS | Alternate Scenario | C&I Curtailment | C&I Curtailment-Turnkey-Manual HVAC Control | Small Industrial | Retail Trade | Winter Morning | % of Load | 1 | 2025 | 3.0903e-06
ENS | Alternate Scenario | C&I Curtailment | C&I Curtailment-Turnkey-Manual HVAC Control | Small Industrial | Services | Winter Morning | % of Load | 1 | 2025 | 9.7631e-07
ENS | Alternate Scenario | C&I Curtailment | C&I Curtailment-Turnkey-Auto-DR HVAC Control | Small Industrial | Miscellaneous | Winter Morning | % of Load | 1 | 2025 | 1.795e-06
ENS | Alternate Scenario | C&I Curtailment | C&I Curtailment-Turnkey-Auto-DR HVAC Control | Small Industrial | Offices | Winter Morning | % of Load | 1 | 2025 | 2.2384e-08
ENS | Alternate Scenario | C&I Curtailment | C&I Curtailment-Turnkey-Auto-DR HVAC Control | Small Industrial | Retail Trade | Winter Morning | % of Load | 1 | 2025 | 7.784e-08
ENS | Alternate Scenario | C&I Curtailment | C&I Curtailment-Turnkey-Auto-DR HVAC Control | Small Industrial | Services | Winter Morning | % of Load | 1 | 2025 | 2.4592e-08
ENS | Alternate Scenario | C&I Curtailment | C&I Curtailment-Turnkey-Standard Lighting Control | Small Industrial | Miscellaneous | Winter Morning | % of Load | 1 | 2025 | 2.298e-05
ENS | Alternate Scenario | C&I Curtailment | C&I Curtailment-Turnkey-Standard Lighting Control | Small Industrial | Offices | Winter Morning | % of Load | 1 | 2025 | 1.2722e-07
ENS | Alternate Scenario | C&I Curtailment | C&I Curtailment-Turnkey-Standard Lighting Control | Small Industrial | Retail Trade | Winter Morning | % of Load | 1 | 2025 | 1.3474e-06
ENS | Alternate Scenario | C&I Curtailment | C&I Curtailment-Turnkey-Standard Lighting Control | Small Industrial | Services | Winter Morning | % of Load | 1 | 2025 | 4.2567e-07
ENS | Alternate Scenario | C&I Curtailment | C&I Curtailment-Turnkey-Water Heating Control | Small Industrial | Miscellaneous | Winter Morning | % of Load | 1 | 2025 | 1.6739e-06
ENS | Alternate Scenario | C&I Curtailment | C&I Curtailment-Turnkey-Water Heating Control | Small Industrial | Offices | Winter Morning | % of Load | 1 | 2025 | 8.769e-09
ENS | Alternate Scenario | C&I Curtailment | C&I Curtailment-Turnkey-Water Heating Control | Small Industrial | Retail Trade | Winter Morning | % of Load | 1 | 2025 | 1.6378e-07
ENS | Alternate Scenario | C&I Curtailment | C&I Curtailment-Turnkey-Water Heating Control | Small Industrial | Services | Winter Morning | % of Load | 1 | 2025 | 5.1743e-08
ENS | Alternate Scenario | C&I Curtailment | C&I Curtailment-Turnkey-Other | Small Industrial | Miscellaneous | Winter Morning | % of Load | 1 | 2025 | 2.6204e-05
ENS | Alternate Scenario | C&I Curtailment | C&I Curtailment-Turnkey-Other | Small Industrial | Offices | Winter Morning | % of Load | 1 | 2025 | 1.6531e-07
ENS | Alternate Scenario | C&I Curtailment | C&I Curtailment-Turnkey-Other | Small Industrial | Retail Trade | Winter Morning | % of Load | 1 | 2025 | 1.8147e-06
ENS | Alternate Scenario | C&I Curtailment | C&I Curtailment-Turnkey-Other | Small Industrial | Services | Winter Morning | % of Load | 1 | 2025 | 5.7331e-07
ENS | Alternate Scenario | C&I Curtailment | C&I Curtailment-Turnkey-Industrial | Small Industrial | Manufacturing | Winter Morning | % of Load | 1 | 2025 | 6.412e-06
ENS | Alternate Scenario | C&I Curtailment | C&I Curtailment-Turnkey-Manual HVAC Control | Small Industrial | Miscellaneous | Winter Evening | % of Load | 1 | 2025 | 8.6621e-05
ENS | Alternate Scenario | C&I Curtailment | C&I Curtailment-Turnkey-Manual HVAC Control | Small Industrial | Offices | Winter Evening | % of Load | 1 | 2025 | 1.0802e-06
ENS | Alternate Scenario | C&I Curtailment | C&I Curtailment-Turnkey-Manual HVAC Control | Small Industrial | Retail Trade | Winter Evening | % of Load | 1 | 2025 | 3.7564e-06
ENS | Alternate Scenario | C&I Curtailment | C&I Curtailment-Turnkey-Manual HVAC Control | Small Industrial | Services | Winter Evening | % of Load | 1 | 2025 | 1.1867e-06
ENS | Alternate Scenario | C&I Curtailment | C&I Curtailment-Turnkey-Auto-DR HVAC Control | Small Industrial | Miscellaneous | Winter Evening | % of Load | 1 | 2025 | 2.1818e-06
ENS | Alternate Scenario | C&I Curtailment | C&I Curtailment-Turnkey-Auto-DR HVAC Control | Small Industrial | Offices | Winter Evening | % of Load | 1 | 2025 | 2.7208e-08
ENS | Alternate Scenario | C&I Curtailment | C&I Curtailment-Turnkey-Auto-DR HVAC Control | Small Industrial | Retail Trade | Winter Evening | % of Load | 1 | 2025 | 9.4617e-08
ENS | Alternate Scenario | C&I Curtailment | C&I Curtailment-Turnkey-Auto-DR HVAC Control | Small Industrial | Services | Winter Evening | % of Load | 1 | 2025 | 2.9892e-08
ENS | Alternate Scenario | C&I Curtailment | C&I Curtailment-Turnkey-Standard Lighting Control | Small Industrial | Miscellaneous | Winter Evening | % of Load | 1 | 2025 | 2.7932e-05
ENS | Alternate Scenario | C&I Curtailment | C&I Curtailment-Turnkey-Standard Lighting Control | Small Industrial | Offices | Winter Evening | % of Load | 1 | 2025 | 1.5464e-07
ENS | Alternate Scenario | C&I Curtailment | C&I Curtailment-Turnkey-Standard Lighting Control | Small Industrial | Retail Trade | Winter Evening | % of Load | 1 | 2025 | 1.6378e-06
ENS | Alternate Scenario | C&I Curtailment | C&I Curtailment-Turnkey-Standard Lighting Control | Small Industrial | Services | Winter Evening | % of Load | 1 | 2025 | 5.1741e-07
ENS | Alternate Scenario | C&I Curtailment | C&I Curtailment-Turnkey-Water Heating Control | Small Industrial | Miscellaneous | Winter Evening | % of Load | 1 | 2025 | 2.0347e-06
ENS | Alternate Scenario | C&I Curtailment | C&I Curtailment-Turnkey-Water Heating Control | Small Industrial | Offices | Winter Evening | % of Load | 1 | 2025 | 1.0659e-08
ENS | Alternate Scenario | C&I Curtailment | C&I Curtailment-Turnkey-Water Heating Control | Small Industrial | Retail Trade | Winter Evening | % of Load | 1 | 2025 | 1.9908e-07
ENS | Alternate Scenario | C&I Curtailment | C&I Curtailment-Turnkey-Water Heating Control | Small Industrial | Services | Winter Evening | % of Load | 1 | 2025 | 6.2895e-08
ENS | Alternate Scenario | C&I Curtailment | C&I Curtailment-Turnkey-Other | Small Industrial | Miscellaneous | Winter Evening | % of Load | 1 | 2025 | 3.1852e-05
ENS | Alternate Scenario | C&I Curtailment | C&I Curtailment-Turnkey-Other | Small Industrial | Offices | Winter Evening | % of Load | 1 | 2025 | 2.0094e-07
ENS | Alternate Scenario | C&I Curtailment | C&I Curtailment-Turnkey-Other | Small Industrial | Retail Trade | Winter Evening | % of Load | 1 | 2025 | 2.2058e-06
ENS | Alternate Scenario | C&I Curtailment | C&I Curtailment-Turnkey-Other | Small Industrial | Services | Winter Evening | % of Load | 1 | 2025 | 6.9688e-07
ENS | Alternate Scenario | C&I Curtailment | C&I Curtailment-Turnkey-Industrial | Small Industrial | Manufacturing | Winter Evening | % of Load | 1 | 2025 | 7.794e-06
ENS | Alternate Scenario | C&I Curtailment | C&I Curtailment-Turnkey-Manual HVAC Control | Medium Industrial | Miscellaneous | Winter Morning | % of Load | 1 | 2025 | 0.0013593
ENS | Alternate Scenario | C&I Curtailment | C&I Curtailment-Turnkey-Manual HVAC Control | Medium Industrial | Offices | Winter Morning | % of Load | 1 | 2025 | 2.1337e-05
ENS | Alternate Scenario | C&I Curtailment | C&I Curtailment-Turnkey-Manual HVAC Control | Medium Industrial | Retail Trade | Winter Morning | % of Load | 1 | 2025 | 0.00030838
ENS | Alternate Scenario | C&I Curtailment | C&I Curtailment-Turnkey-Manual HVAC Control | Medium Industrial | Services | Winter Morning | % of Load | 1 | 2025 | 1.42e-05
ENS | Alternate Scenario | C&I Curtailment | C&I Curtailment-Turnkey-Auto-DR HVAC Control | Medium Industrial | Miscellaneous | Winter Morning | % of Load | 1 | 2025 | 3.4237e-05
ENS | Alternate Scenario | C&I Curtailment | C&I Curtailment-Turnkey-Auto-DR HVAC Control | Medium Industrial | Offices | Winter Morning | % of Load | 1 | 2025 | 5.3744e-07
ENS | Alternate Scenario | C&I Curtailment | C&I Curtailment-Turnkey-Auto-DR HVAC Control | Medium Industrial | Retail Trade | Winter Morning | % of Load | 1 | 2025 | 7.7675e-06
ENS | Alternate Scenario | C&I Curtailment | C&I Curtailment-Turnkey-Auto-DR HVAC Control | Medium Industrial | Services | Winter Morning | % of Load | 1 | 2025 | 3.5767e-07
ENS | Alternate Scenario | C&I Curtailment | C&I Curtailment-Turnkey-Standard Lighting Control | Medium Industrial | Miscellaneous | Winter Morning | % of Load | 1 | 2025 | 0.00043831
ENS | Alternate Scenario | C&I Curtailment | C&I Curtailment-Turnkey-Standard Lighting Control | Medium Industrial | Offices | Winter Morning | % of Load | 1 | 2025 | 3.0547e-06
ENS | Alternate Scenario | C&I Curtailment | C&I Curtailment-Turnkey-Standard Lighting Control | Medium Industrial | Retail Trade | Winter Morning | % of Load | 1 | 2025 | 0.00013445
ENS | Alternate Scenario | C&I Curtailment | C&I Curtailment-Turnkey-Standard Lighting Control | Medium Industrial | Services | Winter Morning | % of Load | 1 | 2025 | 6.1911e-06
ENS | Alternate Scenario | C&I Curtailment | C&I Curtailment-Turnkey-Water Heating Control | Medium Industrial | Miscellaneous | Winter Morning | % of Load | 1 | 2025 | 3.1928e-05
ENS | Alternate Scenario | C&I Curtailment | C&I Curtailment-Turnkey-Water Heating Control | Medium Industrial | Offices | Winter Morning | % of Load | 1 | 2025 | 2.1055e-07
ENS | Alternate Scenario | C&I Curtailment | C&I Curtailment-Turnkey-Water Heating Control | Medium Industrial | Retail Trade | Winter Morning | % of Load | 1 | 2025 | 1.6343e-05
ENS | Alternate Scenario | C&I Curtailment | C&I Curtailment-Turnkey-Water Heating Control | Medium Industrial | Services | Winter Morning | % of Load | 1 | 2025 | 7.5257e-07
ENS | Alternate Scenario | C&I Curtailment | C&I Curtailment-Turnkey-Other | Medium Industrial | Miscellaneous | Winter Morning | % of Load | 1 | 2025 | 0.00049983
ENS | Alternate Scenario | C&I Curtailment | C&I Curtailment-Turnkey-Other | Medium Industrial | Offices | Winter Morning | % of Load | 1 | 2025 | 3.9693e-06
ENS | Alternate Scenario | C&I Curtailment | C&I Curtailment-Turnkey-Other | Medium Industrial | Retail Trade | Winter Morning | % of Load | 1 | 2025 | 0.00018109
ENS | Alternate Scenario | C&I Curtailment | C&I Curtailment-Turnkey-Other | Medium Industrial | Services | Winter Morning | % of Load | 1 | 2025 | 8.3385e-06
ENS | Alternate Scenario | C&I Curtailment | C&I Curtailment-Turnkey-Manual HVAC Control | Medium Industrial | Miscellaneous | Winter Evening | % of Load | 1 | 2025 | 0.0011643
ENS | Alternate Scenario | C&I Curtailment | C&I Curtailment-Turnkey-Manual HVAC Control | Medium Industrial | Offices | Winter Evening | % of Load | 1 | 2025 | 1.8276e-05
ENS | Alternate Scenario | C&I Curtailment | C&I Curtailment-Turnkey-Manual HVAC Control | Medium Industrial | Retail Trade | Winter Evening | % of Load | 1 | 2025 | 0.00026414
ENS | Alternate Scenario | C&I Curtailment | C&I Curtailment-Turnkey-Manual HVAC Control | Medium Industrial | Services | Winter Evening | % of Load | 1 | 2025 | 1.2163e-05
ENS | Alternate Scenario | C&I Curtailment | C&I Curtailment-Turnkey-Auto-DR HVAC Control | Medium Industrial | Miscellaneous | Winter Evening | % of Load | 1 | 2025 | 2.9326e-05
ENS | Alternate Scenario | C&I Curtailment | C&I Curtailment-Turnkey-Auto-DR HVAC Control | Medium Industrial | Offices | Winter Evening | % of Load | 1 | 2025 | 4.6034e-07
ENS | Alternate Scenario | C&I Curtailment | C&I Curtailment-Turnkey-Auto-DR HVAC Control | Medium Industrial | Retail Trade | Winter Evening | % of Load | 1 | 2025 | 6.6532e-06
ENS | Alternate Scenario | C&I Curtailment | C&I Curtailment-Turnkey-Auto-DR HVAC Control | Medium Industrial | Services | Winter Evening | % of Load | 1 | 2025 | 3.0636e-07
ENS | Alternate Scenario | C&I Curtailment | C&I Curtailment-Turnkey-Standard Lighting Control | Medium Industrial | Miscellaneous | Winter Evening | % of Load | 1 | 2025 | 0.00037544
ENS | Alternate Scenario | C&I Curtailment | C&I Curtailment-Turnkey-Standard Lighting Control | Medium Industrial | Offices | Winter Evening | % of Load | 1 | 2025 | 2.6165e-06
ENS | Alternate Scenario | C&I Curtailment | C&I Curtailment-Turnkey-Standard Lighting Control | Medium Industrial | Retail Trade | Winter Evening | % of Load | 1 | 2025 | 0.00011516
ENS | Alternate Scenario | C&I Curtailment | C&I Curtailment-Turnkey-Standard Lighting Control | Medium Industrial | Services | Winter Evening | % of Load | 1 | 2025 | 5.303e-06
ENS | Alternate Scenario | C&I Curtailment | C&I Curtailment-Turnkey-Water Heating Control | Medium Industrial | Miscellaneous | Winter Evening | % of Load | 1 | 2025 | 2.7348e-05
ENS | Alternate Scenario | C&I Curtailment | C&I Curtailment-Turnkey-Water Heating Control | Medium Industrial | Offices | Winter Evening | % of Load | 1 | 2025 | 1.8034e-07
ENS | Alternate Scenario | C&I Curtailment | C&I Curtailment-Turnkey-Water Heating Control | Medium Industrial | Retail Trade | Winter Evening | % of Load | 1 | 2025 | 1.3999e-05
ENS | Alternate Scenario | C&I Curtailment | C&I Curtailment-Turnkey-Water Heating Control | Medium Industrial | Services | Winter Evening | % of Load | 1 | 2025 | 6.4461e-07
ENS | Alternate Scenario | C&I Curtailment | C&I Curtailment-Turnkey-Other | Medium Industrial | Miscellaneous | Winter Evening | % of Load | 1 | 2025 | 0.00042813
ENS | Alternate Scenario | C&I Curtailment | C&I Curtailment-Turnkey-Other | Medium Industrial | Offices | Winter Evening | % of Load | 1 | 2025 | 3.3999e-06
ENS | Alternate Scenario | C&I Curtailment | C&I Curtailment-Turnkey-Other | Medium Industrial | Retail Trade | Winter Evening | % of Load | 1 | 2025 | 0.00015511
ENS | Alternate Scenario | C&I Curtailment | C&I Curtailment-Turnkey-Other | Medium Industrial | Services | Winter Evening | % of Load | 1 | 2025 | 7.1423e-06
ENS | Alternate Scenario | C&I Curtailment | C&I Curtailment-Turnkey-Manual HVAC Control | Large Industrial | Miscellaneous | Winter Morning | % of Load | 1 | 2025 | 2.826e-05
ENS | Alternate Scenario | C&I Curtailment | C&I Curtailment-Turnkey-Auto-DR HVAC Control | Large Industrial | Miscellaneous | Winter Morning | % of Load | 1 | 2025 | 7.1181e-07
ENS | Alternate Scenario | C&I Curtailment | C&I Curtailment-Turnkey-Standard Lighting Control | Large Industrial | Miscellaneous | Winter Morning | % of Load | 1 | 2025 | 1.2449e-05
ENS | Alternate Scenario | C&I Curtailment | C&I Curtailment-Turnkey-Water Heating Control | Large Industrial | Miscellaneous | Winter Morning | % of Load | 1 | 2025 | 5.6165e-07
ENS | Alternate Scenario | C&I Curtailment | C&I Curtailment-Turnkey-Other | Large Industrial | Miscellaneous | Winter Morning | % of Load | 1 | 2025 | 1.2148e-05
ENS | Alternate Scenario | C&I Curtailment | C&I Curtailment-Turnkey-Industrial | Large Industrial | Manufacturing | Winter Morning | % of Load | 1 | 2025 | 2.4378e-06
ENS | Alternate Scenario | C&I Curtailment | C&I Curtailment-Turnkey-Manual HVAC Control | Large Industrial | Miscellaneous | Winter Evening | % of Load | 1 | 2025 | 2.4874e-05
ENS | Alternate Scenario | C&I Curtailment | C&I Curtailment-Turnkey-Auto-DR HVAC Control | Large Industrial | Miscellaneous | Winter Evening | % of Load | 1 | 2025 | 6.2652e-07
ENS | Alternate Scenario | C&I Curtailment | C&I Curtailment-Turnkey-Standard Lighting Control | Large Industrial | Miscellaneous | Winter Evening | % of Load | 1 | 2025 | 1.0957e-05
ENS | Alternate Scenario | C&I Curtailment | C&I Curtailment-Turnkey-Water Heating Control | Large Industrial | Miscellaneous | Winter Evening | % of Load | 1 | 2025 | 4.9436e-07
ENS | Alternate Scenario | C&I Curtailment | C&I Curtailment-Turnkey-Other | Large Industrial | Miscellaneous | Winter Evening | % of Load | 1 | 2025 | 1.0693e-05
ENS | Alternate Scenario | C&I Curtailment | C&I Curtailment-Turnkey-Industrial | Large Industrial | Manufacturing | Winter Evening | % of Load | 1 | 2025 | 2.1457e-06
ENS | Alternate Scenario | Dynamic Pricing | Dynamic Pricing with enabling tech. | Small General | Manufacturing | Winter Morning | % of Load | 1 | 2025 | 8.462e-07
ENS | Alternate Scenario | Dynamic Pricing | Dynamic Pricing with enabling tech. | Small General | Manufacturing | Winter Evening | % of Load | 1 | 2025 | 8.6972e-07
ENS | Alternate Scenario | Dynamic Pricing | Dynamic Pricing with enabling tech. | Residential Charitable | Residential LI | Winter Morning | % of Load | 1 | 2025 | 1.3925e-05
ENS | Alternate Scenario | Dynamic Pricing | Dynamic Pricing with enabling tech. | Residential Charitable | Residential Market Rate | Winter Morning | % of Load | 1 | 2025 | 7.9233e-05
ENS | Alternate Scenario | Dynamic Pricing | Dynamic Pricing w/o enabling tech. | Residential Charitable | Residential LI | Winter Morning | % of Load | 1 | 2025 | 0.00066348
ENS | Alternate Scenario | Dynamic Pricing | Dynamic Pricing w/o enabling tech. | Residential Charitable | Residential Market Rate | Winter Morning | % of Load | 1 | 2025 | 0.0037752
ENS | Alternate Scenario | Dynamic Pricing | Dynamic Pricing with enabling tech. | Residential Charitable | Residential LI | Winter Evening | % of Load | 1 | 2025 | 1.4036e-05
ENS | Alternate Scenario | Dynamic Pricing | Dynamic Pricing with enabling tech. | Residential Charitable | Residential Market Rate | Winter Evening | % of Load | 1 | 2025 | 7.9867e-05
ENS | Alternate Scenario | Dynamic Pricing | Dynamic Pricing w/o enabling tech. | Residential Charitable | Residential LI | Winter Evening | % of Load | 1 | 2025 | 0.00066879
ENS | Alternate Scenario | Dynamic Pricing | Dynamic Pricing w/o enabling tech. | Residential Charitable | Residential Market Rate | Winter Evening | % of Load | 1 | 2025 | 0.0038055
ENS | Alternate Scenario | BTM Battery Control | BTM Battery Control-BYOB | Residential Charitable | Residential Market Rate | Winter Morning | % of Load | 0 | 2025 | 1.5979e-05
ENS | Alternate Scenario | BTM Battery Control | BTM Battery Control-BYOB | Residential Charitable | Residential Market Rate | Winter Evening | % of Load | 0 | 2025 | 1.83e-05
ENS | Alternate Scenario | EV Charging Control | EV Charging Control | EV Res LDV | EV | Winter Morning | % of Load | 0 | 2025 | 1.3792e-06
ENS | Alternate Scenario | EV Charging Control | EV Charging Control | EV Res LDV | EV | Winter Evening | % of Load | 0 | 2025 | 1.4692e-05
ENS | Alternate Scenario | EV Charging Control | EV Charging Control | EV Com LDV | EV | Winter Morning | % of Load | 0 | 2025 | 4.6631e-07
ENS | Alternate Scenario | EV Charging Control | EV Charging Control | EV Com LDV | EV | Winter Evening | % of Load | 0 | 2025 | 4.9674e-06
ENS | Alternate Scenario | Time-of-Use Rates (TOU) | Time-of-Use Rates (TOU) | Residential Charitable | Residential LI | Winter Morning | % of Load | 0 | 2025 | 0.00021374
ENS | Alternate Scenario | Time-of-Use Rates (TOU) | Time-of-Use Rates (TOU) | Residential Charitable | Residential Market Rate | Winter Morning | % of Load | 0 | 2025 | 0.0012185
ENS | Alternate Scenario | Time-of-Use Rates (TOU) | Time-of-Use Rates (TOU) | Residential Charitable | Residential LI | Winter Evening | % of Load | 0 | 2025 | 0.00021545
ENS | Alternate Scenario | Time-of-Use Rates (TOU) | Time-of-Use Rates (TOU) | Residential Charitable | Residential Market Rate | Winter Evening | % of Load | 0 | 2025 | 0.0012283
ENS | Alternate Scenario | DLC-Thermostat | DLC-Thermostat-BYOT-Central Heat Pump | Residential Charitable | Residential LI | Winter Morning | % of Load | 0 | 2026 | 2.0265e-05
ENS | Alternate Scenario | DLC-Thermostat | DLC-Thermostat-BYOT-Central Heat Pump | Residential Charitable | Residential Market Rate | Winter Morning | % of Load | 0 | 2026 | 0.00016064
ENS | Alternate Scenario | DLC-Thermostat | DLC-Thermostat-DI-Baseboard Heating | Residential Charitable | Residential LI | Winter Morning | % of Load | 0 | 2026 | 0.00011871
ENS | Alternate Scenario | DLC-Thermostat | DLC-Thermostat-DI-Baseboard Heating | Residential Charitable | Residential Market Rate | Winter Morning | % of Load | 0 | 2026 | 0.0012448
ENS | Alternate Scenario | DLC-Thermostat | DLC-Thermostat-BYOT-Baseboard Heating | Residential Charitable | Residential LI | Winter Morning | % of Load | 0 | 2026 | 1.3887e-05
ENS | Alternate Scenario | DLC-Thermostat | DLC-Thermostat-BYOT-Baseboard Heating | Residential Charitable | Residential Market Rate | Winter Morning | % of Load | 0 | 2026 | 0.00014561
ENS | Alternate Scenario | DLC-Thermostat | DLC-Thermostat-DI-MSHP | Residential Charitable | Residential LI | Winter Morning | % of Load | 0 | 2026 | 5.9262e-05
ENS | Alternate Scenario | DLC-Thermostat | DLC-Thermostat-DI-MSHP | Residential Charitable | Residential Market Rate | Winter Morning | % of Load | 0 | 2026 | 0.00073076
ENS | Alternate Scenario | DLC-Thermostat | DLC-Thermostat-BYOT-MSHP | Residential Charitable | Residential LI | Winter Morning | % of Load | 0 | 2026 | 5.3413e-06
ENS | Alternate Scenario | DLC-Thermostat | DLC-Thermostat-BYOT-MSHP | Residential Charitable | Residential Market Rate | Winter Morning | % of Load | 0 | 2026 | 6.5864e-05
ENS | Alternate Scenario | DLC-Thermostat | DLC-Thermostat-BYOT-Central Heat Pump | Residential Charitable | Residential LI | Winter Evening | % of Load | 0 | 2026 | 1.7922e-05
ENS | Alternate Scenario | DLC-Thermostat | DLC-Thermostat-BYOT-Central Heat Pump | Residential Charitable | Residential Market Rate | Winter Evening | % of Load | 0 | 2026 | 0.00014207
ENS | Alternate Scenario | DLC-Thermostat | DLC-Thermostat-DI-Baseboard Heating | Residential Charitable | Residential LI | Winter Evening | % of Load | 0 | 2026 | 0.00010499
ENS | Alternate Scenario | DLC-Thermostat | DLC-Thermostat-DI-Baseboard Heating | Residential Charitable | Residential Market Rate | Winter Evening | % of Load | 0 | 2026 | 0.001101
ENS | Alternate Scenario | DLC-Thermostat | DLC-Thermostat-BYOT-Baseboard Heating | Residential Charitable | Residential LI | Winter Evening | % of Load | 0 | 2026 | 1.2281e-05
ENS | Alternate Scenario | DLC-Thermostat | DLC-Thermostat-BYOT-Baseboard Heating | Residential Charitable | Residential Market Rate | Winter Evening | % of Load | 0 | 2026 | 0.00012878
ENS | Alternate Scenario | DLC-Thermostat | DLC-Thermostat-DI-MSHP | Residential Charitable | Residential LI | Winter Evening | % of Load | 0 | 2026 | 5.2412e-05
ENS | Alternate Scenario | DLC-Thermostat | DLC-Thermostat-DI-MSHP | Residential Charitable | Residential Market Rate | Winter Evening | % of Load | 0 | 2026 | 0.00064629
ENS | Alternate Scenario | DLC-Thermostat | DLC-Thermostat-BYOT-MSHP | Residential Charitable | Residential LI | Winter Evening | % of Load | 0 | 2026 | 4.7239e-06
ENS | Alternate Scenario | DLC-Thermostat | DLC-Thermostat-BYOT-MSHP | Residential Charitable | Residential Market Rate | Winter Evening | % of Load | 0 | 2026 | 5.825e-05
ENS | Alternate Scenario | DLC-Water Heating | DLC-Switch-Water Heating | Residential Charitable | Residential LI | Winter Morning | % of Load | 0 | 2026 | 6.4303e-05
ENS | Alternate Scenario | DLC-Water Heating | DLC-Switch-Water Heating | Residential Charitable | Residential Market Rate | Winter Morning | % of Load | 0 | 2026 | 0.0007438
ENS | Alternate Scenario | DLC-Water Heating | DLC-Switch-Water Heating | Residential Charitable | Residential LI | Winter Evening | % of Load | 0 | 2026 | 4.8067e-05
ENS | Alternate Scenario | DLC-Water Heating | DLC-Switch-Water Heating | Residential Charitable | Residential Market Rate | Winter Evening | % of Load | 0 | 2026 | 0.000556
ENS | Alternate Scenario | C&I Curtailment | C&I Curtailment-Turnkey-Manual HVAC Control | General | Miscellaneous | Winter Morning | % of Load | 1 | 2026 | 0.00043558
ENS | Alternate Scenario | C&I Curtailment | C&I Curtailment-Turnkey-Manual HVAC Control | General | Offices | Winter Morning | % of Load | 1 | 2026 | 2.8813e-05
ENS | Alternate Scenario | C&I Curtailment | C&I Curtailment-Turnkey-Manual HVAC Control | General | Retail Trade | Winter Morning | % of Load | 1 | 2026 | 0.00010227
ENS | Alternate Scenario | C&I Curtailment | C&I Curtailment-Turnkey-Manual HVAC Control | General | Services | Winter Morning | % of Load | 1 | 2026 | 6.6112e-05
ENS | Alternate Scenario | C&I Curtailment | C&I Curtailment-Turnkey-Auto-DR HVAC Control | General | Miscellaneous | Winter Morning | % of Load | 1 | 2026 | 1.3766e-05
ENS | Alternate Scenario | C&I Curtailment | C&I Curtailment-Turnkey-Auto-DR HVAC Control | General | Offices | Winter Morning | % of Load | 1 | 2026 | 9.1061e-07
ENS | Alternate Scenario | C&I Curtailment | C&I Curtailment-Turnkey-Auto-DR HVAC Control | General | Retail Trade | Winter Morning | % of Load | 1 | 2026 | 3.2321e-06
ENS | Alternate Scenario | C&I Curtailment | C&I Curtailment-Turnkey-Auto-DR HVAC Control | General | Services | Winter Morning | % of Load | 1 | 2026 | 2.0894e-06
ENS | Alternate Scenario | C&I Curtailment | C&I Curtailment-Turnkey-Standard Lighting Control | General | Miscellaneous | Winter Morning | % of Load | 1 | 2026 | 0.00018296
ENS | Alternate Scenario | C&I Curtailment | C&I Curtailment-Turnkey-Standard Lighting Control | General | Offices | Winter Morning | % of Load | 1 | 2026 | 3.8347e-06
ENS | Alternate Scenario | C&I Curtailment | C&I Curtailment-Turnkey-Standard Lighting Control | General | Retail Trade | Winter Morning | % of Load | 1 | 2026 | 4.2123e-05
ENS | Alternate Scenario | C&I Curtailment | C&I Curtailment-Turnkey-Standard Lighting Control | General | Services | Winter Morning | % of Load | 1 | 2026 | 2.7253e-05
ENS | Alternate Scenario | C&I Curtailment | C&I Curtailment-Turnkey-Water Heating Control | General | Miscellaneous | Winter Morning | % of Load | 1 | 2026 | 1.0877e-05
ENS | Alternate Scenario | C&I Curtailment | C&I Curtailment-Turnkey-Water Heating Control | General | Offices | Winter Morning | % of Load | 1 | 2026 | 2.9249e-07
ENS | Alternate Scenario | C&I Curtailment | C&I Curtailment-Turnkey-Water Heating Control | General | Retail Trade | Winter Morning | % of Load | 1 | 2026 | 5.7729e-06
ENS | Alternate Scenario | C&I Curtailment | C&I Curtailment-Turnkey-Water Heating Control | General | Services | Winter Morning | % of Load | 1 | 2026 | 3.7295e-06
ENS | Alternate Scenario | C&I Curtailment | C&I Curtailment-Turnkey-Other | General | Miscellaneous | Winter Morning | % of Load | 1 | 2026 | 0.00019512
ENS | Alternate Scenario | C&I Curtailment | C&I Curtailment-Turnkey-Other | General | Offices | Winter Morning | % of Load | 1 | 2026 | 5.3659e-06
ENS | Alternate Scenario | C&I Curtailment | C&I Curtailment-Turnkey-Other | General | Retail Trade | Winter Morning | % of Load | 1 | 2026 | 6.1595e-05
ENS | Alternate Scenario | C&I Curtailment | C&I Curtailment-Turnkey-Other | General | Services | Winter Morning | % of Load | 1 | 2026 | 3.9814e-05
ENS | Alternate Scenario | C&I Curtailment | C&I Curtailment-Turnkey-Manual HVAC Control | General | Miscellaneous | Winter Evening | % of Load | 1 | 2026 | 0.00045149
ENS | Alternate Scenario | C&I Curtailment | C&I Curtailment-Turnkey-Manual HVAC Control | General | Offices | Winter Evening | % of Load | 1 | 2026 | 2.9865e-05
ENS | Alternate Scenario | C&I Curtailment | C&I Curtailment-Turnkey-Manual HVAC Control | General | Retail Trade | Winter Evening | % of Load | 1 | 2026 | 0.000106
ENS | Alternate Scenario | C&I Curtailment | C&I Curtailment-Turnkey-Manual HVAC Control | General | Services | Winter Evening | % of Load | 1 | 2026 | 6.8527e-05
ENS | Alternate Scenario | C&I Curtailment | C&I Curtailment-Turnkey-Auto-DR HVAC Control | General | Miscellaneous | Winter Evening | % of Load | 1 | 2026 | 1.4269e-05
ENS | Alternate Scenario | C&I Curtailment | C&I Curtailment-Turnkey-Auto-DR HVAC Control | General | Offices | Winter Evening | % of Load | 1 | 2026 | 9.4387e-07
ENS | Alternate Scenario | C&I Curtailment | C&I Curtailment-Turnkey-Auto-DR HVAC Control | General | Retail Trade | Winter Evening | % of Load | 1 | 2026 | 3.3502e-06
ENS | Alternate Scenario | C&I Curtailment | C&I Curtailment-Turnkey-Auto-DR HVAC Control | General | Services | Winter Evening | % of Load | 1 | 2026 | 2.1658e-06
ENS | Alternate Scenario | C&I Curtailment | C&I Curtailment-Turnkey-Standard Lighting Control | General | Miscellaneous | Winter Evening | % of Load | 1 | 2026 | 0.00018964
ENS | Alternate Scenario | C&I Curtailment | C&I Curtailment-Turnkey-Standard Lighting Control | General | Offices | Winter Evening | % of Load | 1 | 2026 | 3.9748e-06
ENS | Alternate Scenario | C&I Curtailment | C&I Curtailment-Turnkey-Standard Lighting Control | General | Retail Trade | Winter Evening | % of Load | 1 | 2026 | 4.3662e-05
ENS | Alternate Scenario | C&I Curtailment | C&I Curtailment-Turnkey-Standard Lighting Control | General | Services | Winter Evening | % of Load | 1 | 2026 | 2.8248e-05
ENS | Alternate Scenario | C&I Curtailment | C&I Curtailment-Turnkey-Water Heating Control | General | Miscellaneous | Winter Evening | % of Load | 1 | 2026 | 1.1274e-05
ENS | Alternate Scenario | C&I Curtailment | C&I Curtailment-Turnkey-Water Heating Control | General | Offices | Winter Evening | % of Load | 1 | 2026 | 3.0317e-07
ENS | Alternate Scenario | C&I Curtailment | C&I Curtailment-Turnkey-Water Heating Control | General | Retail Trade | Winter Evening | % of Load | 1 | 2026 | 5.9838e-06
ENS | Alternate Scenario | C&I Curtailment | C&I Curtailment-Turnkey-Water Heating Control | General | Services | Winter Evening | % of Load | 1 | 2026 | 3.8657e-06
ENS | Alternate Scenario | C&I Curtailment | C&I Curtailment-Turnkey-Other | General | Miscellaneous | Winter Evening | % of Load | 1 | 2026 | 0.00020225
ENS | Alternate Scenario | C&I Curtailment | C&I Curtailment-Turnkey-Other | General | Offices | Winter Evening | % of Load | 1 | 2026 | 5.5619e-06
ENS | Alternate Scenario | C&I Curtailment | C&I Curtailment-Turnkey-Other | General | Retail Trade | Winter Evening | % of Load | 1 | 2026 | 6.3845e-05
ENS | Alternate Scenario | C&I Curtailment | C&I Curtailment-Turnkey-Other | General | Services | Winter Evening | % of Load | 1 | 2026 | 4.1268e-05
ENS | Alternate Scenario | C&I Curtailment | C&I Curtailment-Turnkey-Manual HVAC Control | Large General | Miscellaneous | Winter Morning | % of Load | 1 | 2026 | 0.00034845
ENS | Alternate Scenario | C&I Curtailment | C&I Curtailment-Turnkey-Manual HVAC Control | Large General | Retail Trade | Winter Morning | % of Load | 1 | 2026 | 1.4968e-05
ENS | Alternate Scenario | C&I Curtailment | C&I Curtailment-Turnkey-Manual HVAC Control | Large General | Services | Winter Morning | % of Load | 1 | 2026 | 2.3969e-05
ENS | Alternate Scenario | C&I Curtailment | C&I Curtailment-Turnkey-Auto-DR HVAC Control | Large General | Miscellaneous | Winter Morning | % of Load | 1 | 2026 | 1.1013e-05
ENS | Alternate Scenario | C&I Curtailment | C&I Curtailment-Turnkey-Auto-DR HVAC Control | Large General | Retail Trade | Winter Morning | % of Load | 1 | 2026 | 4.7305e-07
ENS | Alternate Scenario | C&I Curtailment | C&I Curtailment-Turnkey-Auto-DR HVAC Control | Large General | Services | Winter Morning | % of Load | 1 | 2026 | 7.5753e-07
ENS | Alternate Scenario | C&I Curtailment | C&I Curtailment-Turnkey-Standard Lighting Control | Large General | Miscellaneous | Winter Morning | % of Load | 1 | 2026 | 0.000152
ENS | Alternate Scenario | C&I Curtailment | C&I Curtailment-Turnkey-Standard Lighting Control | Large General | Retail Trade | Winter Morning | % of Load | 1 | 2026 | 6.1407e-06
ENS | Alternate Scenario | C&I Curtailment | C&I Curtailment-Turnkey-Standard Lighting Control | Large General | Services | Winter Morning | % of Load | 1 | 2026 | 9.8336e-06
ENS | Alternate Scenario | C&I Curtailment | C&I Curtailment-Turnkey-Water Heating Control | Large General | Miscellaneous | Winter Morning | % of Load | 1 | 2026 | 7.0187e-06
ENS | Alternate Scenario | C&I Curtailment | C&I Curtailment-Turnkey-Water Heating Control | Large General | Retail Trade | Winter Morning | % of Load | 1 | 2026 | 8.4776e-07
ENS | Alternate Scenario | C&I Curtailment | C&I Curtailment-Turnkey-Water Heating Control | Large General | Services | Winter Morning | % of Load | 1 | 2026 | 1.3576e-06
ENS | Alternate Scenario | C&I Curtailment | C&I Curtailment-Turnkey-Other | Large General | Miscellaneous | Winter Morning | % of Load | 1 | 2026 | 0.00015171
ENS | Alternate Scenario | C&I Curtailment | C&I Curtailment-Turnkey-Other | Large General | Retail Trade | Winter Morning | % of Load | 1 | 2026 | 9.021e-06
ENS | Alternate Scenario | C&I Curtailment | C&I Curtailment-Turnkey-Other | Large General | Services | Winter Morning | % of Load | 1 | 2026 | 1.4446e-05
ENS | Alternate Scenario | C&I Curtailment | C&I Curtailment-Turnkey-Manual HVAC Control | Large General | Miscellaneous | Winter Evening | % of Load | 1 | 2026 | 0.00026534
ENS | Alternate Scenario | C&I Curtailment | C&I Curtailment-Turnkey-Manual HVAC Control | Large General | Retail Trade | Winter Evening | % of Load | 1 | 2026 | 1.1398e-05
ENS | Alternate Scenario | C&I Curtailment | C&I Curtailment-Turnkey-Manual HVAC Control | Large General | Services | Winter Evening | % of Load | 1 | 2026 | 1.8252e-05
ENS | Alternate Scenario | C&I Curtailment | C&I Curtailment-Turnkey-Auto-DR HVAC Control | Large General | Miscellaneous | Winter Evening | % of Load | 1 | 2026 | 8.386e-06
ENS | Alternate Scenario | C&I Curtailment | C&I Curtailment-Turnkey-Auto-DR HVAC Control | Large General | Retail Trade | Winter Evening | % of Load | 1 | 2026 | 3.6022e-07
ENS | Alternate Scenario | C&I Curtailment | C&I Curtailment-Turnkey-Auto-DR HVAC Control | Large General | Services | Winter Evening | % of Load | 1 | 2026 | 5.7685e-07
ENS | Alternate Scenario | C&I Curtailment | C&I Curtailment-Turnkey-Standard Lighting Control | Large General | Miscellaneous | Winter Evening | % of Load | 1 | 2026 | 0.00011575
ENS | Alternate Scenario | C&I Curtailment | C&I Curtailment-Turnkey-Standard Lighting Control | Large General | Retail Trade | Winter Evening | % of Load | 1 | 2026 | 4.6761e-06
ENS | Alternate Scenario | C&I Curtailment | C&I Curtailment-Turnkey-Standard Lighting Control | Large General | Services | Winter Evening | % of Load | 1 | 2026 | 7.4882e-06
ENS | Alternate Scenario | C&I Curtailment | C&I Curtailment-Turnkey-Water Heating Control | Large General | Miscellaneous | Winter Evening | % of Load | 1 | 2026 | 5.3447e-06
ENS | Alternate Scenario | C&I Curtailment | C&I Curtailment-Turnkey-Water Heating Control | Large General | Retail Trade | Winter Evening | % of Load | 1 | 2026 | 6.4556e-07
ENS | Alternate Scenario | C&I Curtailment | C&I Curtailment-Turnkey-Water Heating Control | Large General | Services | Winter Evening | % of Load | 1 | 2026 | 1.0338e-06
ENS | Alternate Scenario | C&I Curtailment | C&I Curtailment-Turnkey-Other | Large General | Miscellaneous | Winter Evening | % of Load | 1 | 2026 | 0.00011552
ENS | Alternate Scenario | C&I Curtailment | C&I Curtailment-Turnkey-Other | Large General | Retail Trade | Winter Evening | % of Load | 1 | 2026 | 6.8694e-06
ENS | Alternate Scenario | C&I Curtailment | C&I Curtailment-Turnkey-Other | Large General | Services | Winter Evening | % of Load | 1 | 2026 | 1.1001e-05
ENS | Alternate Scenario | C&I Curtailment | C&I Curtailment-Turnkey-Manual HVAC Control | Small Industrial | Miscellaneous | Winter Morning | % of Load | 1 | 2026 | 5.791e-05
ENS | Alternate Scenario | C&I Curtailment | C&I Curtailment-Turnkey-Manual HVAC Control | Small Industrial | Offices | Winter Morning | % of Load | 1 | 2026 | 7.2532e-07
ENS | Alternate Scenario | C&I Curtailment | C&I Curtailment-Turnkey-Manual HVAC Control | Small Industrial | Retail Trade | Winter Morning | % of Load | 1 | 2026 | 2.5003e-06
ENS | Alternate Scenario | C&I Curtailment | C&I Curtailment-Turnkey-Manual HVAC Control | Small Industrial | Services | Winter Morning | % of Load | 1 | 2026 | 7.8991e-07
ENS | Alternate Scenario | C&I Curtailment | C&I Curtailment-Turnkey-Auto-DR HVAC Control | Small Industrial | Miscellaneous | Winter Morning | % of Load | 1 | 2026 | 1.8302e-06
ENS | Alternate Scenario | C&I Curtailment | C&I Curtailment-Turnkey-Auto-DR HVAC Control | Small Industrial | Offices | Winter Morning | % of Load | 1 | 2026 | 2.2924e-08
ENS | Alternate Scenario | C&I Curtailment | C&I Curtailment-Turnkey-Auto-DR HVAC Control | Small Industrial | Retail Trade | Winter Morning | % of Load | 1 | 2026 | 7.9021e-08
ENS | Alternate Scenario | C&I Curtailment | C&I Curtailment-Turnkey-Auto-DR HVAC Control | Small Industrial | Services | Winter Morning | % of Load | 1 | 2026 | 2.4965e-08
ENS | Alternate Scenario | C&I Curtailment | C&I Curtailment-Turnkey-Standard Lighting Control | Small Industrial | Miscellaneous | Winter Morning | % of Load | 1 | 2026 | 1.8431e-05
ENS | Alternate Scenario | C&I Curtailment | C&I Curtailment-Turnkey-Standard Lighting Control | Small Industrial | Offices | Winter Morning | % of Load | 1 | 2026 | 1.0159e-07
ENS | Alternate Scenario | C&I Curtailment | C&I Curtailment-Turnkey-Standard Lighting Control | Small Industrial | Retail Trade | Winter Morning | % of Load | 1 | 2026 | 1.0826e-06
ENS | Alternate Scenario | C&I Curtailment | C&I Curtailment-Turnkey-Standard Lighting Control | Small Industrial | Services | Winter Morning | % of Load | 1 | 2026 | 3.4203e-07
ENS | Alternate Scenario | C&I Curtailment | C&I Curtailment-Turnkey-Water Heating Control | Small Industrial | Miscellaneous | Winter Morning | % of Load | 1 | 2026 | 1.3827e-06
ENS | Alternate Scenario | C&I Curtailment | C&I Curtailment-Turnkey-Water Heating Control | Small Industrial | Offices | Winter Morning | % of Load | 1 | 2026 | 7.197e-09
ENS | Alternate Scenario | C&I Curtailment | C&I Curtailment-Turnkey-Water Heating Control | Small Industrial | Retail Trade | Winter Morning | % of Load | 1 | 2026 | 1.3497e-07
ENS | Alternate Scenario | C&I Curtailment | C&I Curtailment-Turnkey-Water Heating Control | Small Industrial | Services | Winter Morning | % of Load | 1 | 2026 | 4.264e-08
ENS | Alternate Scenario | C&I Curtailment | C&I Curtailment-Turnkey-Other | Small Industrial | Miscellaneous | Winter Morning | % of Load | 1 | 2026 | 2.1561e-05
ENS | Alternate Scenario | C&I Curtailment | C&I Curtailment-Turnkey-Other | Small Industrial | Offices | Winter Morning | % of Load | 1 | 2026 | 1.3573e-07
ENS | Alternate Scenario | C&I Curtailment | C&I Curtailment-Turnkey-Other | Small Industrial | Retail Trade | Winter Morning | % of Load | 1 | 2026 | 1.4928e-06
ENS | Alternate Scenario | C&I Curtailment | C&I Curtailment-Turnkey-Other | Small Industrial | Services | Winter Morning | % of Load | 1 | 2026 | 4.7161e-07
ENS | Alternate Scenario | C&I Curtailment | C&I Curtailment-Turnkey-Industrial | Small Industrial | Manufacturing | Winter Morning | % of Load | 1 | 2026 | 5.2476e-06
ENS | Alternate Scenario | C&I Curtailment | C&I Curtailment-Turnkey-Manual HVAC Control | Small Industrial | Miscellaneous | Winter Evening | % of Load | 1 | 2026 | 7.0378e-05
ENS | Alternate Scenario | C&I Curtailment | C&I Curtailment-Turnkey-Manual HVAC Control | Small Industrial | Offices | Winter Evening | % of Load | 1 | 2026 | 8.8147e-07
ENS | Alternate Scenario | C&I Curtailment | C&I Curtailment-Turnkey-Manual HVAC Control | Small Industrial | Retail Trade | Winter Evening | % of Load | 1 | 2026 | 3.0386e-06
ENS | Alternate Scenario | C&I Curtailment | C&I Curtailment-Turnkey-Manual HVAC Control | Small Industrial | Services | Winter Evening | % of Load | 1 | 2026 | 9.5996e-07
ENS | Alternate Scenario | C&I Curtailment | C&I Curtailment-Turnkey-Auto-DR HVAC Control | Small Industrial | Miscellaneous | Winter Evening | % of Load | 1 | 2026 | 2.2243e-06
ENS | Alternate Scenario | C&I Curtailment | C&I Curtailment-Turnkey-Auto-DR HVAC Control | Small Industrial | Offices | Winter Evening | % of Load | 1 | 2026 | 2.7859e-08
ENS | Alternate Scenario | C&I Curtailment | C&I Curtailment-Turnkey-Auto-DR HVAC Control | Small Industrial | Retail Trade | Winter Evening | % of Load | 1 | 2026 | 9.6033e-08
ENS | Alternate Scenario | C&I Curtailment | C&I Curtailment-Turnkey-Auto-DR HVAC Control | Small Industrial | Services | Winter Evening | % of Load | 1 | 2026 | 3.0339e-08
ENS | Alternate Scenario | C&I Curtailment | C&I Curtailment-Turnkey-Standard Lighting Control | Small Industrial | Miscellaneous | Winter Evening | % of Load | 1 | 2026 | 2.2399e-05
ENS | Alternate Scenario | C&I Curtailment | C&I Curtailment-Turnkey-Standard Lighting Control | Small Industrial | Offices | Winter Evening | % of Load | 1 | 2026 | 1.2346e-07
ENS | Alternate Scenario | C&I Curtailment | C&I Curtailment-Turnkey-Standard Lighting Control | Small Industrial | Retail Trade | Winter Evening | % of Load | 1 | 2026 | 1.3157e-06
ENS | Alternate Scenario | C&I Curtailment | C&I Curtailment-Turnkey-Standard Lighting Control | Small Industrial | Services | Winter Evening | % of Load | 1 | 2026 | 4.1566e-07
ENS | Alternate Scenario | C&I Curtailment | C&I Curtailment-Turnkey-Water Heating Control | Small Industrial | Miscellaneous | Winter Evening | % of Load | 1 | 2026 | 1.6804e-06
ENS | Alternate Scenario | C&I Curtailment | C&I Curtailment-Turnkey-Water Heating Control | Small Industrial | Offices | Winter Evening | % of Load | 1 | 2026 | 8.7464e-09
ENS | Alternate Scenario | C&I Curtailment | C&I Curtailment-Turnkey-Water Heating Control | Small Industrial | Retail Trade | Winter Evening | % of Load | 1 | 2026 | 1.6403e-07
ENS | Alternate Scenario | C&I Curtailment | C&I Curtailment-Turnkey-Water Heating Control | Small Industrial | Services | Winter Evening | % of Load | 1 | 2026 | 5.182e-08
ENS | Alternate Scenario | C&I Curtailment | C&I Curtailment-Turnkey-Other | Small Industrial | Miscellaneous | Winter Evening | % of Load | 1 | 2026 | 2.6202e-05
ENS | Alternate Scenario | C&I Curtailment | C&I Curtailment-Turnkey-Other | Small Industrial | Offices | Winter Evening | % of Load | 1 | 2026 | 1.6495e-07
ENS | Alternate Scenario | C&I Curtailment | C&I Curtailment-Turnkey-Other | Small Industrial | Retail Trade | Winter Evening | % of Load | 1 | 2026 | 1.8142e-06
ENS | Alternate Scenario | C&I Curtailment | C&I Curtailment-Turnkey-Other | Small Industrial | Services | Winter Evening | % of Load | 1 | 2026 | 5.7314e-07
ENS | Alternate Scenario | C&I Curtailment | C&I Curtailment-Turnkey-Industrial | Small Industrial | Manufacturing | Winter Evening | % of Load | 1 | 2026 | 6.3773e-06
ENS | Alternate Scenario | C&I Curtailment | C&I Curtailment-Turnkey-Manual HVAC Control | Medium Industrial | Miscellaneous | Winter Morning | % of Load | 1 | 2026 | 0.0011054
ENS | Alternate Scenario | C&I Curtailment | C&I Curtailment-Turnkey-Manual HVAC Control | Medium Industrial | Offices | Winter Morning | % of Load | 1 | 2026 | 1.7428e-05
ENS | Alternate Scenario | C&I Curtailment | C&I Curtailment-Turnkey-Manual HVAC Control | Medium Industrial | Retail Trade | Winter Morning | % of Load | 1 | 2026 | 0.00024968
ENS | Alternate Scenario | C&I Curtailment | C&I Curtailment-Turnkey-Manual HVAC Control | Medium Industrial | Services | Winter Morning | % of Load | 1 | 2026 | 1.1497e-05
ENS | Alternate Scenario | C&I Curtailment | C&I Curtailment-Turnkey-Auto-DR HVAC Control | Medium Industrial | Miscellaneous | Winter Morning | % of Load | 1 | 2026 | 3.4935e-05
ENS | Alternate Scenario | C&I Curtailment | C&I Curtailment-Turnkey-Auto-DR HVAC Control | Medium Industrial | Offices | Winter Morning | % of Load | 1 | 2026 | 5.508e-07
ENS | Alternate Scenario | C&I Curtailment | C&I Curtailment-Turnkey-Auto-DR HVAC Control | Medium Industrial | Retail Trade | Winter Morning | % of Load | 1 | 2026 | 7.8911e-06
ENS | Alternate Scenario | C&I Curtailment | C&I Curtailment-Turnkey-Auto-DR HVAC Control | Medium Industrial | Services | Winter Morning | % of Load | 1 | 2026 | 3.6336e-07
ENS | Alternate Scenario | C&I Curtailment | C&I Curtailment-Turnkey-Standard Lighting Control | Medium Industrial | Miscellaneous | Winter Morning | % of Load | 1 | 2026 | 0.00035181
ENS | Alternate Scenario | C&I Curtailment | C&I Curtailment-Turnkey-Standard Lighting Control | Medium Industrial | Offices | Winter Morning | % of Load | 1 | 2026 | 2.4409e-06
ENS | Alternate Scenario | C&I Curtailment | C&I Curtailment-Turnkey-Standard Lighting Control | Medium Industrial | Retail Trade | Winter Morning | % of Load | 1 | 2026 | 0.00010811
ENS | Alternate Scenario | C&I Curtailment | C&I Curtailment-Turnkey-Standard Lighting Control | Medium Industrial | Services | Winter Morning | % of Load | 1 | 2026 | 4.9782e-06
ENS | Alternate Scenario | C&I Curtailment | C&I Curtailment-Turnkey-Water Heating Control | Medium Industrial | Miscellaneous | Winter Morning | % of Load | 1 | 2026 | 2.6393e-05
ENS | Alternate Scenario | C&I Curtailment | C&I Curtailment-Turnkey-Water Heating Control | Medium Industrial | Offices | Winter Morning | % of Load | 1 | 2026 | 1.7293e-07
ENS | Alternate Scenario | C&I Curtailment | C&I Curtailment-Turnkey-Water Heating Control | Medium Industrial | Retail Trade | Winter Morning | % of Load | 1 | 2026 | 1.3478e-05
ENS | Alternate Scenario | C&I Curtailment | C&I Curtailment-Turnkey-Water Heating Control | Medium Industrial | Services | Winter Morning | % of Load | 1 | 2026 | 6.2062e-07
ENS | Alternate Scenario | C&I Curtailment | C&I Curtailment-Turnkey-Other | Medium Industrial | Miscellaneous | Winter Morning | % of Load | 1 | 2026 | 0.00041154
ENS | Alternate Scenario | C&I Curtailment | C&I Curtailment-Turnkey-Other | Medium Industrial | Offices | Winter Morning | % of Load | 1 | 2026 | 3.2612e-06
ENS | Alternate Scenario | C&I Curtailment | C&I Curtailment-Turnkey-Other | Medium Industrial | Retail Trade | Winter Morning | % of Load | 1 | 2026 | 0.00014907
ENS | Alternate Scenario | C&I Curtailment | C&I Curtailment-Turnkey-Other | Medium Industrial | Services | Winter Morning | % of Load | 1 | 2026 | 6.8642e-06
ENS | Alternate Scenario | C&I Curtailment | C&I Curtailment-Turnkey-Manual HVAC Control | Medium Industrial | Miscellaneous | Winter Evening | % of Load | 1 | 2026 | 0.00094663
ENS | Alternate Scenario | C&I Curtailment | C&I Curtailment-Turnkey-Manual HVAC Control | Medium Industrial | Offices | Winter Evening | % of Load | 1 | 2026 | 1.4925e-05
ENS | Alternate Scenario | C&I Curtailment | C&I Curtailment-Turnkey-Manual HVAC Control | Medium Industrial | Retail Trade | Winter Evening | % of Load | 1 | 2026 | 0.00021382
ENS | Alternate Scenario | C&I Curtailment | C&I Curtailment-Turnkey-Manual HVAC Control | Medium Industrial | Services | Winter Evening | % of Load | 1 | 2026 | 9.8458e-06
ENS | Alternate Scenario | C&I Curtailment | C&I Curtailment-Turnkey-Auto-DR HVAC Control | Medium Industrial | Miscellaneous | Winter Evening | % of Load | 1 | 2026 | 2.9918e-05
ENS | Alternate Scenario | C&I Curtailment | C&I Curtailment-Turnkey-Auto-DR HVAC Control | Medium Industrial | Offices | Winter Evening | % of Load | 1 | 2026 | 4.7169e-07
ENS | Alternate Scenario | C&I Curtailment | C&I Curtailment-Turnkey-Auto-DR HVAC Control | Medium Industrial | Retail Trade | Winter Evening | % of Load | 1 | 2026 | 6.7577e-06
ENS | Alternate Scenario | C&I Curtailment | C&I Curtailment-Turnkey-Auto-DR HVAC Control | Medium Industrial | Services | Winter Evening | % of Load | 1 | 2026 | 3.1117e-07
ENS | Alternate Scenario | C&I Curtailment | C&I Curtailment-Turnkey-Standard Lighting Control | Medium Industrial | Miscellaneous | Winter Evening | % of Load | 1 | 2026 | 0.00030128
ENS | Alternate Scenario | C&I Curtailment | C&I Curtailment-Turnkey-Standard Lighting Control | Medium Industrial | Offices | Winter Evening | % of Load | 1 | 2026 | 2.0903e-06
ENS | Alternate Scenario | C&I Curtailment | C&I Curtailment-Turnkey-Standard Lighting Control | Medium Industrial | Retail Trade | Winter Evening | % of Load | 1 | 2026 | 9.2584e-05
ENS | Alternate Scenario | C&I Curtailment | C&I Curtailment-Turnkey-Standard Lighting Control | Medium Industrial | Services | Winter Evening | % of Load | 1 | 2026 | 4.2632e-06
ENS | Alternate Scenario | C&I Curtailment | C&I Curtailment-Turnkey-Water Heating Control | Medium Industrial | Miscellaneous | Winter Evening | % of Load | 1 | 2026 | 2.2602e-05
ENS | Alternate Scenario | C&I Curtailment | C&I Curtailment-Turnkey-Water Heating Control | Medium Industrial | Offices | Winter Evening | % of Load | 1 | 2026 | 1.4809e-07
ENS | Alternate Scenario | C&I Curtailment | C&I Curtailment-Turnkey-Water Heating Control | Medium Industrial | Retail Trade | Winter Evening | % of Load | 1 | 2026 | 1.1542e-05
ENS | Alternate Scenario | C&I Curtailment | C&I Curtailment-Turnkey-Water Heating Control | Medium Industrial | Services | Winter Evening | % of Load | 1 | 2026 | 5.3148e-07
ENS | Alternate Scenario | C&I Curtailment | C&I Curtailment-Turnkey-Other | Medium Industrial | Miscellaneous | Winter Evening | % of Load | 1 | 2026 | 0.00035244
ENS | Alternate Scenario | C&I Curtailment | C&I Curtailment-Turnkey-Other | Medium Industrial | Offices | Winter Evening | % of Load | 1 | 2026 | 2.7928e-06
ENS | Alternate Scenario | C&I Curtailment | C&I Curtailment-Turnkey-Other | Medium Industrial | Retail Trade | Winter Evening | % of Load | 1 | 2026 | 0.00012766
ENS | Alternate Scenario | C&I Curtailment | C&I Curtailment-Turnkey-Other | Medium Industrial | Services | Winter Evening | % of Load | 1 | 2026 | 5.8784e-06
ENS | Alternate Scenario | C&I Curtailment | C&I Curtailment-Turnkey-Manual HVAC Control | Large Industrial | Miscellaneous | Winter Morning | % of Load | 1 | 2026 | 2.297e-05
ENS | Alternate Scenario | C&I Curtailment | C&I Curtailment-Turnkey-Auto-DR HVAC Control | Large Industrial | Miscellaneous | Winter Morning | % of Load | 1 | 2026 | 7.2596e-07
ENS | Alternate Scenario | C&I Curtailment | C&I Curtailment-Turnkey-Standard Lighting Control | Large Industrial | Miscellaneous | Winter Morning | % of Load | 1 | 2026 | 1.002e-05
ENS | Alternate Scenario | C&I Curtailment | C&I Curtailment-Turnkey-Water Heating Control | Large Industrial | Miscellaneous | Winter Morning | % of Load | 1 | 2026 | 4.6268e-07
ENS | Alternate Scenario | C&I Curtailment | C&I Curtailment-Turnkey-Other | Large Industrial | Miscellaneous | Winter Morning | % of Load | 1 | 2026 | 1e-05
ENS | Alternate Scenario | C&I Curtailment | C&I Curtailment-Turnkey-Industrial | Large Industrial | Manufacturing | Winter Morning | % of Load | 1 | 2026 | 1.9962e-06
ENS | Alternate Scenario | C&I Curtailment | C&I Curtailment-Turnkey-Manual HVAC Control | Large Industrial | Miscellaneous | Winter Evening | % of Load | 1 | 2026 | 2.0214e-05
ENS | Alternate Scenario | C&I Curtailment | C&I Curtailment-Turnkey-Auto-DR HVAC Control | Large Industrial | Miscellaneous | Winter Evening | % of Load | 1 | 2026 | 6.3885e-07
ENS | Alternate Scenario | C&I Curtailment | C&I Curtailment-Turnkey-Standard Lighting Control | Large Industrial | Miscellaneous | Winter Evening | % of Load | 1 | 2026 | 8.8176e-06
ENS | Alternate Scenario | C&I Curtailment | C&I Curtailment-Turnkey-Water Heating Control | Large Industrial | Miscellaneous | Winter Evening | % of Load | 1 | 2026 | 4.0716e-07
ENS | Alternate Scenario | C&I Curtailment | C&I Curtailment-Turnkey-Other | Large Industrial | Miscellaneous | Winter Evening | % of Load | 1 | 2026 | 8.8005e-06
ENS | Alternate Scenario | C&I Curtailment | C&I Curtailment-Turnkey-Industrial | Large Industrial | Manufacturing | Winter Evening | % of Load | 1 | 2026 | 1.7567e-06
ENS | Alternate Scenario | C&I Loadshift to BUGs | C&I Loadshift to BUGs | Large General | Miscellaneous | Winter Morning | % of Load | 1 | 2026 | 0.0023452
ENS | Alternate Scenario | C&I Loadshift to BUGs | C&I Loadshift to BUGs | Large General | Miscellaneous | Winter Evening | % of Load | 1 | 2026 | 0.0017859
ENS | Alternate Scenario | C&I Loadshift to BUGs | C&I Loadshift to BUGs | Small Industrial | Miscellaneous | Winter Morning | % of Load | 1 | 2026 | 0.00062279
ENS | Alternate Scenario | C&I Loadshift to BUGs | C&I Loadshift to BUGs | Small Industrial | Miscellaneous | Winter Evening | % of Load | 1 | 2026 | 0.00075687
ENS | Alternate Scenario | C&I Loadshift to BUGs | C&I Loadshift to BUGs | Medium Industrial | Manufacturing | Winter Morning | % of Load | 1 | 2026 | 0.00044035
ENS | Alternate Scenario | C&I Loadshift to BUGs | C&I Loadshift to BUGs | Medium Industrial | Miscellaneous | Winter Morning | % of Load | 1 | 2026 | 0.0019111
ENS | Alternate Scenario | C&I Loadshift to BUGs | C&I Loadshift to BUGs | Medium Industrial | Manufacturing | Winter Evening | % of Load | 1 | 2026 | 0.0003771
ENS | Alternate Scenario | C&I Loadshift to BUGs | C&I Loadshift to BUGs | Medium Industrial | Miscellaneous | Winter Evening | % of Load | 1 | 2026 | 0.0016366
ENS | Alternate Scenario | Dynamic Pricing | Dynamic Pricing with enabling tech. | Small General | Manufacturing | Winter Morning | % of Load | 1 | 2026 | 2.0201e-06
ENS | Alternate Scenario | Dynamic Pricing | Dynamic Pricing with enabling tech. | Small General | Manufacturing | Winter Evening | % of Load | 1 | 2026 | 2.0758e-06
ENS | Alternate Scenario | Dynamic Pricing | Dynamic Pricing with enabling tech. | Residential Charitable | Residential LI | Winter Morning | % of Load | 1 | 2026 | 5.8759e-05
ENS | Alternate Scenario | Dynamic Pricing | Dynamic Pricing with enabling tech. | Residential Charitable | Residential Market Rate | Winter Morning | % of Load | 1 | 2026 | 0.0003328
ENS | Alternate Scenario | Dynamic Pricing | Dynamic Pricing w/o enabling tech. | Residential Charitable | Residential LI | Winter Morning | % of Load | 1 | 2026 | 0.00099797
ENS | Alternate Scenario | Dynamic Pricing | Dynamic Pricing w/o enabling tech. | Residential Charitable | Residential Market Rate | Winter Morning | % of Load | 1 | 2026 | 0.0056523
ENS | Alternate Scenario | Dynamic Pricing | Dynamic Pricing with enabling tech. | Residential Charitable | Residential LI | Winter Evening | % of Load | 1 | 2026 | 5.9217e-05
ENS | Alternate Scenario | Dynamic Pricing | Dynamic Pricing with enabling tech. | Residential Charitable | Residential Market Rate | Winter Evening | % of Load | 1 | 2026 | 0.00033539
ENS | Alternate Scenario | Dynamic Pricing | Dynamic Pricing w/o enabling tech. | Residential Charitable | Residential LI | Winter Evening | % of Load | 1 | 2026 | 0.0010058
ENS | Alternate Scenario | Dynamic Pricing | Dynamic Pricing w/o enabling tech. | Residential Charitable | Residential Market Rate | Winter Evening | % of Load | 1 | 2026 | 0.0056964
ENS | Alternate Scenario | BTM Battery Control | BTM Battery Control-BYOB | Residential Charitable | Residential Market Rate | Winter Morning | % of Load | 0 | 2026 | 8.8779e-05
ENS | Alternate Scenario | BTM Battery Control | BTM Battery Control-BYOB | Residential Charitable | Residential Market Rate | Winter Evening | % of Load | 0 | 2026 | 0.00010129
ENS | Alternate Scenario | EV Charging Control | EV Charging Control | EV Res LDV | EV | Winter Morning | % of Load | 0 | 2026 | 2.4478e-06
ENS | Alternate Scenario | EV Charging Control | EV Charging Control | EV Res LDV | EV | Winter Evening | % of Load | 0 | 2026 | 2.5978e-05
ENS | Alternate Scenario | EV Charging Control | EV Charging Control | EV Com LDV | EV | Winter Morning | % of Load | 0 | 2026 | 8.5697e-07
ENS | Alternate Scenario | EV Charging Control | EV Charging Control | EV Com LDV | EV | Winter Evening | % of Load | 0 | 2026 | 9.095e-06
ENS | Alternate Scenario | Behavioral DR | Behavioral DR | Residential Charitable | Residential LI | Winter Morning | % of Load | 1 | 2026 | 3.2061e-05
ENS | Alternate Scenario | Behavioral DR | Behavioral DR | Residential Charitable | Residential Market Rate | Winter Morning | % of Load | 1 | 2026 | 0.00018252
ENS | Alternate Scenario | Behavioral DR | Behavioral DR | Residential Charitable | Residential LI | Winter Evening | % of Load | 1 | 2026 | 3.2311e-05
ENS | Alternate Scenario | Behavioral DR | Behavioral DR | Residential Charitable | Residential Market Rate | Winter Evening | % of Load | 1 | 2026 | 0.00018394
ENS | Alternate Scenario | Time-of-Use Rates (TOU) | Time-of-Use Rates (TOU) | Residential Charitable | Residential LI | Winter Morning | % of Load | 0 | 2026 | 0.00027972
ENS | Alternate Scenario | Time-of-Use Rates (TOU) | Time-of-Use Rates (TOU) | Residential Charitable | Residential Market Rate | Winter Morning | % of Load | 0 | 2026 | 0.0015924
ENS | Alternate Scenario | Time-of-Use Rates (TOU) | Time-of-Use Rates (TOU) | Residential Charitable | Residential LI | Winter Evening | % of Load | 0 | 2026 | 0.00028191
ENS | Alternate Scenario | Time-of-Use Rates (TOU) | Time-of-Use Rates (TOU) | Residential Charitable | Residential Market Rate | Winter Evening | % of Load | 0 | 2026 | 0.0016048
ENS | Alternate Scenario | C&I Curtailment | C&I Curtailment-Turnkey-Manual HVAC Control | General | Miscellaneous | Winter Morning | % of Load | 1 | 2027 | 0.00075716
ENS | Alternate Scenario | C&I Curtailment | C&I Curtailment-Turnkey-Manual HVAC Control | General | Offices | Winter Morning | % of Load | 1 | 2027 | 5.0502e-05
ENS | Alternate Scenario | C&I Curtailment | C&I Curtailment-Turnkey-Manual HVAC Control | General | Retail Trade | Winter Morning | % of Load | 1 | 2027 | 0.00017701
ENS | Alternate Scenario | C&I Curtailment | C&I Curtailment-Turnkey-Manual HVAC Control | General | Services | Winter Morning | % of Load | 1 | 2027 | 0.00011444
ENS | Alternate Scenario | C&I Curtailment | C&I Curtailment-Turnkey-Auto-DR HVAC Control | General | Miscellaneous | Winter Morning | % of Load | 1 | 2027 | 3.0055e-05
ENS | Alternate Scenario | C&I Curtailment | C&I Curtailment-Turnkey-Auto-DR HVAC Control | General | Offices | Winter Morning | % of Load | 1 | 2027 | 2.0046e-06
ENS | Alternate Scenario | C&I Curtailment | C&I Curtailment-Turnkey-Auto-DR HVAC Control | General | Retail Trade | Winter Morning | % of Load | 1 | 2027 | 7.0264e-06
ENS | Alternate Scenario | C&I Curtailment | C&I Curtailment-Turnkey-Auto-DR HVAC Control | General | Services | Winter Morning | % of Load | 1 | 2027 | 4.5424e-06
ENS | Alternate Scenario | C&I Curtailment | C&I Curtailment-Turnkey-Standard Lighting Control | General | Miscellaneous | Winter Morning | % of Load | 1 | 2027 | 0.00031576
ENS | Alternate Scenario | C&I Curtailment | C&I Curtailment-Turnkey-Standard Lighting Control | General | Offices | Winter Morning | % of Load | 1 | 2027 | 6.5152e-06
ENS | Alternate Scenario | C&I Curtailment | C&I Curtailment-Turnkey-Standard Lighting Control | General | Retail Trade | Winter Morning | % of Load | 1 | 2027 | 7.1962e-05
ENS | Alternate Scenario | C&I Curtailment | C&I Curtailment-Turnkey-Standard Lighting Control | General | Services | Winter Morning | % of Load | 1 | 2027 | 4.6565e-05
ENS | Alternate Scenario | C&I Curtailment | C&I Curtailment-Turnkey-Water Heating Control | General | Miscellaneous | Winter Morning | % of Load | 1 | 2027 | 1.9352e-05
ENS | Alternate Scenario | C&I Curtailment | C&I Curtailment-Turnkey-Water Heating Control | General | Offices | Winter Morning | % of Load | 1 | 2027 | 5.1868e-07
ENS | Alternate Scenario | C&I Curtailment | C&I Curtailment-Turnkey-Water Heating Control | General | Retail Trade | Winter Morning | % of Load | 1 | 2027 | 1.0307e-05
ENS | Alternate Scenario | C&I Curtailment | C&I Curtailment-Turnkey-Water Heating Control | General | Services | Winter Morning | % of Load | 1 | 2027 | 6.6582e-06
ENS | Alternate Scenario | C&I Curtailment | C&I Curtailment-Turnkey-Other | General | Miscellaneous | Winter Morning | % of Load | 1 | 2027 | 0.00034517
ENS | Alternate Scenario | C&I Curtailment | C&I Curtailment-Turnkey-Other | General | Offices | Winter Morning | % of Load | 1 | 2027 | 9.4689e-06
ENS | Alternate Scenario | C&I Curtailment | C&I Curtailment-Turnkey-Other | General | Retail Trade | Winter Morning | % of Load | 1 | 2027 | 0.00010906
ENS | Alternate Scenario | C&I Curtailment | C&I Curtailment-Turnkey-Other | General | Services | Winter Morning | % of Load | 1 | 2027 | 7.0491e-05
ENS | Alternate Scenario | C&I Curtailment | C&I Curtailment-Turnkey-Manual HVAC Control | General | Miscellaneous | Winter Evening | % of Load | 1 | 2027 | 0.00078477
ENS | Alternate Scenario | C&I Curtailment | C&I Curtailment-Turnkey-Manual HVAC Control | General | Offices | Winter Evening | % of Load | 1 | 2027 | 5.2343e-05
ENS | Alternate Scenario | C&I Curtailment | C&I Curtailment-Turnkey-Manual HVAC Control | General | Retail Trade | Winter Evening | % of Load | 1 | 2027 | 0.00018347
ENS | Alternate Scenario | C&I Curtailment | C&I Curtailment-Turnkey-Manual HVAC Control | General | Services | Winter Evening | % of Load | 1 | 2027 | 0.00011861
ENS | Alternate Scenario | C&I Curtailment | C&I Curtailment-Turnkey-Auto-DR HVAC Control | General | Miscellaneous | Winter Evening | % of Load | 1 | 2027 | 3.1151e-05
ENS | Alternate Scenario | C&I Curtailment | C&I Curtailment-Turnkey-Auto-DR HVAC Control | General | Offices | Winter Evening | % of Load | 1 | 2027 | 2.0777e-06
ENS | Alternate Scenario | C&I Curtailment | C&I Curtailment-Turnkey-Auto-DR HVAC Control | General | Retail Trade | Winter Evening | % of Load | 1 | 2027 | 7.2826e-06
ENS | Alternate Scenario | C&I Curtailment | C&I Curtailment-Turnkey-Auto-DR HVAC Control | General | Services | Winter Evening | % of Load | 1 | 2027 | 4.7081e-06
ENS | Alternate Scenario | C&I Curtailment | C&I Curtailment-Turnkey-Standard Lighting Control | General | Miscellaneous | Winter Evening | % of Load | 1 | 2027 | 0.00032727
ENS | Alternate Scenario | C&I Curtailment | C&I Curtailment-Turnkey-Standard Lighting Control | General | Offices | Winter Evening | % of Load | 1 | 2027 | 6.7528e-06
ENS | Alternate Scenario | C&I Curtailment | C&I Curtailment-Turnkey-Standard Lighting Control | General | Retail Trade | Winter Evening | % of Load | 1 | 2027 | 7.4586e-05
ENS | Alternate Scenario | C&I Curtailment | C&I Curtailment-Turnkey-Standard Lighting Control | General | Services | Winter Evening | % of Load | 1 | 2027 | 4.8263e-05
ENS | Alternate Scenario | C&I Curtailment | C&I Curtailment-Turnkey-Water Heating Control | General | Miscellaneous | Winter Evening | % of Load | 1 | 2027 | 2.0058e-05
ENS | Alternate Scenario | C&I Curtailment | C&I Curtailment-Turnkey-Water Heating Control | General | Offices | Winter Evening | % of Load | 1 | 2027 | 5.3759e-07
ENS | Alternate Scenario | C&I Curtailment | C&I Curtailment-Turnkey-Water Heating Control | General | Retail Trade | Winter Evening | % of Load | 1 | 2027 | 1.0683e-05
ENS | Alternate Scenario | C&I Curtailment | C&I Curtailment-Turnkey-Water Heating Control | General | Services | Winter Evening | % of Load | 1 | 2027 | 6.9009e-06
ENS | Alternate Scenario | C&I Curtailment | C&I Curtailment-Turnkey-Other | General | Miscellaneous | Winter Evening | % of Load | 1 | 2027 | 0.00035776
ENS | Alternate Scenario | C&I Curtailment | C&I Curtailment-Turnkey-Other | General | Offices | Winter Evening | % of Load | 1 | 2027 | 9.8142e-06
ENS | Alternate Scenario | C&I Curtailment | C&I Curtailment-Turnkey-Other | General | Retail Trade | Winter Evening | % of Load | 1 | 2027 | 0.00011303
ENS | Alternate Scenario | C&I Curtailment | C&I Curtailment-Turnkey-Other | General | Services | Winter Evening | % of Load | 1 | 2027 | 7.3061e-05
ENS | Alternate Scenario | C&I Curtailment | C&I Curtailment-Turnkey-Manual HVAC Control | Large General | Miscellaneous | Winter Morning | % of Load | 1 | 2027 | 0.00060577
ENS | Alternate Scenario | C&I Curtailment | C&I Curtailment-Turnkey-Manual HVAC Control | Large General | Retail Trade | Winter Morning | % of Load | 1 | 2027 | 2.5863e-05
ENS | Alternate Scenario | C&I Curtailment | C&I Curtailment-Turnkey-Manual HVAC Control | Large General | Services | Winter Morning | % of Load | 1 | 2027 | 4.1417e-05
ENS | Alternate Scenario | C&I Curtailment | C&I Curtailment-Turnkey-Auto-DR HVAC Control | Large General | Miscellaneous | Winter Morning | % of Load | 1 | 2027 | 2.4045e-05
ENS | Alternate Scenario | C&I Curtailment | C&I Curtailment-Turnkey-Auto-DR HVAC Control | Large General | Retail Trade | Winter Morning | % of Load | 1 | 2027 | 1.0266e-06
ENS | Alternate Scenario | C&I Curtailment | C&I Curtailment-Turnkey-Auto-DR HVAC Control | Large General | Services | Winter Morning | % of Load | 1 | 2027 | 1.644e-06
ENS | Alternate Scenario | C&I Curtailment | C&I Curtailment-Turnkey-Standard Lighting Control | Large General | Miscellaneous | Winter Morning | % of Load | 1 | 2027 | 0.00026231
ENS | Alternate Scenario | C&I Curtailment | C&I Curtailment-Turnkey-Standard Lighting Control | Large General | Retail Trade | Winter Morning | % of Load | 1 | 2027 | 1.0466e-05
ENS | Alternate Scenario | C&I Curtailment | C&I Curtailment-Turnkey-Standard Lighting Control | Large General | Services | Winter Morning | % of Load | 1 | 2027 | 1.6761e-05
ENS | Alternate Scenario | C&I Curtailment | C&I Curtailment-Turnkey-Water Heating Control | Large General | Miscellaneous | Winter Morning | % of Load | 1 | 2027 | 1.2411e-05
ENS | Alternate Scenario | C&I Curtailment | C&I Curtailment-Turnkey-Water Heating Control | Large General | Retail Trade | Winter Morning | % of Load | 1 | 2027 | 1.5121e-06
ENS | Alternate Scenario | C&I Curtailment | C&I Curtailment-Turnkey-Water Heating Control | Large General | Services | Winter Morning | % of Load | 1 | 2027 | 2.4215e-06
ENS | Alternate Scenario | C&I Curtailment | C&I Curtailment-Turnkey-Other | Large General | Miscellaneous | Winter Morning | % of Load | 1 | 2027 | 0.00026778
ENS | Alternate Scenario | C&I Curtailment | C&I Curtailment-Turnkey-Other | Large General | Retail Trade | Winter Morning | % of Load | 1 | 2027 | 1.5948e-05
ENS | Alternate Scenario | C&I Curtailment | C&I Curtailment-Turnkey-Other | Large General | Services | Winter Morning | % of Load | 1 | 2027 | 2.5539e-05
ENS | Alternate Scenario | C&I Curtailment | C&I Curtailment-Turnkey-Manual HVAC Control | Large General | Miscellaneous | Winter Evening | % of Load | 1 | 2027 | 0.00046126
ENS | Alternate Scenario | C&I Curtailment | C&I Curtailment-Turnkey-Manual HVAC Control | Large General | Retail Trade | Winter Evening | % of Load | 1 | 2027 | 1.9693e-05
ENS | Alternate Scenario | C&I Curtailment | C&I Curtailment-Turnkey-Manual HVAC Control | Large General | Services | Winter Evening | % of Load | 1 | 2027 | 3.1537e-05
ENS | Alternate Scenario | C&I Curtailment | C&I Curtailment-Turnkey-Auto-DR HVAC Control | Large General | Miscellaneous | Winter Evening | % of Load | 1 | 2027 | 1.8309e-05
ENS | Alternate Scenario | C&I Curtailment | C&I Curtailment-Turnkey-Auto-DR HVAC Control | Large General | Retail Trade | Winter Evening | % of Load | 1 | 2027 | 7.8171e-07
ENS | Alternate Scenario | C&I Curtailment | C&I Curtailment-Turnkey-Auto-DR HVAC Control | Large General | Services | Winter Evening | % of Load | 1 | 2027 | 1.2518e-06
ENS | Alternate Scenario | C&I Curtailment | C&I Curtailment-Turnkey-Standard Lighting Control | Large General | Miscellaneous | Winter Evening | % of Load | 1 | 2027 | 0.00019974
ENS | Alternate Scenario | C&I Curtailment | C&I Curtailment-Turnkey-Standard Lighting Control | Large General | Retail Trade | Winter Evening | % of Load | 1 | 2027 | 7.9695e-06
ENS | Alternate Scenario | C&I Curtailment | C&I Curtailment-Turnkey-Standard Lighting Control | Large General | Services | Winter Evening | % of Load | 1 | 2027 | 1.2762e-05
ENS | Alternate Scenario | C&I Curtailment | C&I Curtailment-Turnkey-Water Heating Control | Large General | Miscellaneous | Winter Evening | % of Load | 1 | 2027 | 9.45e-06
ENS | Alternate Scenario | C&I Curtailment | C&I Curtailment-Turnkey-Water Heating Control | Large General | Retail Trade | Winter Evening | % of Load | 1 | 2027 | 1.1514e-06
ENS | Alternate Scenario | C&I Curtailment | C&I Curtailment-Turnkey-Water Heating Control | Large General | Services | Winter Evening | % of Load | 1 | 2027 | 1.8438e-06
ENS | Alternate Scenario | C&I Curtailment | C&I Curtailment-Turnkey-Other | Large General | Miscellaneous | Winter Evening | % of Load | 1 | 2027 | 0.0002039
ENS | Alternate Scenario | C&I Curtailment | C&I Curtailment-Turnkey-Other | Large General | Retail Trade | Winter Evening | % of Load | 1 | 2027 | 1.2144e-05
ENS | Alternate Scenario | C&I Curtailment | C&I Curtailment-Turnkey-Other | Large General | Services | Winter Evening | % of Load | 1 | 2027 | 1.9447e-05
ENS | Alternate Scenario | C&I Curtailment | C&I Curtailment-Turnkey-Manual HVAC Control | Small Industrial | Miscellaneous | Winter Morning | % of Load | 1 | 2027 | 0.00010074
ENS | Alternate Scenario | C&I Curtailment | C&I Curtailment-Turnkey-Manual HVAC Control | Small Industrial | Offices | Winter Morning | % of Load | 1 | 2027 | 1.2682e-06
ENS | Alternate Scenario | C&I Curtailment | C&I Curtailment-Turnkey-Manual HVAC Control | Small Industrial | Retail Trade | Winter Morning | % of Load | 1 | 2027 | 4.3274e-06
ENS | Alternate Scenario | C&I Curtailment | C&I Curtailment-Turnkey-Manual HVAC Control | Small Industrial | Services | Winter Morning | % of Load | 1 | 2027 | 1.3671e-06
ENS | Alternate Scenario | C&I Curtailment | C&I Curtailment-Turnkey-Auto-DR HVAC Control | Small Industrial | Miscellaneous | Winter Morning | % of Load | 1 | 2027 | 3.9989e-06
ENS | Alternate Scenario | C&I Curtailment | C&I Curtailment-Turnkey-Auto-DR HVAC Control | Small Industrial | Offices | Winter Morning | % of Load | 1 | 2027 | 5.034e-08
ENS | Alternate Scenario | C&I Curtailment | C&I Curtailment-Turnkey-Auto-DR HVAC Control | Small Industrial | Retail Trade | Winter Morning | % of Load | 1 | 2027 | 1.7177e-07
ENS | Alternate Scenario | C&I Curtailment | C&I Curtailment-Turnkey-Auto-DR HVAC Control | Small Industrial | Services | Winter Morning | % of Load | 1 | 2027 | 5.4267e-08
ENS | Alternate Scenario | C&I Curtailment | C&I Curtailment-Turnkey-Standard Lighting Control | Small Industrial | Miscellaneous | Winter Morning | % of Load | 1 | 2027 | 3.1679e-05
ENS | Alternate Scenario | C&I Curtailment | C&I Curtailment-Turnkey-Standard Lighting Control | Small Industrial | Offices | Winter Morning | % of Load | 1 | 2027 | 1.7373e-07
ENS | Alternate Scenario | C&I Curtailment | C&I Curtailment-Turnkey-Standard Lighting Control | Small Industrial | Retail Trade | Winter Morning | % of Load | 1 | 2027 | 1.864e-06
ENS | Alternate Scenario | C&I Curtailment | C&I Curtailment-Turnkey-Standard Lighting Control | Small Industrial | Services | Winter Morning | % of Load | 1 | 2027 | 5.8888e-07
ENS | Alternate Scenario | C&I Curtailment | C&I Curtailment-Turnkey-Water Heating Control | Small Industrial | Miscellaneous | Winter Morning | % of Load | 1 | 2027 | 2.4513e-06
ENS | Alternate Scenario | C&I Curtailment | C&I Curtailment-Turnkey-Water Heating Control | Small Industrial | Offices | Winter Morning | % of Load | 1 | 2027 | 1.2672e-08
ENS | Alternate Scenario | C&I Curtailment | C&I Curtailment-Turnkey-Water Heating Control | Small Industrial | Retail Trade | Winter Morning | % of Load | 1 | 2027 | 2.3867e-07
ENS | Alternate Scenario | C&I Curtailment | C&I Curtailment-Turnkey-Water Heating Control | Small Industrial | Services | Winter Morning | % of Load | 1 | 2027 | 7.5404e-08
ENS | Alternate Scenario | C&I Curtailment | C&I Curtailment-Turnkey-Other | Small Industrial | Miscellaneous | Winter Morning | % of Load | 1 | 2027 | 3.8073e-05
ENS | Alternate Scenario | C&I Curtailment | C&I Curtailment-Turnkey-Other | Small Industrial | Offices | Winter Morning | % of Load | 1 | 2027 | 2.3915e-07
ENS | Alternate Scenario | C&I Curtailment | C&I Curtailment-Turnkey-Other | Small Industrial | Retail Trade | Winter Morning | % of Load | 1 | 2027 | 2.6356e-06
ENS | Alternate Scenario | C&I Curtailment | C&I Curtailment-Turnkey-Other | Small Industrial | Services | Winter Morning | % of Load | 1 | 2027 | 8.3265e-07
ENS | Alternate Scenario | C&I Curtailment | C&I Curtailment-Turnkey-Industrial | Small Industrial | Manufacturing | Winter Morning | % of Load | 1 | 2027 | 9.2121e-06
ENS | Alternate Scenario | C&I Curtailment | C&I Curtailment-Turnkey-Manual HVAC Control | Small Industrial | Miscellaneous | Winter Evening | % of Load | 1 | 2027 | 0.00012242
ENS | Alternate Scenario | C&I Curtailment | C&I Curtailment-Turnkey-Manual HVAC Control | Small Industrial | Offices | Winter Evening | % of Load | 1 | 2027 | 1.5411e-06
ENS | Alternate Scenario | C&I Curtailment | C&I Curtailment-Turnkey-Manual HVAC Control | Small Industrial | Retail Trade | Winter Evening | % of Load | 1 | 2027 | 5.2587e-06
ENS | Alternate Scenario | C&I Curtailment | C&I Curtailment-Turnkey-Manual HVAC Control | Small Industrial | Services | Winter Evening | % of Load | 1 | 2027 | 1.6614e-06
ENS | Alternate Scenario | C&I Curtailment | C&I Curtailment-Turnkey-Auto-DR HVAC Control | Small Industrial | Miscellaneous | Winter Evening | % of Load | 1 | 2027 | 4.8595e-06
ENS | Alternate Scenario | C&I Curtailment | C&I Curtailment-Turnkey-Auto-DR HVAC Control | Small Industrial | Offices | Winter Evening | % of Load | 1 | 2027 | 6.1174e-08
ENS | Alternate Scenario | C&I Curtailment | C&I Curtailment-Turnkey-Auto-DR HVAC Control | Small Industrial | Retail Trade | Winter Evening | % of Load | 1 | 2027 | 2.0874e-07
ENS | Alternate Scenario | C&I Curtailment | C&I Curtailment-Turnkey-Auto-DR HVAC Control | Small Industrial | Services | Winter Evening | % of Load | 1 | 2027 | 6.5946e-08
ENS | Alternate Scenario | C&I Curtailment | C&I Curtailment-Turnkey-Standard Lighting Control | Small Industrial | Miscellaneous | Winter Evening | % of Load | 1 | 2027 | 3.8496e-05
ENS | Alternate Scenario | C&I Curtailment | C&I Curtailment-Turnkey-Standard Lighting Control | Small Industrial | Offices | Winter Evening | % of Load | 1 | 2027 | 2.1112e-07
ENS | Alternate Scenario | C&I Curtailment | C&I Curtailment-Turnkey-Standard Lighting Control | Small Industrial | Retail Trade | Winter Evening | % of Load | 1 | 2027 | 2.2651e-06
ENS | Alternate Scenario | C&I Curtailment | C&I Curtailment-Turnkey-Standard Lighting Control | Small Industrial | Services | Winter Evening | % of Load | 1 | 2027 | 7.1561e-07
ENS | Alternate Scenario | C&I Curtailment | C&I Curtailment-Turnkey-Water Heating Control | Small Industrial | Miscellaneous | Winter Evening | % of Load | 1 | 2027 | 2.9789e-06
ENS | Alternate Scenario | C&I Curtailment | C&I Curtailment-Turnkey-Water Heating Control | Small Industrial | Offices | Winter Evening | % of Load | 1 | 2027 | 1.5399e-08
ENS | Alternate Scenario | C&I Curtailment | C&I Curtailment-Turnkey-Water Heating Control | Small Industrial | Retail Trade | Winter Evening | % of Load | 1 | 2027 | 2.9004e-07
ENS | Alternate Scenario | C&I Curtailment | C&I Curtailment-Turnkey-Water Heating Control | Small Industrial | Services | Winter Evening | % of Load | 1 | 2027 | 9.1631e-08
ENS | Alternate Scenario | C&I Curtailment | C&I Curtailment-Turnkey-Other | Small Industrial | Miscellaneous | Winter Evening | % of Load | 1 | 2027 | 4.6267e-05
ENS | Alternate Scenario | C&I Curtailment | C&I Curtailment-Turnkey-Other | Small Industrial | Offices | Winter Evening | % of Load | 1 | 2027 | 2.9062e-07
ENS | Alternate Scenario | C&I Curtailment | C&I Curtailment-Turnkey-Other | Small Industrial | Retail Trade | Winter Evening | % of Load | 1 | 2027 | 3.2028e-06
ENS | Alternate Scenario | C&I Curtailment | C&I Curtailment-Turnkey-Other | Small Industrial | Services | Winter Evening | % of Load | 1 | 2027 | 1.0118e-06
ENS | Alternate Scenario | C&I Curtailment | C&I Curtailment-Turnkey-Industrial | Small Industrial | Manufacturing | Winter Evening | % of Load | 1 | 2027 | 1.1195e-05
ENS | Alternate Scenario | C&I Curtailment | C&I Curtailment-Turnkey-Manual HVAC Control | Medium Industrial | Miscellaneous | Winter Morning | % of Load | 1 | 2027 | 0.0019227
ENS | Alternate Scenario | C&I Curtailment | C&I Curtailment-Turnkey-Manual HVAC Control | Medium Industrial | Offices | Winter Morning | % of Load | 1 | 2027 | 3.0467e-05
ENS | Alternate Scenario | C&I Curtailment | C&I Curtailment-Turnkey-Manual HVAC Control | Medium Industrial | Retail Trade | Winter Morning | % of Load | 1 | 2027 | 0.00043207
ENS | Alternate Scenario | C&I Curtailment | C&I Curtailment-Turnkey-Manual HVAC Control | Medium Industrial | Services | Winter Morning | % of Load | 1 | 2027 | 1.9895e-05
ENS | Alternate Scenario | C&I Curtailment | C&I Curtailment-Turnkey-Auto-DR HVAC Control | Medium Industrial | Miscellaneous | Winter Morning | % of Load | 1 | 2027 | 7.6319e-05
ENS | Alternate Scenario | C&I Curtailment | C&I Curtailment-Turnkey-Auto-DR HVAC Control | Medium Industrial | Offices | Winter Morning | % of Load | 1 | 2027 | 1.2094e-06
ENS | Alternate Scenario | C&I Curtailment | C&I Curtailment-Turnkey-Auto-DR HVAC Control | Medium Industrial | Retail Trade | Winter Morning | % of Load | 1 | 2027 | 1.715e-05
ENS | Alternate Scenario | C&I Curtailment | C&I Curtailment-Turnkey-Auto-DR HVAC Control | Medium Industrial | Services | Winter Morning | % of Load | 1 | 2027 | 7.8973e-07
ENS | Alternate Scenario | C&I Curtailment | C&I Curtailment-Turnkey-Standard Lighting Control | Medium Industrial | Miscellaneous | Winter Morning | % of Load | 1 | 2027 | 0.00060458
ENS | Alternate Scenario | C&I Curtailment | C&I Curtailment-Turnkey-Standard Lighting Control | Medium Industrial | Offices | Winter Morning | % of Load | 1 | 2027 | 4.1736e-06
ENS | Alternate Scenario | C&I Curtailment | C&I Curtailment-Turnkey-Standard Lighting Control | Medium Industrial | Retail Trade | Winter Morning | % of Load | 1 | 2027 | 0.00018611
ENS | Alternate Scenario | C&I Curtailment | C&I Curtailment-Turnkey-Standard Lighting Control | Medium Industrial | Services | Winter Morning | % of Load | 1 | 2027 | 8.5696e-06
ENS | Alternate Scenario | C&I Curtailment | C&I Curtailment-Turnkey-Water Heating Control | Medium Industrial | Miscellaneous | Winter Morning | % of Load | 1 | 2027 | 4.6783e-05
ENS | Alternate Scenario | C&I Curtailment | C&I Curtailment-Turnkey-Water Heating Control | Medium Industrial | Offices | Winter Morning | % of Load | 1 | 2027 | 3.0442e-07
ENS | Alternate Scenario | C&I Curtailment | C&I Curtailment-Turnkey-Water Heating Control | Medium Industrial | Retail Trade | Winter Morning | % of Load | 1 | 2027 | 2.383e-05
ENS | Alternate Scenario | C&I Curtailment | C&I Curtailment-Turnkey-Water Heating Control | Medium Industrial | Services | Winter Morning | % of Load | 1 | 2027 | 1.0973e-06
ENS | Alternate Scenario | C&I Curtailment | C&I Curtailment-Turnkey-Other | Medium Industrial | Miscellaneous | Winter Morning | % of Load | 1 | 2027 | 0.00072662
ENS | Alternate Scenario | C&I Curtailment | C&I Curtailment-Turnkey-Other | Medium Industrial | Offices | Winter Morning | % of Load | 1 | 2027 | 5.7453e-06
ENS | Alternate Scenario | C&I Curtailment | C&I Curtailment-Turnkey-Other | Medium Industrial | Retail Trade | Winter Morning | % of Load | 1 | 2027 | 0.00026315
ENS | Alternate Scenario | C&I Curtailment | C&I Curtailment-Turnkey-Other | Medium Industrial | Services | Winter Morning | % of Load | 1 | 2027 | 1.2117e-05
ENS | Alternate Scenario | C&I Curtailment | C&I Curtailment-Turnkey-Manual HVAC Control | Medium Industrial | Miscellaneous | Winter Evening | % of Load | 1 | 2027 | 0.0016464
ENS | Alternate Scenario | C&I Curtailment | C&I Curtailment-Turnkey-Manual HVAC Control | Medium Industrial | Offices | Winter Evening | % of Load | 1 | 2027 | 2.609e-05
ENS | Alternate Scenario | C&I Curtailment | C&I Curtailment-Turnkey-Manual HVAC Control | Medium Industrial | Retail Trade | Winter Evening | % of Load | 1 | 2027 | 0.00036999
ENS | Alternate Scenario | C&I Curtailment | C&I Curtailment-Turnkey-Manual HVAC Control | Medium Industrial | Services | Winter Evening | % of Load | 1 | 2027 | 1.7037e-05
ENS | Alternate Scenario | C&I Curtailment | C&I Curtailment-Turnkey-Auto-DR HVAC Control | Medium Industrial | Miscellaneous | Winter Evening | % of Load | 1 | 2027 | 6.5353e-05
ENS | Alternate Scenario | C&I Curtailment | C&I Curtailment-Turnkey-Auto-DR HVAC Control | Medium Industrial | Offices | Winter Evening | % of Load | 1 | 2027 | 1.0356e-06
ENS | Alternate Scenario | C&I Curtailment | C&I Curtailment-Turnkey-Auto-DR HVAC Control | Medium Industrial | Retail Trade | Winter Evening | % of Load | 1 | 2027 | 1.4686e-05
ENS | Alternate Scenario | C&I Curtailment | C&I Curtailment-Turnkey-Auto-DR HVAC Control | Medium Industrial | Services | Winter Evening | % of Load | 1 | 2027 | 6.7626e-07
ENS | Alternate Scenario | C&I Curtailment | C&I Curtailment-Turnkey-Standard Lighting Control | Medium Industrial | Miscellaneous | Winter Evening | % of Load | 1 | 2027 | 0.00051772
ENS | Alternate Scenario | C&I Curtailment | C&I Curtailment-Turnkey-Standard Lighting Control | Medium Industrial | Offices | Winter Evening | % of Load | 1 | 2027 | 3.574e-06
ENS | Alternate Scenario | C&I Curtailment | C&I Curtailment-Turnkey-Standard Lighting Control | Medium Industrial | Retail Trade | Winter Evening | % of Load | 1 | 2027 | 0.00015937
ENS | Alternate Scenario | C&I Curtailment | C&I Curtailment-Turnkey-Standard Lighting Control | Medium Industrial | Services | Winter Evening | % of Load | 1 | 2027 | 7.3384e-06
ENS | Alternate Scenario | C&I Curtailment | C&I Curtailment-Turnkey-Water Heating Control | Medium Industrial | Miscellaneous | Winter Evening | % of Load | 1 | 2027 | 4.0061e-05
ENS | Alternate Scenario | C&I Curtailment | C&I Curtailment-Turnkey-Water Heating Control | Medium Industrial | Offices | Winter Evening | % of Load | 1 | 2027 | 2.6069e-07
ENS | Alternate Scenario | C&I Curtailment | C&I Curtailment-Turnkey-Water Heating Control | Medium Industrial | Retail Trade | Winter Evening | % of Load | 1 | 2027 | 2.0406e-05
ENS | Alternate Scenario | C&I Curtailment | C&I Curtailment-Turnkey-Water Heating Control | Medium Industrial | Services | Winter Evening | % of Load | 1 | 2027 | 9.3965e-07
ENS | Alternate Scenario | C&I Curtailment | C&I Curtailment-Turnkey-Other | Medium Industrial | Miscellaneous | Winter Evening | % of Load | 1 | 2027 | 0.00062222
ENS | Alternate Scenario | C&I Curtailment | C&I Curtailment-Turnkey-Other | Medium Industrial | Offices | Winter Evening | % of Load | 1 | 2027 | 4.9198e-06
ENS | Alternate Scenario | C&I Curtailment | C&I Curtailment-Turnkey-Other | Medium Industrial | Retail Trade | Winter Evening | % of Load | 1 | 2027 | 0.00022534
ENS | Alternate Scenario | C&I Curtailment | C&I Curtailment-Turnkey-Other | Medium Industrial | Services | Winter Evening | % of Load | 1 | 2027 | 1.0376e-05
ENS | Alternate Scenario | C&I Curtailment | C&I Curtailment-Turnkey-Manual HVAC Control | Large Industrial | Miscellaneous | Winter Morning | % of Load | 1 | 2027 | 3.9922e-05
ENS | Alternate Scenario | C&I Curtailment | C&I Curtailment-Turnkey-Auto-DR HVAC Control | Large Industrial | Miscellaneous | Winter Morning | % of Load | 1 | 2027 | 1.5847e-06
ENS | Alternate Scenario | C&I Curtailment | C&I Curtailment-Turnkey-Standard Lighting Control | Large Industrial | Miscellaneous | Winter Morning | % of Load | 1 | 2027 | 1.7287e-05
ENS | Alternate Scenario | C&I Curtailment | C&I Curtailment-Turnkey-Water Heating Control | Large Industrial | Miscellaneous | Winter Morning | % of Load | 1 | 2027 | 8.1789e-07
ENS | Alternate Scenario | C&I Curtailment | C&I Curtailment-Turnkey-Other | Large Industrial | Miscellaneous | Winter Morning | % of Load | 1 | 2027 | 1.7647e-05
ENS | Alternate Scenario | C&I Curtailment | C&I Curtailment-Turnkey-Industrial | Large Industrial | Manufacturing | Winter Morning | % of Load | 1 | 2027 | 3.5028e-06
ENS | Alternate Scenario | C&I Curtailment | C&I Curtailment-Turnkey-Manual HVAC Control | Large Industrial | Miscellaneous | Winter Evening | % of Load | 1 | 2027 | 3.5129e-05
ENS | Alternate Scenario | C&I Curtailment | C&I Curtailment-Turnkey-Auto-DR HVAC Control | Large Industrial | Miscellaneous | Winter Evening | % of Load | 1 | 2027 | 1.3944e-06
ENS | Alternate Scenario | C&I Curtailment | C&I Curtailment-Turnkey-Standard Lighting Control | Large Industrial | Miscellaneous | Winter Evening | % of Load | 1 | 2027 | 1.5212e-05
ENS | Alternate Scenario | C&I Curtailment | C&I Curtailment-Turnkey-Water Heating Control | Large Industrial | Miscellaneous | Winter Evening | % of Load | 1 | 2027 | 7.1971e-07
ENS | Alternate Scenario | C&I Curtailment | C&I Curtailment-Turnkey-Other | Large Industrial | Miscellaneous | Winter Evening | % of Load | 1 | 2027 | 1.5529e-05
ENS | Alternate Scenario | C&I Curtailment | C&I Curtailment-Turnkey-Industrial | Large Industrial | Manufacturing | Winter Evening | % of Load | 1 | 2027 | 3.0823e-06
ENS | Alternate Scenario | C&I Loadshift to BUGs | C&I Loadshift to BUGs | Large General | Miscellaneous | Winter Morning | % of Load | 1 | 2027 | 0.0023479
ENS | Alternate Scenario | C&I Loadshift to BUGs | C&I Loadshift to BUGs | Large General | Miscellaneous | Winter Evening | % of Load | 1 | 2027 | 0.0017878
ENS | Alternate Scenario | C&I Loadshift to BUGs | C&I Loadshift to BUGs | Small Industrial | Miscellaneous | Winter Morning | % of Load | 1 | 2027 | 0.00062701
ENS | Alternate Scenario | C&I Loadshift to BUGs | C&I Loadshift to BUGs | Small Industrial | Miscellaneous | Winter Evening | % of Load | 1 | 2027 | 0.00076195
ENS | Alternate Scenario | C&I Loadshift to BUGs | C&I Loadshift to BUGs | Medium Industrial | Manufacturing | Winter Morning | % of Load | 1 | 2027 | 0.00044129
ENS | Alternate Scenario | C&I Loadshift to BUGs | C&I Loadshift to BUGs | Medium Industrial | Miscellaneous | Winter Morning | % of Load | 1 | 2027 | 0.0019152
ENS | Alternate Scenario | C&I Loadshift to BUGs | C&I Loadshift to BUGs | Medium Industrial | Manufacturing | Winter Evening | % of Load | 1 | 2027 | 0.00037788
ENS | Alternate Scenario | C&I Loadshift to BUGs | C&I Loadshift to BUGs | Medium Industrial | Miscellaneous | Winter Evening | % of Load | 1 | 2027 | 0.00164
ENS | Alternate Scenario | Dynamic Pricing | Dynamic Pricing with enabling tech. | Small General | Manufacturing | Winter Morning | % of Load | 1 | 2027 | 3.3675e-06
ENS | Alternate Scenario | Dynamic Pricing | Dynamic Pricing with enabling tech. | Small General | Manufacturing | Winter Evening | % of Load | 1 | 2027 | 3.4601e-06
ENS | Alternate Scenario | Dynamic Pricing | Dynamic Pricing with enabling tech. | Residential Charitable | Residential LI | Winter Morning | % of Load | 1 | 2027 | 0.00017402
ENS | Alternate Scenario | Dynamic Pricing | Dynamic Pricing with enabling tech. | Residential Charitable | Residential Market Rate | Winter Morning | % of Load | 1 | 2027 | 0.00099387
ENS | Alternate Scenario | Dynamic Pricing | Dynamic Pricing w/o enabling tech. | Residential Charitable | Residential LI | Winter Morning | % of Load | 1 | 2027 | 0.0011131
ENS | Alternate Scenario | Dynamic Pricing | Dynamic Pricing w/o enabling tech. | Residential Charitable | Residential Market Rate | Winter Morning | % of Load | 1 | 2027 | 0.0063573
ENS | Alternate Scenario | Dynamic Pricing | Dynamic Pricing with enabling tech. | Residential Charitable | Residential LI | Winter Evening | % of Load | 1 | 2027 | 0.00017536
ENS | Alternate Scenario | Dynamic Pricing | Dynamic Pricing with enabling tech. | Residential Charitable | Residential Market Rate | Winter Evening | % of Load | 1 | 2027 | 0.0010016
ENS | Alternate Scenario | Dynamic Pricing | Dynamic Pricing w/o enabling tech. | Residential Charitable | Residential LI | Winter Evening | % of Load | 1 | 2027 | 0.0011217
ENS | Alternate Scenario | Dynamic Pricing | Dynamic Pricing w/o enabling tech. | Residential Charitable | Residential Market Rate | Winter Evening | % of Load | 1 | 2027 | 0.0064065
ENS | Alternate Scenario | Behavioral DR | Behavioral DR | Residential Charitable | Residential LI | Winter Morning | % of Load | 1 | 2027 | 7.1197e-05
ENS | Alternate Scenario | Behavioral DR | Behavioral DR | Residential Charitable | Residential Market Rate | Winter Morning | % of Load | 1 | 2027 | 0.00040664
ENS | Alternate Scenario | Behavioral DR | Behavioral DR | Residential Charitable | Residential LI | Winter Evening | % of Load | 1 | 2027 | 7.1748e-05
ENS | Alternate Scenario | Behavioral DR | Behavioral DR | Residential Charitable | Residential Market Rate | Winter Evening | % of Load | 1 | 2027 | 0.00040978
ENS | Alternate Scenario | Time-of-Use Rates (TOU) | Time-of-Use Rates (TOU) | Residential Charitable | Residential LI | Winter Morning | % of Load | 0 | 2027 | 0.00030319
ENS | Alternate Scenario | Time-of-Use Rates (TOU) | Time-of-Use Rates (TOU) | Residential Charitable | Residential Market Rate | Winter Morning | % of Load | 0 | 2027 | 0.0017317
ENS | Alternate Scenario | Time-of-Use Rates (TOU) | Time-of-Use Rates (TOU) | Residential Charitable | Residential LI | Winter Evening | % of Load | 0 | 2027 | 0.00030554
ENS | Alternate Scenario | Time-of-Use Rates (TOU) | Time-of-Use Rates (TOU) | Residential Charitable | Residential Market Rate | Winter Evening | % of Load | 0 | 2027 | 0.0017451
ENS | Alternate Scenario | C&I Curtailment | C&I Curtailment-Turnkey-Manual HVAC Control | General | Miscellaneous | Winter Morning | % of Load | 1 | 2028 | 0.00089519
ENS | Alternate Scenario | C&I Curtailment | C&I Curtailment-Turnkey-Manual HVAC Control | General | Offices | Winter Morning | % of Load | 1 | 2028 | 6.0334e-05
ENS | Alternate Scenario | C&I Curtailment | C&I Curtailment-Turnkey-Manual HVAC Control | General | Retail Trade | Winter Morning | % of Load | 1 | 2028 | 0.00020809
ENS | Alternate Scenario | C&I Curtailment | C&I Curtailment-Turnkey-Manual HVAC Control | General | Services | Winter Morning | % of Load | 1 | 2028 | 0.00013453
ENS | Alternate Scenario | C&I Curtailment | C&I Curtailment-Turnkey-Auto-DR HVAC Control | General | Miscellaneous | Winter Morning | % of Load | 1 | 2028 | 4.4683e-05
ENS | Alternate Scenario | C&I Curtailment | C&I Curtailment-Turnkey-Auto-DR HVAC Control | General | Offices | Winter Morning | % of Load | 1 | 2028 | 3.0116e-06
ENS | Alternate Scenario | C&I Curtailment | C&I Curtailment-Turnkey-Auto-DR HVAC Control | General | Retail Trade | Winter Morning | % of Load | 1 | 2028 | 1.0387e-05
ENS | Alternate Scenario | C&I Curtailment | C&I Curtailment-Turnkey-Auto-DR HVAC Control | General | Services | Winter Morning | % of Load | 1 | 2028 | 6.7149e-06
ENS | Alternate Scenario | C&I Curtailment | C&I Curtailment-Turnkey-Standard Lighting Control | General | Miscellaneous | Winter Morning | % of Load | 1 | 2028 | 0.00037131
ENS | Alternate Scenario | C&I Curtailment | C&I Curtailment-Turnkey-Standard Lighting Control | General | Offices | Winter Morning | % of Load | 1 | 2028 | 7.5195e-06
ENS | Alternate Scenario | C&I Curtailment | C&I Curtailment-Turnkey-Standard Lighting Control | General | Retail Trade | Winter Morning | % of Load | 1 | 2028 | 8.3583e-05
ENS | Alternate Scenario | C&I Curtailment | C&I Curtailment-Turnkey-Standard Lighting Control | General | Services | Winter Morning | % of Load | 1 | 2028 | 5.4094e-05
ENS | Alternate Scenario | C&I Curtailment | C&I Curtailment-Turnkey-Water Heating Control | General | Miscellaneous | Winter Morning | % of Load | 1 | 2028 | 2.354e-05
ENS | Alternate Scenario | C&I Curtailment | C&I Curtailment-Turnkey-Water Heating Control | General | Offices | Winter Morning | % of Load | 1 | 2028 | 6.2871e-07
ENS | Alternate Scenario | C&I Curtailment | C&I Curtailment-Turnkey-Water Heating Control | General | Retail Trade | Winter Morning | % of Load | 1 | 2028 | 1.2596e-05
ENS | Alternate Scenario | C&I Curtailment | C&I Curtailment-Turnkey-Water Heating Control | General | Services | Winter Morning | % of Load | 1 | 2028 | 8.1355e-06
ENS | Alternate Scenario | C&I Curtailment | C&I Curtailment-Turnkey-Other | General | Miscellaneous | Winter Morning | % of Load | 1 | 2028 | 0.00041706
ENS | Alternate Scenario | C&I Curtailment | C&I Curtailment-Turnkey-Other | General | Offices | Winter Morning | % of Load | 1 | 2028 | 1.1407e-05
ENS | Alternate Scenario | C&I Curtailment | C&I Curtailment-Turnkey-Other | General | Retail Trade | Winter Morning | % of Load | 1 | 2028 | 0.00013193
ENS | Alternate Scenario | C&I Curtailment | C&I Curtailment-Turnkey-Other | General | Services | Winter Morning | % of Load | 1 | 2028 | 8.5271e-05
ENS | Alternate Scenario | C&I Curtailment | C&I Curtailment-Turnkey-Manual HVAC Control | General | Miscellaneous | Winter Evening | % of Load | 1 | 2028 | 0.00092762
ENS | Alternate Scenario | C&I Curtailment | C&I Curtailment-Turnkey-Manual HVAC Control | General | Offices | Winter Evening | % of Load | 1 | 2028 | 6.252e-05
ENS | Alternate Scenario | C&I Curtailment | C&I Curtailment-Turnkey-Manual HVAC Control | General | Retail Trade | Winter Evening | % of Load | 1 | 2028 | 0.00021562
ENS | Alternate Scenario | C&I Curtailment | C&I Curtailment-Turnkey-Manual HVAC Control | General | Services | Winter Evening | % of Load | 1 | 2028 | 0.0001394
ENS | Alternate Scenario | C&I Curtailment | C&I Curtailment-Turnkey-Auto-DR HVAC Control | General | Miscellaneous | Winter Evening | % of Load | 1 | 2028 | 4.6302e-05
ENS | Alternate Scenario | C&I Curtailment | C&I Curtailment-Turnkey-Auto-DR HVAC Control | General | Offices | Winter Evening | % of Load | 1 | 2028 | 3.1207e-06
ENS | Alternate Scenario | C&I Curtailment | C&I Curtailment-Turnkey-Auto-DR HVAC Control | General | Retail Trade | Winter Evening | % of Load | 1 | 2028 | 1.0763e-05
ENS | Alternate Scenario | C&I Curtailment | C&I Curtailment-Turnkey-Auto-DR HVAC Control | General | Services | Winter Evening | % of Load | 1 | 2028 | 6.9582e-06
ENS | Alternate Scenario | C&I Curtailment | C&I Curtailment-Turnkey-Standard Lighting Control | General | Miscellaneous | Winter Evening | % of Load | 1 | 2028 | 0.00038476
ENS | Alternate Scenario | C&I Curtailment | C&I Curtailment-Turnkey-Standard Lighting Control | General | Offices | Winter Evening | % of Load | 1 | 2028 | 7.7919e-06
ENS | Alternate Scenario | C&I Curtailment | C&I Curtailment-Turnkey-Standard Lighting Control | General | Retail Trade | Winter Evening | % of Load | 1 | 2028 | 8.6612e-05
ENS | Alternate Scenario | C&I Curtailment | C&I Curtailment-Turnkey-Standard Lighting Control | General | Services | Winter Evening | % of Load | 1 | 2028 | 5.6054e-05
ENS | Alternate Scenario | C&I Curtailment | C&I Curtailment-Turnkey-Water Heating Control | General | Miscellaneous | Winter Evening | % of Load | 1 | 2028 | 2.4393e-05
ENS | Alternate Scenario | C&I Curtailment | C&I Curtailment-Turnkey-Water Heating Control | General | Offices | Winter Evening | % of Load | 1 | 2028 | 6.5148e-07
ENS | Alternate Scenario | C&I Curtailment | C&I Curtailment-Turnkey-Water Heating Control | General | Retail Trade | Winter Evening | % of Load | 1 | 2028 | 1.3053e-05
ENS | Alternate Scenario | C&I Curtailment | C&I Curtailment-Turnkey-Water Heating Control | General | Services | Winter Evening | % of Load | 1 | 2028 | 8.4303e-06
ENS | Alternate Scenario | C&I Curtailment | C&I Curtailment-Turnkey-Other | General | Miscellaneous | Winter Evening | % of Load | 1 | 2028 | 0.00043217
ENS | Alternate Scenario | C&I Curtailment | C&I Curtailment-Turnkey-Other | General | Offices | Winter Evening | % of Load | 1 | 2028 | 1.182e-05
ENS | Alternate Scenario | C&I Curtailment | C&I Curtailment-Turnkey-Other | General | Retail Trade | Winter Evening | % of Load | 1 | 2028 | 0.00013671
ENS | Alternate Scenario | C&I Curtailment | C&I Curtailment-Turnkey-Other | General | Services | Winter Evening | % of Load | 1 | 2028 | 8.8361e-05
ENS | Alternate Scenario | C&I Curtailment | C&I Curtailment-Turnkey-Manual HVAC Control | Large General | Miscellaneous | Winter Morning | % of Load | 1 | 2028 | 0.00071643
ENS | Alternate Scenario | C&I Curtailment | C&I Curtailment-Turnkey-Manual HVAC Control | Large General | Retail Trade | Winter Morning | % of Load | 1 | 2028 | 3.0354e-05
ENS | Alternate Scenario | C&I Curtailment | C&I Curtailment-Turnkey-Manual HVAC Control | Large General | Services | Winter Morning | % of Load | 1 | 2028 | 4.8609e-05
ENS | Alternate Scenario | C&I Curtailment | C&I Curtailment-Turnkey-Auto-DR HVAC Control | Large General | Miscellaneous | Winter Morning | % of Load | 1 | 2028 | 3.576e-05
ENS | Alternate Scenario | C&I Curtailment | C&I Curtailment-Turnkey-Auto-DR HVAC Control | Large General | Retail Trade | Winter Morning | % of Load | 1 | 2028 | 1.5151e-06
ENS | Alternate Scenario | C&I Curtailment | C&I Curtailment-Turnkey-Auto-DR HVAC Control | Large General | Services | Winter Morning | % of Load | 1 | 2028 | 2.4263e-06
ENS | Alternate Scenario | C&I Curtailment | C&I Curtailment-Turnkey-Standard Lighting Control | Large General | Miscellaneous | Winter Morning | % of Load | 1 | 2028 | 0.00030856
ENS | Alternate Scenario | C&I Curtailment | C&I Curtailment-Turnkey-Standard Lighting Control | Large General | Retail Trade | Winter Morning | % of Load | 1 | 2028 | 1.2128e-05
ENS | Alternate Scenario | C&I Curtailment | C&I Curtailment-Turnkey-Standard Lighting Control | Large General | Services | Winter Morning | % of Load | 1 | 2028 | 1.9422e-05
ENS | Alternate Scenario | C&I Curtailment | C&I Curtailment-Turnkey-Water Heating Control | Large General | Miscellaneous | Winter Morning | % of Load | 1 | 2028 | 1.5006e-05
ENS | Alternate Scenario | C&I Curtailment | C&I Curtailment-Turnkey-Water Heating Control | Large General | Retail Trade | Winter Morning | % of Load | 1 | 2028 | 1.8466e-06
ENS | Alternate Scenario | C&I Curtailment | C&I Curtailment-Turnkey-Water Heating Control | Large General | Services | Winter Morning | % of Load | 1 | 2028 | 2.9571e-06
ENS | Alternate Scenario | C&I Curtailment | C&I Curtailment-Turnkey-Other | Large General | Miscellaneous | Winter Morning | % of Load | 1 | 2028 | 0.00032289
ENS | Alternate Scenario | C&I Curtailment | C&I Curtailment-Turnkey-Other | Large General | Retail Trade | Winter Morning | % of Load | 1 | 2028 | 1.9268e-05
ENS | Alternate Scenario | C&I Curtailment | C&I Curtailment-Turnkey-Other | Large General | Services | Winter Morning | % of Load | 1 | 2028 | 3.0855e-05
ENS | Alternate Scenario | C&I Curtailment | C&I Curtailment-Turnkey-Manual HVAC Control | Large General | Miscellaneous | Winter Evening | % of Load | 1 | 2028 | 0.0005454
ENS | Alternate Scenario | C&I Curtailment | C&I Curtailment-Turnkey-Manual HVAC Control | Large General | Retail Trade | Winter Evening | % of Load | 1 | 2028 | 2.3108e-05
ENS | Alternate Scenario | C&I Curtailment | C&I Curtailment-Turnkey-Manual HVAC Control | Large General | Services | Winter Evening | % of Load | 1 | 2028 | 3.7004e-05
ENS | Alternate Scenario | C&I Curtailment | C&I Curtailment-Turnkey-Auto-DR HVAC Control | Large General | Miscellaneous | Winter Evening | % of Load | 1 | 2028 | 2.7223e-05
ENS | Alternate Scenario | C&I Curtailment | C&I Curtailment-Turnkey-Auto-DR HVAC Control | Large General | Retail Trade | Winter Evening | % of Load | 1 | 2028 | 1.1534e-06
ENS | Alternate Scenario | C&I Curtailment | C&I Curtailment-Turnkey-Auto-DR HVAC Control | Large General | Services | Winter Evening | % of Load | 1 | 2028 | 1.8471e-06
ENS | Alternate Scenario | C&I Curtailment | C&I Curtailment-Turnkey-Standard Lighting Control | Large General | Miscellaneous | Winter Evening | % of Load | 1 | 2028 | 0.0002349
ENS | Alternate Scenario | C&I Curtailment | C&I Curtailment-Turnkey-Standard Lighting Control | Large General | Retail Trade | Winter Evening | % of Load | 1 | 2028 | 9.2326e-06
ENS | Alternate Scenario | C&I Curtailment | C&I Curtailment-Turnkey-Standard Lighting Control | Large General | Services | Winter Evening | % of Load | 1 | 2028 | 1.4785e-05
ENS | Alternate Scenario | C&I Curtailment | C&I Curtailment-Turnkey-Water Heating Control | Large General | Miscellaneous | Winter Evening | % of Load | 1 | 2028 | 1.1424e-05
ENS | Alternate Scenario | C&I Curtailment | C&I Curtailment-Turnkey-Water Heating Control | Large General | Retail Trade | Winter Evening | % of Load | 1 | 2028 | 1.4057e-06
ENS | Alternate Scenario | C&I Curtailment | C&I Curtailment-Turnkey-Water Heating Control | Large General | Services | Winter Evening | % of Load | 1 | 2028 | 2.2511e-06
ENS | Alternate Scenario | C&I Curtailment | C&I Curtailment-Turnkey-Other | Large General | Miscellaneous | Winter Evening | % of Load | 1 | 2028 | 0.0002458
ENS | Alternate Scenario | C&I Curtailment | C&I Curtailment-Turnkey-Other | Large General | Retail Trade | Winter Evening | % of Load | 1 | 2028 | 1.4668e-05
ENS | Alternate Scenario | C&I Curtailment | C&I Curtailment-Turnkey-Other | Large General | Services | Winter Evening | % of Load | 1 | 2028 | 2.3489e-05
ENS | Alternate Scenario | C&I Curtailment | C&I Curtailment-Turnkey-Manual HVAC Control | Small Industrial | Miscellaneous | Winter Morning | % of Load | 1 | 2028 | 0.00011919
ENS | Alternate Scenario | C&I Curtailment | C&I Curtailment-Turnkey-Manual HVAC Control | Small Industrial | Offices | Winter Morning | % of Load | 1 | 2028 | 1.5097e-06
ENS | Alternate Scenario | C&I Curtailment | C&I Curtailment-Turnkey-Manual HVAC Control | Small Industrial | Retail Trade | Winter Morning | % of Load | 1 | 2028 | 5.0886e-06
ENS | Alternate Scenario | C&I Curtailment | C&I Curtailment-Turnkey-Manual HVAC Control | Small Industrial | Services | Winter Morning | % of Load | 1 | 2028 | 1.6076e-06
ENS | Alternate Scenario | C&I Curtailment | C&I Curtailment-Turnkey-Auto-DR HVAC Control | Small Industrial | Miscellaneous | Winter Morning | % of Load | 1 | 2028 | 5.9492e-06
ENS | Alternate Scenario | C&I Curtailment | C&I Curtailment-Turnkey-Auto-DR HVAC Control | Small Industrial | Offices | Winter Morning | % of Load | 1 | 2028 | 7.5356e-08
ENS | Alternate Scenario | C&I Curtailment | C&I Curtailment-Turnkey-Auto-DR HVAC Control | Small Industrial | Retail Trade | Winter Morning | % of Load | 1 | 2028 | 2.54e-07
ENS | Alternate Scenario | C&I Curtailment | C&I Curtailment-Turnkey-Auto-DR HVAC Control | Small Industrial | Services | Winter Morning | % of Load | 1 | 2028 | 8.0244e-08
ENS | Alternate Scenario | C&I Curtailment | C&I Curtailment-Turnkey-Standard Lighting Control | Small Industrial | Miscellaneous | Winter Morning | % of Load | 1 | 2028 | 3.7083e-05
ENS | Alternate Scenario | C&I Curtailment | C&I Curtailment-Turnkey-Standard Lighting Control | Small Industrial | Offices | Winter Morning | % of Load | 1 | 2028 | 2.0223e-07
ENS | Alternate Scenario | C&I Curtailment | C&I Curtailment-Turnkey-Standard Lighting Control | Small Industrial | Retail Trade | Winter Morning | % of Load | 1 | 2028 | 2.1862e-06
ENS | Alternate Scenario | C&I Curtailment | C&I Curtailment-Turnkey-Standard Lighting Control | Small Industrial | Services | Winter Morning | % of Load | 1 | 2028 | 6.9068e-07
ENS | Alternate Scenario | C&I Curtailment | C&I Curtailment-Turnkey-Water Heating Control | Small Industrial | Miscellaneous | Winter Morning | % of Load | 1 | 2028 | 2.9666e-06
ENS | Alternate Scenario | C&I Curtailment | C&I Curtailment-Turnkey-Water Heating Control | Small Industrial | Offices | Winter Morning | % of Load | 1 | 2028 | 1.5219e-08
ENS | Alternate Scenario | C&I Curtailment | C&I Curtailment-Turnkey-Water Heating Control | Small Industrial | Retail Trade | Winter Morning | % of Load | 1 | 2028 | 2.8802e-07
ENS | Alternate Scenario | C&I Curtailment | C&I Curtailment-Turnkey-Water Heating Control | Small Industrial | Services | Winter Morning | % of Load | 1 | 2028 | 9.0994e-08
ENS | Alternate Scenario | C&I Curtailment | C&I Curtailment-Turnkey-Other | Small Industrial | Miscellaneous | Winter Morning | % of Load | 1 | 2028 | 4.5894e-05
ENS | Alternate Scenario | C&I Curtailment | C&I Curtailment-Turnkey-Other | Small Industrial | Offices | Winter Morning | % of Load | 1 | 2028 | 2.8758e-07
ENS | Alternate Scenario | C&I Curtailment | C&I Curtailment-Turnkey-Other | Small Industrial | Retail Trade | Winter Morning | % of Load | 1 | 2028 | 3.1761e-06
ENS | Alternate Scenario | C&I Curtailment | C&I Curtailment-Turnkey-Other | Small Industrial | Services | Winter Morning | % of Load | 1 | 2028 | 1.0034e-06
ENS | Alternate Scenario | C&I Curtailment | C&I Curtailment-Turnkey-Industrial | Small Industrial | Manufacturing | Winter Morning | % of Load | 1 | 2028 | 1.103e-05
ENS | Alternate Scenario | C&I Curtailment | C&I Curtailment-Turnkey-Manual HVAC Control | Small Industrial | Miscellaneous | Winter Evening | % of Load | 1 | 2028 | 0.0001448
ENS | Alternate Scenario | C&I Curtailment | C&I Curtailment-Turnkey-Manual HVAC Control | Small Industrial | Offices | Winter Evening | % of Load | 1 | 2028 | 1.8342e-06
ENS | Alternate Scenario | C&I Curtailment | C&I Curtailment-Turnkey-Manual HVAC Control | Small Industrial | Retail Trade | Winter Evening | % of Load | 1 | 2028 | 6.1824e-06
ENS | Alternate Scenario | C&I Curtailment | C&I Curtailment-Turnkey-Manual HVAC Control | Small Industrial | Services | Winter Evening | % of Load | 1 | 2028 | 1.9532e-06
ENS | Alternate Scenario | C&I Curtailment | C&I Curtailment-Turnkey-Auto-DR HVAC Control | Small Industrial | Miscellaneous | Winter Evening | % of Load | 1 | 2028 | 7.2279e-06
ENS | Alternate Scenario | C&I Curtailment | C&I Curtailment-Turnkey-Auto-DR HVAC Control | Small Industrial | Offices | Winter Evening | % of Load | 1 | 2028 | 9.1553e-08
ENS | Alternate Scenario | C&I Curtailment | C&I Curtailment-Turnkey-Auto-DR HVAC Control | Small Industrial | Retail Trade | Winter Evening | % of Load | 1 | 2028 | 3.0859e-07
ENS | Alternate Scenario | C&I Curtailment | C&I Curtailment-Turnkey-Auto-DR HVAC Control | Small Industrial | Services | Winter Evening | % of Load | 1 | 2028 | 9.7492e-08
ENS | Alternate Scenario | C&I Curtailment | C&I Curtailment-Turnkey-Standard Lighting Control | Small Industrial | Miscellaneous | Winter Evening | % of Load | 1 | 2028 | 4.5053e-05
ENS | Alternate Scenario | C&I Curtailment | C&I Curtailment-Turnkey-Standard Lighting Control | Small Industrial | Offices | Winter Evening | % of Load | 1 | 2028 | 2.4569e-07
ENS | Alternate Scenario | C&I Curtailment | C&I Curtailment-Turnkey-Standard Lighting Control | Small Industrial | Retail Trade | Winter Evening | % of Load | 1 | 2028 | 2.6561e-06
ENS | Alternate Scenario | C&I Curtailment | C&I Curtailment-Turnkey-Standard Lighting Control | Small Industrial | Services | Winter Evening | % of Load | 1 | 2028 | 8.3913e-07
ENS | Alternate Scenario | C&I Curtailment | C&I Curtailment-Turnkey-Water Heating Control | Small Industrial | Miscellaneous | Winter Evening | % of Load | 1 | 2028 | 3.6043e-06
ENS | Alternate Scenario | C&I Curtailment | C&I Curtailment-Turnkey-Water Heating Control | Small Industrial | Offices | Winter Evening | % of Load | 1 | 2028 | 1.849e-08
ENS | Alternate Scenario | C&I Curtailment | C&I Curtailment-Turnkey-Water Heating Control | Small Industrial | Retail Trade | Winter Evening | % of Load | 1 | 2028 | 3.4993e-07
ENS | Alternate Scenario | C&I Curtailment | C&I Curtailment-Turnkey-Water Heating Control | Small Industrial | Services | Winter Evening | % of Load | 1 | 2028 | 1.1055e-07
ENS | Alternate Scenario | C&I Curtailment | C&I Curtailment-Turnkey-Other | Small Industrial | Miscellaneous | Winter Evening | % of Load | 1 | 2028 | 5.5758e-05
ENS | Alternate Scenario | C&I Curtailment | C&I Curtailment-Turnkey-Other | Small Industrial | Offices | Winter Evening | % of Load | 1 | 2028 | 3.4939e-07
ENS | Alternate Scenario | C&I Curtailment | C&I Curtailment-Turnkey-Other | Small Industrial | Retail Trade | Winter Evening | % of Load | 1 | 2028 | 3.8587e-06
ENS | Alternate Scenario | C&I Curtailment | C&I Curtailment-Turnkey-Other | Small Industrial | Services | Winter Evening | % of Load | 1 | 2028 | 1.2191e-06
ENS | Alternate Scenario | C&I Curtailment | C&I Curtailment-Turnkey-Industrial | Small Industrial | Manufacturing | Winter Evening | % of Load | 1 | 2028 | 1.34e-05
ENS | Alternate Scenario | C&I Curtailment | C&I Curtailment-Turnkey-Manual HVAC Control | Medium Industrial | Miscellaneous | Winter Morning | % of Load | 1 | 2028 | 0.0022752
ENS | Alternate Scenario | C&I Curtailment | C&I Curtailment-Turnkey-Manual HVAC Control | Medium Industrial | Offices | Winter Morning | % of Load | 1 | 2028 | 3.6278e-05
ENS | Alternate Scenario | C&I Curtailment | C&I Curtailment-Turnkey-Manual HVAC Control | Medium Industrial | Retail Trade | Winter Morning | % of Load | 1 | 2028 | 0.00050819
ENS | Alternate Scenario | C&I Curtailment | C&I Curtailment-Turnkey-Manual HVAC Control | Medium Industrial | Services | Winter Morning | % of Load | 1 | 2028 | 2.3401e-05
ENS | Alternate Scenario | C&I Curtailment | C&I Curtailment-Turnkey-Auto-DR HVAC Control | Medium Industrial | Miscellaneous | Winter Morning | % of Load | 1 | 2028 | 0.00011357
ENS | Alternate Scenario | C&I Curtailment | C&I Curtailment-Turnkey-Auto-DR HVAC Control | Medium Industrial | Offices | Winter Morning | % of Load | 1 | 2028 | 1.8108e-06
ENS | Alternate Scenario | C&I Curtailment | C&I Curtailment-Turnkey-Auto-DR HVAC Control | Medium Industrial | Retail Trade | Winter Morning | % of Load | 1 | 2028 | 2.5366e-05
ENS | Alternate Scenario | C&I Curtailment | C&I Curtailment-Turnkey-Auto-DR HVAC Control | Medium Industrial | Services | Winter Morning | % of Load | 1 | 2028 | 1.168e-06
ENS | Alternate Scenario | C&I Curtailment | C&I Curtailment-Turnkey-Standard Lighting Control | Medium Industrial | Miscellaneous | Winter Morning | % of Load | 1 | 2028 | 0.00070789
ENS | Alternate Scenario | C&I Curtailment | C&I Curtailment-Turnkey-Standard Lighting Control | Medium Industrial | Offices | Winter Morning | % of Load | 1 | 2028 | 4.8595e-06
ENS | Alternate Scenario | C&I Curtailment | C&I Curtailment-Turnkey-Standard Lighting Control | Medium Industrial | Retail Trade | Winter Morning | % of Load | 1 | 2028 | 0.00021833
ENS | Alternate Scenario | C&I Curtailment | C&I Curtailment-Turnkey-Standard Lighting Control | Medium Industrial | Services | Winter Morning | % of Load | 1 | 2028 | 1.0054e-05
ENS | Alternate Scenario | C&I Curtailment | C&I Curtailment-Turnkey-Water Heating Control | Medium Industrial | Miscellaneous | Winter Morning | % of Load | 1 | 2028 | 5.6631e-05
ENS | Alternate Scenario | C&I Curtailment | C&I Curtailment-Turnkey-Water Heating Control | Medium Industrial | Offices | Winter Morning | % of Load | 1 | 2028 | 3.657e-07
ENS | Alternate Scenario | C&I Curtailment | C&I Curtailment-Turnkey-Water Heating Control | Medium Industrial | Retail Trade | Winter Morning | % of Load | 1 | 2028 | 2.8765e-05
ENS | Alternate Scenario | C&I Curtailment | C&I Curtailment-Turnkey-Water Heating Control | Medium Industrial | Services | Winter Morning | % of Load | 1 | 2028 | 1.3245e-06
ENS | Alternate Scenario | C&I Curtailment | C&I Curtailment-Turnkey-Other | Medium Industrial | Miscellaneous | Winter Morning | % of Load | 1 | 2028 | 0.00087608
ENS | Alternate Scenario | C&I Curtailment | C&I Curtailment-Turnkey-Other | Medium Industrial | Offices | Winter Morning | % of Load | 1 | 2028 | 6.9105e-06
ENS | Alternate Scenario | C&I Curtailment | C&I Curtailment-Turnkey-Other | Medium Industrial | Retail Trade | Winter Morning | % of Load | 1 | 2028 | 0.00031719
ENS | Alternate Scenario | C&I Curtailment | C&I Curtailment-Turnkey-Other | Medium Industrial | Services | Winter Morning | % of Load | 1 | 2028 | 1.4606e-05
ENS | Alternate Scenario | C&I Curtailment | C&I Curtailment-Turnkey-Manual HVAC Control | Medium Industrial | Miscellaneous | Winter Evening | % of Load | 1 | 2028 | 0.0019479
ENS | Alternate Scenario | C&I Curtailment | C&I Curtailment-Turnkey-Manual HVAC Control | Medium Industrial | Offices | Winter Evening | % of Load | 1 | 2028 | 3.1059e-05
ENS | Alternate Scenario | C&I Curtailment | C&I Curtailment-Turnkey-Manual HVAC Control | Medium Industrial | Retail Trade | Winter Evening | % of Load | 1 | 2028 | 0.00043508
ENS | Alternate Scenario | C&I Curtailment | C&I Curtailment-Turnkey-Manual HVAC Control | Medium Industrial | Services | Winter Evening | % of Load | 1 | 2028 | 2.0034e-05
ENS | Alternate Scenario | C&I Curtailment | C&I Curtailment-Turnkey-Auto-DR HVAC Control | Medium Industrial | Miscellaneous | Winter Evening | % of Load | 1 | 2028 | 9.7228e-05
ENS | Alternate Scenario | C&I Curtailment | C&I Curtailment-Turnkey-Auto-DR HVAC Control | Medium Industrial | Offices | Winter Evening | % of Load | 1 | 2028 | 1.5503e-06
ENS | Alternate Scenario | C&I Curtailment | C&I Curtailment-Turnkey-Auto-DR HVAC Control | Medium Industrial | Retail Trade | Winter Evening | % of Load | 1 | 2028 | 2.1717e-05
ENS | Alternate Scenario | C&I Curtailment | C&I Curtailment-Turnkey-Auto-DR HVAC Control | Medium Industrial | Services | Winter Evening | % of Load | 1 | 2028 | 1e-06
ENS | Alternate Scenario | C&I Curtailment | C&I Curtailment-Turnkey-Standard Lighting Control | Medium Industrial | Miscellaneous | Winter Evening | % of Load | 1 | 2028 | 0.00060605
ENS | Alternate Scenario | C&I Curtailment | C&I Curtailment-Turnkey-Standard Lighting Control | Medium Industrial | Offices | Winter Evening | % of Load | 1 | 2028 | 4.1603e-06
ENS | Alternate Scenario | C&I Curtailment | C&I Curtailment-Turnkey-Standard Lighting Control | Medium Industrial | Retail Trade | Winter Evening | % of Load | 1 | 2028 | 0.00018692
ENS | Alternate Scenario | C&I Curtailment | C&I Curtailment-Turnkey-Standard Lighting Control | Medium Industrial | Services | Winter Evening | % of Load | 1 | 2028 | 8.6072e-06
ENS | Alternate Scenario | C&I Curtailment | C&I Curtailment-Turnkey-Water Heating Control | Medium Industrial | Miscellaneous | Winter Evening | % of Load | 1 | 2028 | 4.8484e-05
ENS | Alternate Scenario | C&I Curtailment | C&I Curtailment-Turnkey-Water Heating Control | Medium Industrial | Offices | Winter Evening | % of Load | 1 | 2028 | 3.1309e-07
ENS | Alternate Scenario | C&I Curtailment | C&I Curtailment-Turnkey-Water Heating Control | Medium Industrial | Retail Trade | Winter Evening | % of Load | 1 | 2028 | 2.4626e-05
ENS | Alternate Scenario | C&I Curtailment | C&I Curtailment-Turnkey-Water Heating Control | Medium Industrial | Services | Winter Evening | % of Load | 1 | 2028 | 1.134e-06
ENS | Alternate Scenario | C&I Curtailment | C&I Curtailment-Turnkey-Other | Medium Industrial | Miscellaneous | Winter Evening | % of Load | 1 | 2028 | 0.00075004
ENS | Alternate Scenario | C&I Curtailment | C&I Curtailment-Turnkey-Other | Medium Industrial | Offices | Winter Evening | % of Load | 1 | 2028 | 5.9163e-06
ENS | Alternate Scenario | C&I Curtailment | C&I Curtailment-Turnkey-Other | Medium Industrial | Retail Trade | Winter Evening | % of Load | 1 | 2028 | 0.00027156
ENS | Alternate Scenario | C&I Curtailment | C&I Curtailment-Turnkey-Other | Medium Industrial | Services | Winter Evening | % of Load | 1 | 2028 | 1.2504e-05
ENS | Alternate Scenario | C&I Curtailment | C&I Curtailment-Turnkey-Manual HVAC Control | Large Industrial | Miscellaneous | Winter Morning | % of Load | 1 | 2028 | 4.719e-05
ENS | Alternate Scenario | C&I Curtailment | C&I Curtailment-Turnkey-Auto-DR HVAC Control | Large Industrial | Miscellaneous | Winter Morning | % of Load | 1 | 2028 | 2.3555e-06
ENS | Alternate Scenario | C&I Curtailment | C&I Curtailment-Turnkey-Standard Lighting Control | Large Industrial | Miscellaneous | Winter Morning | % of Load | 1 | 2028 | 2.0324e-05
ENS | Alternate Scenario | C&I Curtailment | C&I Curtailment-Turnkey-Water Heating Control | Large Industrial | Miscellaneous | Winter Morning | % of Load | 1 | 2028 | 9.884e-07
ENS | Alternate Scenario | C&I Curtailment | C&I Curtailment-Turnkey-Other | Large Industrial | Miscellaneous | Winter Morning | % of Load | 1 | 2028 | 2.1268e-05
ENS | Alternate Scenario | C&I Curtailment | C&I Curtailment-Turnkey-Industrial | Large Industrial | Manufacturing | Winter Morning | % of Load | 1 | 2028 | 4.1939e-06
ENS | Alternate Scenario | C&I Curtailment | C&I Curtailment-Turnkey-Manual HVAC Control | Large Industrial | Miscellaneous | Winter Evening | % of Load | 1 | 2028 | 4.1515e-05
ENS | Alternate Scenario | C&I Curtailment | C&I Curtailment-Turnkey-Auto-DR HVAC Control | Large Industrial | Miscellaneous | Winter Evening | % of Load | 1 | 2028 | 2.0722e-06
ENS | Alternate Scenario | C&I Curtailment | C&I Curtailment-Turnkey-Standard Lighting Control | Large Industrial | Miscellaneous | Winter Evening | % of Load | 1 | 2028 | 1.788e-05
ENS | Alternate Scenario | C&I Curtailment | C&I Curtailment-Turnkey-Water Heating Control | Large Industrial | Miscellaneous | Winter Evening | % of Load | 1 | 2028 | 8.6956e-07
ENS | Alternate Scenario | C&I Curtailment | C&I Curtailment-Turnkey-Other | Large Industrial | Miscellaneous | Winter Evening | % of Load | 1 | 2028 | 1.871e-05
ENS | Alternate Scenario | C&I Curtailment | C&I Curtailment-Turnkey-Industrial | Large Industrial | Manufacturing | Winter Evening | % of Load | 1 | 2028 | 3.6896e-06
ENS | Alternate Scenario | C&I Loadshift to BUGs | C&I Loadshift to BUGs | Large General | Miscellaneous | Winter Morning | % of Load | 1 | 2028 | 0.0023235
ENS | Alternate Scenario | C&I Loadshift to BUGs | C&I Loadshift to BUGs | Large General | Miscellaneous | Winter Evening | % of Load | 1 | 2028 | 0.0017688
ENS | Alternate Scenario | C&I Loadshift to BUGs | C&I Loadshift to BUGs | Small Industrial | Miscellaneous | Winter Morning | % of Load | 1 | 2028 | 0.00062644
ENS | Alternate Scenario | C&I Loadshift to BUGs | C&I Loadshift to BUGs | Small Industrial | Miscellaneous | Winter Evening | % of Load | 1 | 2028 | 0.00076108
ENS | Alternate Scenario | C&I Loadshift to BUGs | C&I Loadshift to BUGs | Medium Industrial | Manufacturing | Winter Morning | % of Load | 1 | 2028 | 0.00043899
ENS | Alternate Scenario | C&I Loadshift to BUGs | C&I Loadshift to BUGs | Medium Industrial | Miscellaneous | Winter Morning | % of Load | 1 | 2028 | 0.0019052
ENS | Alternate Scenario | C&I Loadshift to BUGs | C&I Loadshift to BUGs | Medium Industrial | Manufacturing | Winter Evening | % of Load | 1 | 2028 | 0.00037583
ENS | Alternate Scenario | C&I Loadshift to BUGs | C&I Loadshift to BUGs | Medium Industrial | Miscellaneous | Winter Evening | % of Load | 1 | 2028 | 0.0016311
ENS | Alternate Scenario | Dynamic Pricing | Dynamic Pricing with enabling tech. | Small General | Manufacturing | Winter Morning | % of Load | 1 | 2028 | 4.2163e-06
ENS | Alternate Scenario | Dynamic Pricing | Dynamic Pricing with enabling tech. | Small General | Manufacturing | Winter Evening | % of Load | 1 | 2028 | 4.3313e-06
ENS | Alternate Scenario | Dynamic Pricing | Dynamic Pricing with enabling tech. | Residential Charitable | Residential LI | Winter Morning | % of Load | 1 | 2028 | 0.000383
ENS | Alternate Scenario | Dynamic Pricing | Dynamic Pricing with enabling tech. | Residential Charitable | Residential Market Rate | Winter Morning | % of Load | 1 | 2028 | 0.0021875
ENS | Alternate Scenario | Dynamic Pricing | Dynamic Pricing w/o enabling tech. | Residential Charitable | Residential LI | Winter Morning | % of Load | 1 | 2028 | 0.0011264
ENS | Alternate Scenario | Dynamic Pricing | Dynamic Pricing w/o enabling tech. | Residential Charitable | Residential Market Rate | Winter Morning | % of Load | 1 | 2028 | 0.0064335
ENS | Alternate Scenario | Dynamic Pricing | Dynamic Pricing with enabling tech. | Residential Charitable | Residential LI | Winter Evening | % of Load | 1 | 2028 | 0.00038588
ENS | Alternate Scenario | Dynamic Pricing | Dynamic Pricing with enabling tech. | Residential Charitable | Residential Market Rate | Winter Evening | % of Load | 1 | 2028 | 0.0022039
ENS | Alternate Scenario | Dynamic Pricing | Dynamic Pricing w/o enabling tech. | Residential Charitable | Residential LI | Winter Evening | % of Load | 1 | 2028 | 0.0011349
ENS | Alternate Scenario | Dynamic Pricing | Dynamic Pricing w/o enabling tech. | Residential Charitable | Residential Market Rate | Winter Evening | % of Load | 1 | 2028 | 0.0064819
ENS | Alternate Scenario | Behavioral DR | Behavioral DR | Residential Charitable | Residential LI | Winter Morning | % of Load | 1 | 2028 | 0.00015753
ENS | Alternate Scenario | Behavioral DR | Behavioral DR | Residential Charitable | Residential Market Rate | Winter Morning | % of Load | 1 | 2028 | 0.0008997
ENS | Alternate Scenario | Behavioral DR | Behavioral DR | Residential Charitable | Residential LI | Winter Evening | % of Load | 1 | 2028 | 0.00015871
ENS | Alternate Scenario | Behavioral DR | Behavioral DR | Residential Charitable | Residential Market Rate | Winter Evening | % of Load | 1 | 2028 | 0.00090646
ENS | Alternate Scenario | Time-of-Use Rates (TOU) | Time-of-Use Rates (TOU) | Residential Charitable | Residential LI | Winter Morning | % of Load | 0 | 2028 | 0.00031013
ENS | Alternate Scenario | Time-of-Use Rates (TOU) | Time-of-Use Rates (TOU) | Residential Charitable | Residential Market Rate | Winter Morning | % of Load | 0 | 2028 | 0.0017713
ENS | Alternate Scenario | Time-of-Use Rates (TOU) | Time-of-Use Rates (TOU) | Residential Charitable | Residential LI | Winter Evening | % of Load | 0 | 2028 | 0.00031246
ENS | Alternate Scenario | Time-of-Use Rates (TOU) | Time-of-Use Rates (TOU) | Residential Charitable | Residential Market Rate | Winter Evening | % of Load | 0 | 2028 | 0.0017846
ENS | Alternate Scenario | C&I Curtailment | C&I Curtailment-Turnkey-Manual HVAC Control | General | Miscellaneous | Winter Morning | % of Load | 1 | 2029 | 0.0010305
ENS | Alternate Scenario | C&I Curtailment | C&I Curtailment-Turnkey-Manual HVAC Control | General | Offices | Winter Morning | % of Load | 1 | 2029 | 7.0124e-05
ENS | Alternate Scenario | C&I Curtailment | C&I Curtailment-Turnkey-Manual HVAC Control | General | Retail Trade | Winter Morning | % of Load | 1 | 2029 | 0.00023813
ENS | Alternate Scenario | C&I Curtailment | C&I Curtailment-Turnkey-Manual HVAC Control | General | Services | Winter Morning | % of Load | 1 | 2029 | 0.00015396
ENS | Alternate Scenario | C&I Curtailment | C&I Curtailment-Turnkey-Auto-DR HVAC Control | General | Miscellaneous | Winter Morning | % of Load | 1 | 2029 | 6.478e-05
ENS | Alternate Scenario | C&I Curtailment | C&I Curtailment-Turnkey-Auto-DR HVAC Control | General | Offices | Winter Morning | % of Load | 1 | 2029 | 4.4083e-06
ENS | Alternate Scenario | C&I Curtailment | C&I Curtailment-Turnkey-Auto-DR HVAC Control | General | Retail Trade | Winter Morning | % of Load | 1 | 2029 | 1.497e-05
ENS | Alternate Scenario | C&I Curtailment | C&I Curtailment-Turnkey-Auto-DR HVAC Control | General | Services | Winter Morning | % of Load | 1 | 2029 | 9.6786e-06
ENS | Alternate Scenario | C&I Curtailment | C&I Curtailment-Turnkey-Standard Lighting Control | General | Miscellaneous | Winter Morning | % of Load | 1 | 2029 | 0.00042778
ENS | Alternate Scenario | C&I Curtailment | C&I Curtailment-Turnkey-Standard Lighting Control | General | Offices | Winter Morning | % of Load | 1 | 2029 | 8.5321e-06
ENS | Alternate Scenario | C&I Curtailment | C&I Curtailment-Turnkey-Standard Lighting Control | General | Retail Trade | Winter Morning | % of Load | 1 | 2029 | 9.5193e-05
ENS | Alternate Scenario | C&I Curtailment | C&I Curtailment-Turnkey-Standard Lighting Control | General | Services | Winter Morning | % of Load | 1 | 2029 | 6.1618e-05
ENS | Alternate Scenario | C&I Curtailment | C&I Curtailment-Turnkey-Water Heating Control | General | Miscellaneous | Winter Morning | % of Load | 1 | 2029 | 2.7885e-05
ENS | Alternate Scenario | C&I Curtailment | C&I Curtailment-Turnkey-Water Heating Control | General | Offices | Winter Morning | % of Load | 1 | 2029 | 7.4267e-07
ENS | Alternate Scenario | C&I Curtailment | C&I Curtailment-Turnkey-Water Heating Control | General | Retail Trade | Winter Morning | % of Load | 1 | 2029 | 1.4979e-05
ENS | Alternate Scenario | C&I Curtailment | C&I Curtailment-Turnkey-Water Heating Control | General | Services | Winter Morning | % of Load | 1 | 2029 | 9.6733e-06
ENS | Alternate Scenario | C&I Curtailment | C&I Curtailment-Turnkey-Other | General | Miscellaneous | Winter Morning | % of Load | 1 | 2029 | 0.00049056
ENS | Alternate Scenario | C&I Curtailment | C&I Curtailment-Turnkey-Other | General | Offices | Winter Morning | % of Load | 1 | 2029 | 1.338e-05
ENS | Alternate Scenario | C&I Curtailment | C&I Curtailment-Turnkey-Other | General | Retail Trade | Winter Morning | % of Load | 1 | 2029 | 0.00015539
ENS | Alternate Scenario | C&I Curtailment | C&I Curtailment-Turnkey-Other | General | Services | Winter Morning | % of Load | 1 | 2029 | 0.00010043
ENS | Alternate Scenario | C&I Curtailment | C&I Curtailment-Turnkey-Manual HVAC Control | General | Miscellaneous | Winter Evening | % of Load | 1 | 2029 | 0.0010677
ENS | Alternate Scenario | C&I Curtailment | C&I Curtailment-Turnkey-Manual HVAC Control | General | Offices | Winter Evening | % of Load | 1 | 2029 | 7.2653e-05
ENS | Alternate Scenario | C&I Curtailment | C&I Curtailment-Turnkey-Manual HVAC Control | General | Retail Trade | Winter Evening | % of Load | 1 | 2029 | 0.00024672
ENS | Alternate Scenario | C&I Curtailment | C&I Curtailment-Turnkey-Manual HVAC Control | General | Services | Winter Evening | % of Load | 1 | 2029 | 0.00015952
ENS | Alternate Scenario | C&I Curtailment | C&I Curtailment-Turnkey-Auto-DR HVAC Control | General | Miscellaneous | Winter Evening | % of Load | 1 | 2029 | 6.7117e-05
ENS | Alternate Scenario | C&I Curtailment | C&I Curtailment-Turnkey-Auto-DR HVAC Control | General | Offices | Winter Evening | % of Load | 1 | 2029 | 4.5673e-06
ENS | Alternate Scenario | C&I Curtailment | C&I Curtailment-Turnkey-Auto-DR HVAC Control | General | Retail Trade | Winter Evening | % of Load | 1 | 2029 | 1.551e-05
ENS | Alternate Scenario | C&I Curtailment | C&I Curtailment-Turnkey-Auto-DR HVAC Control | General | Services | Winter Evening | % of Load | 1 | 2029 | 1.0028e-05
ENS | Alternate Scenario | C&I Curtailment | C&I Curtailment-Turnkey-Standard Lighting Control | General | Miscellaneous | Winter Evening | % of Load | 1 | 2029 | 0.00044321
ENS | Alternate Scenario | C&I Curtailment | C&I Curtailment-Turnkey-Standard Lighting Control | General | Offices | Winter Evening | % of Load | 1 | 2029 | 8.8399e-06
ENS | Alternate Scenario | C&I Curtailment | C&I Curtailment-Turnkey-Standard Lighting Control | General | Retail Trade | Winter Evening | % of Load | 1 | 2029 | 9.8627e-05
ENS | Alternate Scenario | C&I Curtailment | C&I Curtailment-Turnkey-Standard Lighting Control | General | Services | Winter Evening | % of Load | 1 | 2029 | 6.3841e-05
ENS | Alternate Scenario | C&I Curtailment | C&I Curtailment-Turnkey-Water Heating Control | General | Miscellaneous | Winter Evening | % of Load | 1 | 2029 | 2.8891e-05
ENS | Alternate Scenario | C&I Curtailment | C&I Curtailment-Turnkey-Water Heating Control | General | Offices | Winter Evening | % of Load | 1 | 2029 | 7.6946e-07
ENS | Alternate Scenario | C&I Curtailment | C&I Curtailment-Turnkey-Water Heating Control | General | Retail Trade | Winter Evening | % of Load | 1 | 2029 | 1.552e-05
ENS | Alternate Scenario | C&I Curtailment | C&I Curtailment-Turnkey-Water Heating Control | General | Services | Winter Evening | % of Load | 1 | 2029 | 1.0022e-05
ENS | Alternate Scenario | C&I Curtailment | C&I Curtailment-Turnkey-Other | General | Miscellaneous | Winter Evening | % of Load | 1 | 2029 | 0.00050826
ENS | Alternate Scenario | C&I Curtailment | C&I Curtailment-Turnkey-Other | General | Offices | Winter Evening | % of Load | 1 | 2029 | 1.3863e-05
ENS | Alternate Scenario | C&I Curtailment | C&I Curtailment-Turnkey-Other | General | Retail Trade | Winter Evening | % of Load | 1 | 2029 | 0.00016099
ENS | Alternate Scenario | C&I Curtailment | C&I Curtailment-Turnkey-Other | General | Services | Winter Evening | % of Load | 1 | 2029 | 0.00010406
ENS | Alternate Scenario | C&I Curtailment | C&I Curtailment-Turnkey-Manual HVAC Control | Large General | Miscellaneous | Winter Morning | % of Load | 1 | 2029 | 0.00082588
ENS | Alternate Scenario | C&I Curtailment | C&I Curtailment-Turnkey-Manual HVAC Control | Large General | Retail Trade | Winter Morning | % of Load | 1 | 2029 | 3.4719e-05
ENS | Alternate Scenario | C&I Curtailment | C&I Curtailment-Turnkey-Manual HVAC Control | Large General | Services | Winter Morning | % of Load | 1 | 2029 | 5.5598e-05
ENS | Alternate Scenario | C&I Curtailment | C&I Curtailment-Turnkey-Auto-DR HVAC Control | Large General | Miscellaneous | Winter Morning | % of Load | 1 | 2029 | 5.1918e-05
ENS | Alternate Scenario | C&I Curtailment | C&I Curtailment-Turnkey-Auto-DR HVAC Control | Large General | Retail Trade | Winter Morning | % of Load | 1 | 2029 | 2.1826e-06
ENS | Alternate Scenario | C&I Curtailment | C&I Curtailment-Turnkey-Auto-DR HVAC Control | Large General | Services | Winter Morning | % of Load | 1 | 2029 | 3.4951e-06
ENS | Alternate Scenario | C&I Curtailment | C&I Curtailment-Turnkey-Standard Lighting Control | Large General | Miscellaneous | Winter Morning | % of Load | 1 | 2029 | 0.00035602
ENS | Alternate Scenario | C&I Curtailment | C&I Curtailment-Turnkey-Standard Lighting Control | Large General | Retail Trade | Winter Morning | % of Load | 1 | 2029 | 1.3797e-05
ENS | Alternate Scenario | C&I Curtailment | C&I Curtailment-Turnkey-Standard Lighting Control | Large General | Services | Winter Morning | % of Load | 1 | 2029 | 2.2094e-05
ENS | Alternate Scenario | C&I Curtailment | C&I Curtailment-Turnkey-Water Heating Control | Large General | Miscellaneous | Winter Morning | % of Load | 1 | 2029 | 1.7694e-05
ENS | Alternate Scenario | C&I Curtailment | C&I Curtailment-Turnkey-Water Heating Control | Large General | Retail Trade | Winter Morning | % of Load | 1 | 2029 | 2.1966e-06
ENS | Alternate Scenario | C&I Curtailment | C&I Curtailment-Turnkey-Water Heating Control | Large General | Services | Winter Morning | % of Load | 1 | 2029 | 3.5176e-06
ENS | Alternate Scenario | C&I Curtailment | C&I Curtailment-Turnkey-Other | Large General | Miscellaneous | Winter Morning | % of Load | 1 | 2029 | 0.00037943
ENS | Alternate Scenario | C&I Curtailment | C&I Curtailment-Turnkey-Other | Large General | Retail Trade | Winter Morning | % of Load | 1 | 2029 | 2.269e-05
ENS | Alternate Scenario | C&I Curtailment | C&I Curtailment-Turnkey-Other | Large General | Services | Winter Morning | % of Load | 1 | 2029 | 3.6335e-05
ENS | Alternate Scenario | C&I Curtailment | C&I Curtailment-Turnkey-Manual HVAC Control | Large General | Miscellaneous | Winter Evening | % of Load | 1 | 2029 | 0.00062862
ENS | Alternate Scenario | C&I Curtailment | C&I Curtailment-Turnkey-Manual HVAC Control | Large General | Retail Trade | Winter Evening | % of Load | 1 | 2029 | 2.6426e-05
ENS | Alternate Scenario | C&I Curtailment | C&I Curtailment-Turnkey-Manual HVAC Control | Large General | Services | Winter Evening | % of Load | 1 | 2029 | 4.2319e-05
ENS | Alternate Scenario | C&I Curtailment | C&I Curtailment-Turnkey-Auto-DR HVAC Control | Large General | Miscellaneous | Winter Evening | % of Load | 1 | 2029 | 3.9518e-05
ENS | Alternate Scenario | C&I Curtailment | C&I Curtailment-Turnkey-Auto-DR HVAC Control | Large General | Retail Trade | Winter Evening | % of Load | 1 | 2029 | 1.6613e-06
ENS | Alternate Scenario | C&I Curtailment | C&I Curtailment-Turnkey-Auto-DR HVAC Control | Large General | Services | Winter Evening | % of Load | 1 | 2029 | 2.6603e-06
ENS | Alternate Scenario | C&I Curtailment | C&I Curtailment-Turnkey-Standard Lighting Control | Large General | Miscellaneous | Winter Evening | % of Load | 1 | 2029 | 0.00027098
ENS | Alternate Scenario | C&I Curtailment | C&I Curtailment-Turnkey-Standard Lighting Control | Large General | Retail Trade | Winter Evening | % of Load | 1 | 2029 | 1.0501e-05
ENS | Alternate Scenario | C&I Curtailment | C&I Curtailment-Turnkey-Standard Lighting Control | Large General | Services | Winter Evening | % of Load | 1 | 2029 | 1.6817e-05
ENS | Alternate Scenario | C&I Curtailment | C&I Curtailment-Turnkey-Water Heating Control | Large General | Miscellaneous | Winter Evening | % of Load | 1 | 2029 | 1.3468e-05
ENS | Alternate Scenario | C&I Curtailment | C&I Curtailment-Turnkey-Water Heating Control | Large General | Retail Trade | Winter Evening | % of Load | 1 | 2029 | 1.672e-06
ENS | Alternate Scenario | C&I Curtailment | C&I Curtailment-Turnkey-Water Heating Control | Large General | Services | Winter Evening | % of Load | 1 | 2029 | 2.6775e-06
ENS | Alternate Scenario | C&I Curtailment | C&I Curtailment-Turnkey-Other | Large General | Miscellaneous | Winter Evening | % of Load | 1 | 2029 | 0.0002888
ENS | Alternate Scenario | C&I Curtailment | C&I Curtailment-Turnkey-Other | Large General | Retail Trade | Winter Evening | % of Load | 1 | 2029 | 1.727e-05
ENS | Alternate Scenario | C&I Curtailment | C&I Curtailment-Turnkey-Other | Large General | Services | Winter Evening | % of Load | 1 | 2029 | 2.7656e-05
ENS | Alternate Scenario | C&I Curtailment | C&I Curtailment-Turnkey-Manual HVAC Control | Small Industrial | Miscellaneous | Winter Morning | % of Load | 1 | 2029 | 0.0001372
ENS | Alternate Scenario | C&I Curtailment | C&I Curtailment-Turnkey-Manual HVAC Control | Small Industrial | Offices | Winter Morning | % of Load | 1 | 2029 | 1.7479e-06
ENS | Alternate Scenario | C&I Curtailment | C&I Curtailment-Turnkey-Manual HVAC Control | Small Industrial | Retail Trade | Winter Morning | % of Load | 1 | 2029 | 5.8263e-06
ENS | Alternate Scenario | C&I Curtailment | C&I Curtailment-Turnkey-Manual HVAC Control | Small Industrial | Services | Winter Morning | % of Load | 1 | 2029 | 1.8407e-06
ENS | Alternate Scenario | C&I Curtailment | C&I Curtailment-Turnkey-Auto-DR HVAC Control | Small Industrial | Miscellaneous | Winter Morning | % of Load | 1 | 2029 | 8.625e-06
ENS | Alternate Scenario | C&I Curtailment | C&I Curtailment-Turnkey-Auto-DR HVAC Control | Small Industrial | Offices | Winter Morning | % of Load | 1 | 2029 | 1.0988e-07
ENS | Alternate Scenario | C&I Curtailment | C&I Curtailment-Turnkey-Auto-DR HVAC Control | Small Industrial | Retail Trade | Winter Morning | % of Load | 1 | 2029 | 3.6626e-07
ENS | Alternate Scenario | C&I Curtailment | C&I Curtailment-Turnkey-Auto-DR HVAC Control | Small Industrial | Services | Winter Morning | % of Load | 1 | 2029 | 1.1571e-07
ENS | Alternate Scenario | C&I Curtailment | C&I Curtailment-Turnkey-Standard Lighting Control | Small Industrial | Miscellaneous | Winter Morning | % of Load | 1 | 2029 | 4.253e-05
ENS | Alternate Scenario | C&I Curtailment | C&I Curtailment-Turnkey-Standard Lighting Control | Small Industrial | Offices | Winter Morning | % of Load | 1 | 2029 | 2.3079e-07
ENS | Alternate Scenario | C&I Curtailment | C&I Curtailment-Turnkey-Standard Lighting Control | Small Industrial | Retail Trade | Winter Morning | % of Load | 1 | 2029 | 2.5099e-06
ENS | Alternate Scenario | C&I Curtailment | C&I Curtailment-Turnkey-Standard Lighting Control | Small Industrial | Services | Winter Morning | % of Load | 1 | 2029 | 7.9294e-07
ENS | Alternate Scenario | C&I Curtailment | C&I Curtailment-Turnkey-Water Heating Control | Small Industrial | Miscellaneous | Winter Morning | % of Load | 1 | 2029 | 3.4951e-06
ENS | Alternate Scenario | C&I Curtailment | C&I Curtailment-Turnkey-Water Heating Control | Small Industrial | Offices | Winter Morning | % of Load | 1 | 2029 | 1.7824e-08
ENS | Alternate Scenario | C&I Curtailment | C&I Curtailment-Turnkey-Water Heating Control | Small Industrial | Retail Trade | Winter Morning | % of Load | 1 | 2029 | 3.3847e-07
ENS | Alternate Scenario | C&I Curtailment | C&I Curtailment-Turnkey-Water Heating Control | Small Industrial | Services | Winter Morning | % of Load | 1 | 2029 | 1.0693e-07
ENS | Alternate Scenario | C&I Curtailment | C&I Curtailment-Turnkey-Other | Small Industrial | Miscellaneous | Winter Morning | % of Load | 1 | 2029 | 5.3833e-05
ENS | Alternate Scenario | C&I Curtailment | C&I Curtailment-Turnkey-Other | Small Industrial | Offices | Winter Morning | % of Load | 1 | 2029 | 3.3663e-07
ENS | Alternate Scenario | C&I Curtailment | C&I Curtailment-Turnkey-Other | Small Industrial | Retail Trade | Winter Morning | % of Load | 1 | 2029 | 3.725e-06
ENS | Alternate Scenario | C&I Curtailment | C&I Curtailment-Turnkey-Other | Small Industrial | Services | Winter Morning | % of Load | 1 | 2029 | 1.1768e-06
ENS | Alternate Scenario | C&I Curtailment | C&I Curtailment-Turnkey-Industrial | Small Industrial | Manufacturing | Winter Morning | % of Load | 1 | 2029 | 1.2867e-05
ENS | Alternate Scenario | C&I Curtailment | C&I Curtailment-Turnkey-Manual HVAC Control | Small Industrial | Miscellaneous | Winter Evening | % of Load | 1 | 2029 | 0.00016667
ENS | Alternate Scenario | C&I Curtailment | C&I Curtailment-Turnkey-Manual HVAC Control | Small Industrial | Offices | Winter Evening | % of Load | 1 | 2029 | 2.1233e-06
ENS | Alternate Scenario | C&I Curtailment | C&I Curtailment-Turnkey-Manual HVAC Control | Small Industrial | Retail Trade | Winter Evening | % of Load | 1 | 2029 | 7.0775e-06
ENS | Alternate Scenario | C&I Curtailment | C&I Curtailment-Turnkey-Manual HVAC Control | Small Industrial | Services | Winter Evening | % of Load | 1 | 2029 | 2.236e-06
ENS | Alternate Scenario | C&I Curtailment | C&I Curtailment-Turnkey-Auto-DR HVAC Control | Small Industrial | Miscellaneous | Winter Evening | % of Load | 1 | 2029 | 1.0477e-05
ENS | Alternate Scenario | C&I Curtailment | C&I Curtailment-Turnkey-Auto-DR HVAC Control | Small Industrial | Offices | Winter Evening | % of Load | 1 | 2029 | 1.3348e-07
ENS | Alternate Scenario | C&I Curtailment | C&I Curtailment-Turnkey-Auto-DR HVAC Control | Small Industrial | Retail Trade | Winter Evening | % of Load | 1 | 2029 | 4.4492e-07
ENS | Alternate Scenario | C&I Curtailment | C&I Curtailment-Turnkey-Auto-DR HVAC Control | Small Industrial | Services | Winter Evening | % of Load | 1 | 2029 | 1.4056e-07
ENS | Alternate Scenario | C&I Curtailment | C&I Curtailment-Turnkey-Standard Lighting Control | Small Industrial | Miscellaneous | Winter Evening | % of Load | 1 | 2029 | 5.1663e-05
ENS | Alternate Scenario | C&I Curtailment | C&I Curtailment-Turnkey-Standard Lighting Control | Small Industrial | Offices | Winter Evening | % of Load | 1 | 2029 | 2.8036e-07
ENS | Alternate Scenario | C&I Curtailment | C&I Curtailment-Turnkey-Standard Lighting Control | Small Industrial | Retail Trade | Winter Evening | % of Load | 1 | 2029 | 3.0489e-06
ENS | Alternate Scenario | C&I Curtailment | C&I Curtailment-Turnkey-Standard Lighting Control | Small Industrial | Services | Winter Evening | % of Load | 1 | 2029 | 9.6323e-07
ENS | Alternate Scenario | C&I Curtailment | C&I Curtailment-Turnkey-Water Heating Control | Small Industrial | Miscellaneous | Winter Evening | % of Load | 1 | 2029 | 4.2457e-06
ENS | Alternate Scenario | C&I Curtailment | C&I Curtailment-Turnkey-Water Heating Control | Small Industrial | Offices | Winter Evening | % of Load | 1 | 2029 | 2.1652e-08
ENS | Alternate Scenario | C&I Curtailment | C&I Curtailment-Turnkey-Water Heating Control | Small Industrial | Retail Trade | Winter Evening | % of Load | 1 | 2029 | 4.1116e-07
ENS | Alternate Scenario | C&I Curtailment | C&I Curtailment-Turnkey-Water Heating Control | Small Industrial | Services | Winter Evening | % of Load | 1 | 2029 | 1.299e-07
ENS | Alternate Scenario | C&I Curtailment | C&I Curtailment-Turnkey-Other | Small Industrial | Miscellaneous | Winter Evening | % of Load | 1 | 2029 | 6.5394e-05
ENS | Alternate Scenario | C&I Curtailment | C&I Curtailment-Turnkey-Other | Small Industrial | Offices | Winter Evening | % of Load | 1 | 2029 | 4.0892e-07
ENS | Alternate Scenario | C&I Curtailment | C&I Curtailment-Turnkey-Other | Small Industrial | Retail Trade | Winter Evening | % of Load | 1 | 2029 | 4.5249e-06
ENS | Alternate Scenario | C&I Curtailment | C&I Curtailment-Turnkey-Other | Small Industrial | Services | Winter Evening | % of Load | 1 | 2029 | 1.4295e-06
ENS | Alternate Scenario | C&I Curtailment | C&I Curtailment-Turnkey-Industrial | Small Industrial | Manufacturing | Winter Evening | % of Load | 1 | 2029 | 1.563e-05
ENS | Alternate Scenario | C&I Curtailment | C&I Curtailment-Turnkey-Manual HVAC Control | Medium Industrial | Miscellaneous | Winter Morning | % of Load | 1 | 2029 | 0.0026229
ENS | Alternate Scenario | C&I Curtailment | C&I Curtailment-Turnkey-Manual HVAC Control | Medium Industrial | Offices | Winter Morning | % of Load | 1 | 2029 | 4.2064e-05
ENS | Alternate Scenario | C&I Curtailment | C&I Curtailment-Turnkey-Manual HVAC Control | Medium Industrial | Retail Trade | Winter Morning | % of Load | 1 | 2029 | 0.00058272
ENS | Alternate Scenario | C&I Curtailment | C&I Curtailment-Turnkey-Manual HVAC Control | Medium Industrial | Services | Winter Morning | % of Load | 1 | 2029 | 2.6833e-05
ENS | Alternate Scenario | C&I Curtailment | C&I Curtailment-Turnkey-Auto-DR HVAC Control | Medium Industrial | Miscellaneous | Winter Morning | % of Load | 1 | 2029 | 0.00016489
ENS | Alternate Scenario | C&I Curtailment | C&I Curtailment-Turnkey-Auto-DR HVAC Control | Medium Industrial | Offices | Winter Morning | % of Load | 1 | 2029 | 2.6443e-06
ENS | Alternate Scenario | C&I Curtailment | C&I Curtailment-Turnkey-Auto-DR HVAC Control | Medium Industrial | Retail Trade | Winter Morning | % of Load | 1 | 2029 | 3.6632e-05
ENS | Alternate Scenario | C&I Curtailment | C&I Curtailment-Turnkey-Auto-DR HVAC Control | Medium Industrial | Services | Winter Morning | % of Load | 1 | 2029 | 1.6868e-06
ENS | Alternate Scenario | C&I Curtailment | C&I Curtailment-Turnkey-Standard Lighting Control | Medium Industrial | Miscellaneous | Winter Morning | % of Load | 1 | 2029 | 0.00081307
ENS | Alternate Scenario | C&I Curtailment | C&I Curtailment-Turnkey-Standard Lighting Control | Medium Industrial | Offices | Winter Morning | % of Load | 1 | 2029 | 5.554e-06
ENS | Alternate Scenario | C&I Curtailment | C&I Curtailment-Turnkey-Standard Lighting Control | Medium Industrial | Retail Trade | Winter Morning | % of Load | 1 | 2029 | 0.00025103
ENS | Alternate Scenario | C&I Curtailment | C&I Curtailment-Turnkey-Standard Lighting Control | Medium Industrial | Services | Winter Morning | % of Load | 1 | 2029 | 1.1559e-05
ENS | Alternate Scenario | C&I Curtailment | C&I Curtailment-Turnkey-Water Heating Control | Medium Industrial | Miscellaneous | Winter Morning | % of Load | 1 | 2029 | 6.6818e-05
ENS | Alternate Scenario | C&I Curtailment | C&I Curtailment-Turnkey-Water Heating Control | Medium Industrial | Offices | Winter Morning | % of Load | 1 | 2029 | 4.2894e-07
ENS | Alternate Scenario | C&I Curtailment | C&I Curtailment-Turnkey-Water Heating Control | Medium Industrial | Retail Trade | Winter Morning | % of Load | 1 | 2029 | 3.3853e-05
ENS | Alternate Scenario | C&I Curtailment | C&I Curtailment-Turnkey-Water Heating Control | Medium Industrial | Services | Winter Morning | % of Load | 1 | 2029 | 1.5588e-06
ENS | Alternate Scenario | C&I Curtailment | C&I Curtailment-Turnkey-Other | Medium Industrial | Miscellaneous | Winter Morning | % of Load | 1 | 2029 | 0.0010292
ENS | Alternate Scenario | C&I Curtailment | C&I Curtailment-Turnkey-Other | Medium Industrial | Offices | Winter Morning | % of Load | 1 | 2029 | 8.101e-06
ENS | Alternate Scenario | C&I Curtailment | C&I Curtailment-Turnkey-Other | Medium Industrial | Retail Trade | Winter Morning | % of Load | 1 | 2029 | 0.00037256
ENS | Alternate Scenario | C&I Curtailment | C&I Curtailment-Turnkey-Other | Medium Industrial | Services | Winter Morning | % of Load | 1 | 2029 | 1.7155e-05
ENS | Alternate Scenario | C&I Curtailment | C&I Curtailment-Turnkey-Manual HVAC Control | Medium Industrial | Miscellaneous | Winter Evening | % of Load | 1 | 2029 | 0.0022452
ENS | Alternate Scenario | C&I Curtailment | C&I Curtailment-Turnkey-Manual HVAC Control | Medium Industrial | Offices | Winter Evening | % of Load | 1 | 2029 | 3.6007e-05
ENS | Alternate Scenario | C&I Curtailment | C&I Curtailment-Turnkey-Manual HVAC Control | Medium Industrial | Retail Trade | Winter Evening | % of Load | 1 | 2029 | 0.00049881
ENS | Alternate Scenario | C&I Curtailment | C&I Curtailment-Turnkey-Manual HVAC Control | Medium Industrial | Services | Winter Evening | % of Load | 1 | 2029 | 2.2969e-05
ENS | Alternate Scenario | C&I Curtailment | C&I Curtailment-Turnkey-Auto-DR HVAC Control | Medium Industrial | Miscellaneous | Winter Evening | % of Load | 1 | 2029 | 0.00014115
ENS | Alternate Scenario | C&I Curtailment | C&I Curtailment-Turnkey-Auto-DR HVAC Control | Medium Industrial | Offices | Winter Evening | % of Load | 1 | 2029 | 2.2635e-06
ENS | Alternate Scenario | C&I Curtailment | C&I Curtailment-Turnkey-Auto-DR HVAC Control | Medium Industrial | Retail Trade | Winter Evening | % of Load | 1 | 2029 | 3.1357e-05
ENS | Alternate Scenario | C&I Curtailment | C&I Curtailment-Turnkey-Auto-DR HVAC Control | Medium Industrial | Services | Winter Evening | % of Load | 1 | 2029 | 1.4439e-06
ENS | Alternate Scenario | C&I Curtailment | C&I Curtailment-Turnkey-Standard Lighting Control | Medium Industrial | Miscellaneous | Winter Evening | % of Load | 1 | 2029 | 0.00069599
ENS | Alternate Scenario | C&I Curtailment | C&I Curtailment-Turnkey-Standard Lighting Control | Medium Industrial | Offices | Winter Evening | % of Load | 1 | 2029 | 4.7543e-06
ENS | Alternate Scenario | C&I Curtailment | C&I Curtailment-Turnkey-Standard Lighting Control | Medium Industrial | Retail Trade | Winter Evening | % of Load | 1 | 2029 | 0.00021488
ENS | Alternate Scenario | C&I Curtailment | C&I Curtailment-Turnkey-Standard Lighting Control | Medium Industrial | Services | Winter Evening | % of Load | 1 | 2029 | 9.8946e-06
ENS | Alternate Scenario | C&I Curtailment | C&I Curtailment-Turnkey-Water Heating Control | Medium Industrial | Miscellaneous | Winter Evening | % of Load | 1 | 2029 | 5.7196e-05
ENS | Alternate Scenario | C&I Curtailment | C&I Curtailment-Turnkey-Water Heating Control | Medium Industrial | Offices | Winter Evening | % of Load | 1 | 2029 | 3.6717e-07
ENS | Alternate Scenario | C&I Curtailment | C&I Curtailment-Turnkey-Water Heating Control | Medium Industrial | Retail Trade | Winter Evening | % of Load | 1 | 2029 | 2.8978e-05
ENS | Alternate Scenario | C&I Curtailment | C&I Curtailment-Turnkey-Water Heating Control | Medium Industrial | Services | Winter Evening | % of Load | 1 | 2029 | 1.3343e-06
ENS | Alternate Scenario | C&I Curtailment | C&I Curtailment-Turnkey-Other | Medium Industrial | Miscellaneous | Winter Evening | % of Load | 1 | 2029 | 0.00088096
ENS | Alternate Scenario | C&I Curtailment | C&I Curtailment-Turnkey-Other | Medium Industrial | Offices | Winter Evening | % of Load | 1 | 2029 | 6.9345e-06
ENS | Alternate Scenario | C&I Curtailment | C&I Curtailment-Turnkey-Other | Medium Industrial | Retail Trade | Winter Evening | % of Load | 1 | 2029 | 0.00031891
ENS | Alternate Scenario | C&I Curtailment | C&I Curtailment-Turnkey-Other | Medium Industrial | Services | Winter Evening | % of Load | 1 | 2029 | 1.4685e-05
ENS | Alternate Scenario | C&I Curtailment | C&I Curtailment-Turnkey-Manual HVAC Control | Large Industrial | Miscellaneous | Winter Morning | % of Load | 1 | 2029 | 5.4344e-05
ENS | Alternate Scenario | C&I Curtailment | C&I Curtailment-Turnkey-Auto-DR HVAC Control | Large Industrial | Miscellaneous | Winter Morning | % of Load | 1 | 2029 | 3.4163e-06
ENS | Alternate Scenario | C&I Curtailment | C&I Curtailment-Turnkey-Standard Lighting Control | Large Industrial | Miscellaneous | Winter Morning | % of Load | 1 | 2029 | 2.3426e-05
ENS | Alternate Scenario | C&I Curtailment | C&I Curtailment-Turnkey-Water Heating Control | Large Industrial | Miscellaneous | Winter Morning | % of Load | 1 | 2029 | 1.1643e-06
ENS | Alternate Scenario | C&I Curtailment | C&I Curtailment-Turnkey-Other | Large Industrial | Miscellaneous | Winter Morning | % of Load | 1 | 2029 | 2.4967e-05
ENS | Alternate Scenario | C&I Curtailment | C&I Curtailment-Turnkey-Industrial | Large Industrial | Manufacturing | Winter Morning | % of Load | 1 | 2029 | 4.8978e-06
ENS | Alternate Scenario | C&I Curtailment | C&I Curtailment-Turnkey-Manual HVAC Control | Large Industrial | Miscellaneous | Winter Evening | % of Load | 1 | 2029 | 4.7802e-05
ENS | Alternate Scenario | C&I Curtailment | C&I Curtailment-Turnkey-Auto-DR HVAC Control | Large Industrial | Miscellaneous | Winter Evening | % of Load | 1 | 2029 | 3.005e-06
ENS | Alternate Scenario | C&I Curtailment | C&I Curtailment-Turnkey-Standard Lighting Control | Large Industrial | Miscellaneous | Winter Evening | % of Load | 1 | 2029 | 2.0606e-05
ENS | Alternate Scenario | C&I Curtailment | C&I Curtailment-Turnkey-Water Heating Control | Large Industrial | Miscellaneous | Winter Evening | % of Load | 1 | 2029 | 1.0241e-06
ENS | Alternate Scenario | C&I Curtailment | C&I Curtailment-Turnkey-Other | Large Industrial | Miscellaneous | Winter Evening | % of Load | 1 | 2029 | 2.1961e-05
ENS | Alternate Scenario | C&I Curtailment | C&I Curtailment-Turnkey-Industrial | Large Industrial | Manufacturing | Winter Evening | % of Load | 1 | 2029 | 4.3082e-06
ENS | Alternate Scenario | C&I Loadshift to BUGs | C&I Loadshift to BUGs | Large General | Miscellaneous | Winter Morning | % of Load | 1 | 2029 | 0.002311
ENS | Alternate Scenario | C&I Loadshift to BUGs | C&I Loadshift to BUGs | Large General | Miscellaneous | Winter Evening | % of Load | 1 | 2029 | 0.001759
ENS | Alternate Scenario | C&I Loadshift to BUGs | C&I Loadshift to BUGs | Small Industrial | Miscellaneous | Winter Morning | % of Load | 1 | 2029 | 0.00062934
ENS | Alternate Scenario | C&I Loadshift to BUGs | C&I Loadshift to BUGs | Small Industrial | Miscellaneous | Winter Evening | % of Load | 1 | 2029 | 0.00076449
ENS | Alternate Scenario | C&I Loadshift to BUGs | C&I Loadshift to BUGs | Medium Industrial | Manufacturing | Winter Morning | % of Load | 1 | 2029 | 0.00043927
ENS | Alternate Scenario | C&I Loadshift to BUGs | C&I Loadshift to BUGs | Medium Industrial | Miscellaneous | Winter Morning | % of Load | 1 | 2029 | 0.0019064
ENS | Alternate Scenario | C&I Loadshift to BUGs | C&I Loadshift to BUGs | Medium Industrial | Manufacturing | Winter Evening | % of Load | 1 | 2029 | 0.00037602
ENS | Alternate Scenario | C&I Loadshift to BUGs | C&I Loadshift to BUGs | Medium Industrial | Miscellaneous | Winter Evening | % of Load | 1 | 2029 | 0.0016319
ENS | Alternate Scenario | Dynamic Pricing | Dynamic Pricing with enabling tech. | Small General | Manufacturing | Winter Morning | % of Load | 1 | 2029 | 5.0598e-06
ENS | Alternate Scenario | Dynamic Pricing | Dynamic Pricing with enabling tech. | Small General | Manufacturing | Winter Evening | % of Load | 1 | 2029 | 5.197e-06
ENS | Alternate Scenario | Dynamic Pricing | Dynamic Pricing with enabling tech. | Residential Charitable | Residential LI | Winter Morning | % of Load | 1 | 2029 | 0.00080518
ENS | Alternate Scenario | Dynamic Pricing | Dynamic Pricing with enabling tech. | Residential Charitable | Residential Market Rate | Winter Morning | % of Load | 1 | 2029 | 0.0045987
ENS | Alternate Scenario | Dynamic Pricing | Dynamic Pricing w/o enabling tech. | Residential Charitable | Residential LI | Winter Morning | % of Load | 1 | 2029 | 0.00092117
ENS | Alternate Scenario | Dynamic Pricing | Dynamic Pricing w/o enabling tech. | Residential Charitable | Residential Market Rate | Winter Morning | % of Load | 1 | 2029 | 0.0052612
ENS | Alternate Scenario | Dynamic Pricing | Dynamic Pricing with enabling tech. | Residential Charitable | Residential LI | Winter Evening | % of Load | 1 | 2029 | 0.00081111
ENS | Alternate Scenario | Dynamic Pricing | Dynamic Pricing with enabling tech. | Residential Charitable | Residential Market Rate | Winter Evening | % of Load | 1 | 2029 | 0.0046326
ENS | Alternate Scenario | Dynamic Pricing | Dynamic Pricing w/o enabling tech. | Residential Charitable | Residential LI | Winter Evening | % of Load | 1 | 2029 | 0.00092796
ENS | Alternate Scenario | Dynamic Pricing | Dynamic Pricing w/o enabling tech. | Residential Charitable | Residential Market Rate | Winter Evening | % of Load | 1 | 2029 | 0.0052999
ENS | Alternate Scenario | Behavioral DR | Behavioral DR | Residential Charitable | Residential LI | Winter Morning | % of Load | 1 | 2029 | 0.0002494
ENS | Alternate Scenario | Behavioral DR | Behavioral DR | Residential Charitable | Residential Market Rate | Winter Morning | % of Load | 1 | 2029 | 0.0014244
ENS | Alternate Scenario | Behavioral DR | Behavioral DR | Residential Charitable | Residential LI | Winter Evening | % of Load | 1 | 2029 | 0.00025124
ENS | Alternate Scenario | Behavioral DR | Behavioral DR | Residential Charitable | Residential Market Rate | Winter Evening | % of Load | 1 | 2029 | 0.0014349
ENS | Alternate Scenario | Time-of-Use Rates (TOU) | Time-of-Use Rates (TOU) | Residential Charitable | Residential LI | Winter Morning | % of Load | 0 | 2029 | 0.00029742
ENS | Alternate Scenario | Time-of-Use Rates (TOU) | Time-of-Use Rates (TOU) | Residential Charitable | Residential Market Rate | Winter Morning | % of Load | 0 | 2029 | 0.0016987
ENS | Alternate Scenario | Time-of-Use Rates (TOU) | Time-of-Use Rates (TOU) | Residential Charitable | Residential LI | Winter Evening | % of Load | 0 | 2029 | 0.00029961
ENS | Alternate Scenario | Time-of-Use Rates (TOU) | Time-of-Use Rates (TOU) | Residential Charitable | Residential Market Rate | Winter Evening | % of Load | 0 | 2029 | 0.0017112
ENS | Alternate Scenario | C&I Curtailment | C&I Curtailment-Turnkey-Manual HVAC Control | General | Miscellaneous | Winter Morning | % of Load | 1 | 2030 | 0.0011476
ENS | Alternate Scenario | C&I Curtailment | C&I Curtailment-Turnkey-Manual HVAC Control | General | Offices | Winter Morning | % of Load | 1 | 2030 | 7.8863e-05
ENS | Alternate Scenario | C&I Curtailment | C&I Curtailment-Turnkey-Manual HVAC Control | General | Retail Trade | Winter Morning | % of Load | 1 | 2030 | 0.00026358
ENS | Alternate Scenario | C&I Curtailment | C&I Curtailment-Turnkey-Manual HVAC Control | General | Services | Winter Morning | % of Load | 1 | 2030 | 0.00017042
ENS | Alternate Scenario | C&I Curtailment | C&I Curtailment-Turnkey-Auto-DR HVAC Control | General | Miscellaneous | Winter Morning | % of Load | 1 | 2030 | 9.1035e-05
ENS | Alternate Scenario | C&I Curtailment | C&I Curtailment-Turnkey-Auto-DR HVAC Control | General | Offices | Winter Morning | % of Load | 1 | 2030 | 6.2561e-06
ENS | Alternate Scenario | C&I Curtailment | C&I Curtailment-Turnkey-Auto-DR HVAC Control | General | Retail Trade | Winter Morning | % of Load | 1 | 2030 | 2.0909e-05
ENS | Alternate Scenario | C&I Curtailment | C&I Curtailment-Turnkey-Auto-DR HVAC Control | General | Services | Winter Morning | % of Load | 1 | 2030 | 1.3519e-05
ENS | Alternate Scenario | C&I Curtailment | C&I Curtailment-Turnkey-Standard Lighting Control | General | Miscellaneous | Winter Morning | % of Load | 1 | 2030 | 0.00047769
ENS | Alternate Scenario | C&I Curtailment | C&I Curtailment-Turnkey-Standard Lighting Control | General | Offices | Winter Morning | % of Load | 1 | 2030 | 9.3775e-06
ENS | Alternate Scenario | C&I Curtailment | C&I Curtailment-Turnkey-Standard Lighting Control | General | Retail Trade | Winter Morning | % of Load | 1 | 2030 | 0.00010501
ENS | Alternate Scenario | C&I Curtailment | C&I Curtailment-Turnkey-Standard Lighting Control | General | Services | Winter Morning | % of Load | 1 | 2030 | 6.7983e-05
ENS | Alternate Scenario | C&I Curtailment | C&I Curtailment-Turnkey-Water Heating Control | General | Miscellaneous | Winter Morning | % of Load | 1 | 2030 | 3.2029e-05
ENS | Alternate Scenario | C&I Curtailment | C&I Curtailment-Turnkey-Water Heating Control | General | Offices | Winter Morning | % of Load | 1 | 2030 | 8.5045e-07
ENS | Alternate Scenario | C&I Curtailment | C&I Curtailment-Turnkey-Water Heating Control | General | Retail Trade | Winter Morning | % of Load | 1 | 2030 | 1.7271e-05
ENS | Alternate Scenario | C&I Curtailment | C&I Curtailment-Turnkey-Water Heating Control | General | Services | Winter Morning | % of Load | 1 | 2030 | 1.1152e-05
ENS | Alternate Scenario | C&I Curtailment | C&I Curtailment-Turnkey-Other | General | Miscellaneous | Winter Morning | % of Load | 1 | 2030 | 0.00055939
ENS | Alternate Scenario | C&I Curtailment | C&I Curtailment-Turnkey-Other | General | Offices | Winter Morning | % of Load | 1 | 2030 | 1.5214e-05
ENS | Alternate Scenario | C&I Curtailment | C&I Curtailment-Turnkey-Other | General | Retail Trade | Winter Morning | % of Load | 1 | 2030 | 0.00017743
ENS | Alternate Scenario | C&I Curtailment | C&I Curtailment-Turnkey-Other | General | Services | Winter Morning | % of Load | 1 | 2030 | 0.00011468
ENS | Alternate Scenario | C&I Curtailment | C&I Curtailment-Turnkey-Manual HVAC Control | General | Miscellaneous | Winter Evening | % of Load | 1 | 2030 | 0.0011887
ENS | Alternate Scenario | C&I Curtailment | C&I Curtailment-Turnkey-Manual HVAC Control | General | Offices | Winter Evening | % of Load | 1 | 2030 | 8.1691e-05
ENS | Alternate Scenario | C&I Curtailment | C&I Curtailment-Turnkey-Manual HVAC Control | General | Retail Trade | Winter Evening | % of Load | 1 | 2030 | 0.00027303
ENS | Alternate Scenario | C&I Curtailment | C&I Curtailment-Turnkey-Manual HVAC Control | General | Services | Winter Evening | % of Load | 1 | 2030 | 0.00017653
ENS | Alternate Scenario | C&I Curtailment | C&I Curtailment-Turnkey-Auto-DR HVAC Control | General | Miscellaneous | Winter Evening | % of Load | 1 | 2030 | 9.4299e-05
ENS | Alternate Scenario | C&I Curtailment | C&I Curtailment-Turnkey-Auto-DR HVAC Control | General | Offices | Winter Evening | % of Load | 1 | 2030 | 6.4804e-06
ENS | Alternate Scenario | C&I Curtailment | C&I Curtailment-Turnkey-Auto-DR HVAC Control | General | Retail Trade | Winter Evening | % of Load | 1 | 2030 | 2.1659e-05
ENS | Alternate Scenario | C&I Curtailment | C&I Curtailment-Turnkey-Auto-DR HVAC Control | General | Services | Winter Evening | % of Load | 1 | 2030 | 1.4004e-05
ENS | Alternate Scenario | C&I Curtailment | C&I Curtailment-Turnkey-Standard Lighting Control | General | Miscellaneous | Winter Evening | % of Load | 1 | 2030 | 0.00049482
ENS | Alternate Scenario | C&I Curtailment | C&I Curtailment-Turnkey-Standard Lighting Control | General | Offices | Winter Evening | % of Load | 1 | 2030 | 9.7138e-06
ENS | Alternate Scenario | C&I Curtailment | C&I Curtailment-Turnkey-Standard Lighting Control | General | Retail Trade | Winter Evening | % of Load | 1 | 2030 | 0.00010877
ENS | Alternate Scenario | C&I Curtailment | C&I Curtailment-Turnkey-Standard Lighting Control | General | Services | Winter Evening | % of Load | 1 | 2030 | 7.0421e-05
ENS | Alternate Scenario | C&I Curtailment | C&I Curtailment-Turnkey-Water Heating Control | General | Miscellaneous | Winter Evening | % of Load | 1 | 2030 | 3.3177e-05
ENS | Alternate Scenario | C&I Curtailment | C&I Curtailment-Turnkey-Water Heating Control | General | Offices | Winter Evening | % of Load | 1 | 2030 | 8.8094e-07
ENS | Alternate Scenario | C&I Curtailment | C&I Curtailment-Turnkey-Water Heating Control | General | Retail Trade | Winter Evening | % of Load | 1 | 2030 | 1.7891e-05
ENS | Alternate Scenario | C&I Curtailment | C&I Curtailment-Turnkey-Water Heating Control | General | Services | Winter Evening | % of Load | 1 | 2030 | 1.1552e-05
ENS | Alternate Scenario | C&I Curtailment | C&I Curtailment-Turnkey-Other | General | Miscellaneous | Winter Evening | % of Load | 1 | 2030 | 0.00057945
ENS | Alternate Scenario | C&I Curtailment | C&I Curtailment-Turnkey-Other | General | Offices | Winter Evening | % of Load | 1 | 2030 | 1.5759e-05
ENS | Alternate Scenario | C&I Curtailment | C&I Curtailment-Turnkey-Other | General | Retail Trade | Winter Evening | % of Load | 1 | 2030 | 0.0001838
ENS | Alternate Scenario | C&I Curtailment | C&I Curtailment-Turnkey-Other | General | Services | Winter Evening | % of Load | 1 | 2030 | 0.00011879
ENS | Alternate Scenario | C&I Curtailment | C&I Curtailment-Turnkey-Manual HVAC Control | Large General | Miscellaneous | Winter Morning | % of Load | 1 | 2030 | 0.00092009
ENS | Alternate Scenario | C&I Curtailment | C&I Curtailment-Turnkey-Manual HVAC Control | Large General | Retail Trade | Winter Morning | % of Load | 1 | 2030 | 3.8362e-05
ENS | Alternate Scenario | C&I Curtailment | C&I Curtailment-Turnkey-Manual HVAC Control | Large General | Services | Winter Morning | % of Load | 1 | 2030 | 6.1432e-05
ENS | Alternate Scenario | C&I Curtailment | C&I Curtailment-Turnkey-Auto-DR HVAC Control | Large General | Miscellaneous | Winter Morning | % of Load | 1 | 2030 | 7.2989e-05
ENS | Alternate Scenario | C&I Curtailment | C&I Curtailment-Turnkey-Auto-DR HVAC Control | Large General | Retail Trade | Winter Morning | % of Load | 1 | 2030 | 3.0432e-06
ENS | Alternate Scenario | C&I Curtailment | C&I Curtailment-Turnkey-Auto-DR HVAC Control | Large General | Services | Winter Morning | % of Load | 1 | 2030 | 4.8733e-06
ENS | Alternate Scenario | C&I Curtailment | C&I Curtailment-Turnkey-Standard Lighting Control | Large General | Miscellaneous | Winter Morning | % of Load | 1 | 2030 | 0.00039774
ENS | Alternate Scenario | C&I Curtailment | C&I Curtailment-Turnkey-Standard Lighting Control | Large General | Retail Trade | Winter Morning | % of Load | 1 | 2030 | 1.5183e-05
ENS | Alternate Scenario | C&I Curtailment | C&I Curtailment-Turnkey-Standard Lighting Control | Large General | Services | Winter Morning | % of Load | 1 | 2030 | 2.4315e-05
ENS | Alternate Scenario | C&I Curtailment | C&I Curtailment-Turnkey-Water Heating Control | Large General | Miscellaneous | Winter Morning | % of Load | 1 | 2030 | 2.0199e-05
ENS | Alternate Scenario | C&I Curtailment | C&I Curtailment-Turnkey-Water Heating Control | Large General | Retail Trade | Winter Morning | % of Load | 1 | 2030 | 2.5305e-06
ENS | Alternate Scenario | C&I Curtailment | C&I Curtailment-Turnkey-Water Heating Control | Large General | Services | Winter Morning | % of Load | 1 | 2030 | 4.0524e-06
ENS | Alternate Scenario | C&I Curtailment | C&I Curtailment-Turnkey-Other | Large General | Miscellaneous | Winter Morning | % of Load | 1 | 2030 | 0.00043172
ENS | Alternate Scenario | C&I Curtailment | C&I Curtailment-Turnkey-Other | Large General | Retail Trade | Winter Morning | % of Load | 1 | 2030 | 2.5874e-05
ENS | Alternate Scenario | C&I Curtailment | C&I Curtailment-Turnkey-Other | Large General | Services | Winter Morning | % of Load | 1 | 2030 | 4.1434e-05
ENS | Alternate Scenario | C&I Curtailment | C&I Curtailment-Turnkey-Manual HVAC Control | Large General | Miscellaneous | Winter Evening | % of Load | 1 | 2030 | 0.00070018
ENS | Alternate Scenario | C&I Curtailment | C&I Curtailment-Turnkey-Manual HVAC Control | Large General | Retail Trade | Winter Evening | % of Load | 1 | 2030 | 2.9193e-05
ENS | Alternate Scenario | C&I Curtailment | C&I Curtailment-Turnkey-Manual HVAC Control | Large General | Services | Winter Evening | % of Load | 1 | 2030 | 4.6749e-05
ENS | Alternate Scenario | C&I Curtailment | C&I Curtailment-Turnkey-Auto-DR HVAC Control | Large General | Miscellaneous | Winter Evening | % of Load | 1 | 2030 | 5.5544e-05
ENS | Alternate Scenario | C&I Curtailment | C&I Curtailment-Turnkey-Auto-DR HVAC Control | Large General | Retail Trade | Winter Evening | % of Load | 1 | 2030 | 2.3158e-06
ENS | Alternate Scenario | C&I Curtailment | C&I Curtailment-Turnkey-Auto-DR HVAC Control | Large General | Services | Winter Evening | % of Load | 1 | 2030 | 3.7085e-06
ENS | Alternate Scenario | C&I Curtailment | C&I Curtailment-Turnkey-Standard Lighting Control | Large General | Miscellaneous | Winter Evening | % of Load | 1 | 2030 | 0.00030268
ENS | Alternate Scenario | C&I Curtailment | C&I Curtailment-Turnkey-Standard Lighting Control | Large General | Retail Trade | Winter Evening | % of Load | 1 | 2030 | 1.1555e-05
ENS | Alternate Scenario | C&I Curtailment | C&I Curtailment-Turnkey-Standard Lighting Control | Large General | Services | Winter Evening | % of Load | 1 | 2030 | 1.8503e-05
ENS | Alternate Scenario | C&I Curtailment | C&I Curtailment-Turnkey-Water Heating Control | Large General | Miscellaneous | Winter Evening | % of Load | 1 | 2030 | 1.5371e-05
ENS | Alternate Scenario | C&I Curtailment | C&I Curtailment-Turnkey-Water Heating Control | Large General | Retail Trade | Winter Evening | % of Load | 1 | 2030 | 1.9257e-06
ENS | Alternate Scenario | C&I Curtailment | C&I Curtailment-Turnkey-Water Heating Control | Large General | Services | Winter Evening | % of Load | 1 | 2030 | 3.0838e-06
ENS | Alternate Scenario | C&I Curtailment | C&I Curtailment-Turnkey-Other | Large General | Miscellaneous | Winter Evening | % of Load | 1 | 2030 | 0.00032853
ENS | Alternate Scenario | C&I Curtailment | C&I Curtailment-Turnkey-Other | Large General | Retail Trade | Winter Evening | % of Load | 1 | 2030 | 1.969e-05
ENS | Alternate Scenario | C&I Curtailment | C&I Curtailment-Turnkey-Other | Large General | Services | Winter Evening | % of Load | 1 | 2030 | 3.1531e-05
ENS | Alternate Scenario | C&I Curtailment | C&I Curtailment-Turnkey-Manual HVAC Control | Small Industrial | Miscellaneous | Winter Morning | % of Load | 1 | 2030 | 0.00015287
ENS | Alternate Scenario | C&I Curtailment | C&I Curtailment-Turnkey-Manual HVAC Control | Small Industrial | Offices | Winter Morning | % of Load | 1 | 2030 | 1.959e-06
ENS | Alternate Scenario | C&I Curtailment | C&I Curtailment-Turnkey-Manual HVAC Control | Small Industrial | Retail Trade | Winter Morning | % of Load | 1 | 2030 | 6.4569e-06
ENS | Alternate Scenario | C&I Curtailment | C&I Curtailment-Turnkey-Manual HVAC Control | Small Industrial | Services | Winter Morning | % of Load | 1 | 2030 | 2.0399e-06
ENS | Alternate Scenario | C&I Curtailment | C&I Curtailment-Turnkey-Auto-DR HVAC Control | Small Industrial | Miscellaneous | Winter Morning | % of Load | 1 | 2030 | 1.2127e-05
ENS | Alternate Scenario | C&I Curtailment | C&I Curtailment-Turnkey-Auto-DR HVAC Control | Small Industrial | Offices | Winter Morning | % of Load | 1 | 2030 | 1.554e-07
ENS | Alternate Scenario | C&I Curtailment | C&I Curtailment-Turnkey-Auto-DR HVAC Control | Small Industrial | Retail Trade | Winter Morning | % of Load | 1 | 2030 | 5.1221e-07
ENS | Alternate Scenario | C&I Curtailment | C&I Curtailment-Turnkey-Auto-DR HVAC Control | Small Industrial | Services | Winter Morning | % of Load | 1 | 2030 | 1.6182e-07
ENS | Alternate Scenario | C&I Curtailment | C&I Curtailment-Turnkey-Standard Lighting Control | Small Industrial | Miscellaneous | Winter Morning | % of Load | 1 | 2030 | 4.73e-05
ENS | Alternate Scenario | C&I Curtailment | C&I Curtailment-Turnkey-Standard Lighting Control | Small Industrial | Offices | Winter Morning | % of Load | 1 | 2030 | 2.5538e-07
ENS | Alternate Scenario | C&I Curtailment | C&I Curtailment-Turnkey-Standard Lighting Control | Small Industrial | Retail Trade | Winter Morning | % of Load | 1 | 2030 | 2.7944e-06
ENS | Alternate Scenario | C&I Curtailment | C&I Curtailment-Turnkey-Standard Lighting Control | Small Industrial | Services | Winter Morning | % of Load | 1 | 2030 | 8.8281e-07
ENS | Alternate Scenario | C&I Curtailment | C&I Curtailment-Turnkey-Water Heating Control | Small Industrial | Miscellaneous | Winter Morning | % of Load | 1 | 2030 | 3.9935e-06
ENS | Alternate Scenario | C&I Curtailment | C&I Curtailment-Turnkey-Water Heating Control | Small Industrial | Offices | Winter Morning | % of Load | 1 | 2030 | 2.0242e-08
ENS | Alternate Scenario | C&I Curtailment | C&I Curtailment-Turnkey-Water Heating Control | Small Industrial | Retail Trade | Winter Morning | % of Load | 1 | 2030 | 3.8573e-07
ENS | Alternate Scenario | C&I Curtailment | C&I Curtailment-Turnkey-Water Heating Control | Small Industrial | Services | Winter Morning | % of Load | 1 | 2030 | 1.2186e-07
ENS | Alternate Scenario | C&I Curtailment | C&I Curtailment-Turnkey-Other | Small Industrial | Miscellaneous | Winter Morning | % of Load | 1 | 2030 | 6.1242e-05
ENS | Alternate Scenario | C&I Curtailment | C&I Curtailment-Turnkey-Other | Small Industrial | Offices | Winter Morning | % of Load | 1 | 2030 | 3.8215e-07
ENS | Alternate Scenario | C&I Curtailment | C&I Curtailment-Turnkey-Other | Small Industrial | Retail Trade | Winter Morning | % of Load | 1 | 2030 | 4.237e-06
ENS | Alternate Scenario | C&I Curtailment | C&I Curtailment-Turnkey-Other | Small Industrial | Services | Winter Morning | % of Load | 1 | 2030 | 1.3386e-06
ENS | Alternate Scenario | C&I Curtailment | C&I Curtailment-Turnkey-Industrial | Small Industrial | Manufacturing | Winter Morning | % of Load | 1 | 2030 | 1.4557e-05
ENS | Alternate Scenario | C&I Curtailment | C&I Curtailment-Turnkey-Manual HVAC Control | Small Industrial | Miscellaneous | Winter Evening | % of Load | 1 | 2030 | 0.00018566
ENS | Alternate Scenario | C&I Curtailment | C&I Curtailment-Turnkey-Manual HVAC Control | Small Industrial | Offices | Winter Evening | % of Load | 1 | 2030 | 2.3792e-06
ENS | Alternate Scenario | C&I Curtailment | C&I Curtailment-Turnkey-Manual HVAC Control | Small Industrial | Retail Trade | Winter Evening | % of Load | 1 | 2030 | 7.8418e-06
ENS | Alternate Scenario | C&I Curtailment | C&I Curtailment-Turnkey-Manual HVAC Control | Small Industrial | Services | Winter Evening | % of Load | 1 | 2030 | 2.4774e-06
ENS | Alternate Scenario | C&I Curtailment | C&I Curtailment-Turnkey-Auto-DR HVAC Control | Small Industrial | Miscellaneous | Winter Evening | % of Load | 1 | 2030 | 1.4728e-05
ENS | Alternate Scenario | C&I Curtailment | C&I Curtailment-Turnkey-Auto-DR HVAC Control | Small Industrial | Offices | Winter Evening | % of Load | 1 | 2030 | 1.8874e-07
ENS | Alternate Scenario | C&I Curtailment | C&I Curtailment-Turnkey-Auto-DR HVAC Control | Small Industrial | Retail Trade | Winter Evening | % of Load | 1 | 2030 | 6.2208e-07
ENS | Alternate Scenario | C&I Curtailment | C&I Curtailment-Turnkey-Auto-DR HVAC Control | Small Industrial | Services | Winter Evening | % of Load | 1 | 2030 | 1.9653e-07
ENS | Alternate Scenario | C&I Curtailment | C&I Curtailment-Turnkey-Standard Lighting Control | Small Industrial | Miscellaneous | Winter Evening | % of Load | 1 | 2030 | 5.7446e-05
ENS | Alternate Scenario | C&I Curtailment | C&I Curtailment-Turnkey-Standard Lighting Control | Small Industrial | Offices | Winter Evening | % of Load | 1 | 2030 | 3.1016e-07
ENS | Alternate Scenario | C&I Curtailment | C&I Curtailment-Turnkey-Standard Lighting Control | Small Industrial | Retail Trade | Winter Evening | % of Load | 1 | 2030 | 3.3938e-06
ENS | Alternate Scenario | C&I Curtailment | C&I Curtailment-Turnkey-Standard Lighting Control | Small Industrial | Services | Winter Evening | % of Load | 1 | 2030 | 1.0722e-06
ENS | Alternate Scenario | C&I Curtailment | C&I Curtailment-Turnkey-Water Heating Control | Small Industrial | Miscellaneous | Winter Evening | % of Load | 1 | 2030 | 4.8501e-06
ENS | Alternate Scenario | C&I Curtailment | C&I Curtailment-Turnkey-Water Heating Control | Small Industrial | Offices | Winter Evening | % of Load | 1 | 2030 | 2.4584e-08
ENS | Alternate Scenario | C&I Curtailment | C&I Curtailment-Turnkey-Water Heating Control | Small Industrial | Retail Trade | Winter Evening | % of Load | 1 | 2030 | 4.6846e-07
ENS | Alternate Scenario | C&I Curtailment | C&I Curtailment-Turnkey-Water Heating Control | Small Industrial | Services | Winter Evening | % of Load | 1 | 2030 | 1.48e-07
ENS | Alternate Scenario | C&I Curtailment | C&I Curtailment-Turnkey-Other | Small Industrial | Miscellaneous | Winter Evening | % of Load | 1 | 2030 | 7.4378e-05
ENS | Alternate Scenario | C&I Curtailment | C&I Curtailment-Turnkey-Other | Small Industrial | Offices | Winter Evening | % of Load | 1 | 2030 | 4.6412e-07
ENS | Alternate Scenario | C&I Curtailment | C&I Curtailment-Turnkey-Other | Small Industrial | Retail Trade | Winter Evening | % of Load | 1 | 2030 | 5.1458e-06
ENS | Alternate Scenario | C&I Curtailment | C&I Curtailment-Turnkey-Other | Small Industrial | Services | Winter Evening | % of Load | 1 | 2030 | 1.6257e-06
ENS | Alternate Scenario | C&I Curtailment | C&I Curtailment-Turnkey-Industrial | Small Industrial | Manufacturing | Winter Evening | % of Load | 1 | 2030 | 1.768e-05
ENS | Alternate Scenario | C&I Curtailment | C&I Curtailment-Turnkey-Manual HVAC Control | Medium Industrial | Miscellaneous | Winter Morning | % of Load | 1 | 2030 | 0.0029232
ENS | Alternate Scenario | C&I Curtailment | C&I Curtailment-Turnkey-Manual HVAC Control | Medium Industrial | Offices | Winter Morning | % of Load | 1 | 2030 | 4.7155e-05
ENS | Alternate Scenario | C&I Curtailment | C&I Curtailment-Turnkey-Manual HVAC Control | Medium Industrial | Retail Trade | Winter Morning | % of Load | 1 | 2030 | 0.00064594
ENS | Alternate Scenario | C&I Curtailment | C&I Curtailment-Turnkey-Manual HVAC Control | Medium Industrial | Services | Winter Morning | % of Load | 1 | 2030 | 2.9744e-05
ENS | Alternate Scenario | C&I Curtailment | C&I Curtailment-Turnkey-Auto-DR HVAC Control | Medium Industrial | Miscellaneous | Winter Morning | % of Load | 1 | 2030 | 0.00023189
ENS | Alternate Scenario | C&I Curtailment | C&I Curtailment-Turnkey-Auto-DR HVAC Control | Medium Industrial | Offices | Winter Morning | % of Load | 1 | 2030 | 3.7407e-06
ENS | Alternate Scenario | C&I Curtailment | C&I Curtailment-Turnkey-Auto-DR HVAC Control | Medium Industrial | Retail Trade | Winter Morning | % of Load | 1 | 2030 | 5.1242e-05
ENS | Alternate Scenario | C&I Curtailment | C&I Curtailment-Turnkey-Auto-DR HVAC Control | Medium Industrial | Services | Winter Morning | % of Load | 1 | 2030 | 2.3595e-06
ENS | Alternate Scenario | C&I Curtailment | C&I Curtailment-Turnkey-Standard Lighting Control | Medium Industrial | Miscellaneous | Winter Morning | % of Load | 1 | 2030 | 0.00090448
ENS | Alternate Scenario | C&I Curtailment | C&I Curtailment-Turnkey-Standard Lighting Control | Medium Industrial | Offices | Winter Morning | % of Load | 1 | 2030 | 6.1473e-06
ENS | Alternate Scenario | C&I Curtailment | C&I Curtailment-Turnkey-Standard Lighting Control | Medium Industrial | Retail Trade | Winter Morning | % of Load | 1 | 2030 | 0.00027955
ENS | Alternate Scenario | C&I Curtailment | C&I Curtailment-Turnkey-Standard Lighting Control | Medium Industrial | Services | Winter Morning | % of Load | 1 | 2030 | 1.2872e-05
ENS | Alternate Scenario | C&I Curtailment | C&I Curtailment-Turnkey-Water Heating Control | Medium Industrial | Miscellaneous | Winter Morning | % of Load | 1 | 2030 | 7.6364e-05
ENS | Alternate Scenario | C&I Curtailment | C&I Curtailment-Turnkey-Water Heating Control | Medium Industrial | Offices | Winter Morning | % of Load | 1 | 2030 | 4.8724e-07
ENS | Alternate Scenario | C&I Curtailment | C&I Curtailment-Turnkey-Water Heating Control | Medium Industrial | Retail Trade | Winter Morning | % of Load | 1 | 2030 | 3.8588e-05
ENS | Alternate Scenario | C&I Curtailment | C&I Curtailment-Turnkey-Water Heating Control | Medium Industrial | Services | Winter Morning | % of Load | 1 | 2030 | 1.7769e-06
ENS | Alternate Scenario | C&I Curtailment | C&I Curtailment-Turnkey-Other | Medium Industrial | Miscellaneous | Winter Morning | % of Load | 1 | 2030 | 0.0011711
ENS | Alternate Scenario | C&I Curtailment | C&I Curtailment-Turnkey-Other | Medium Industrial | Offices | Winter Morning | % of Load | 1 | 2030 | 9.1987e-06
ENS | Alternate Scenario | C&I Curtailment | C&I Curtailment-Turnkey-Other | Medium Industrial | Retail Trade | Winter Morning | % of Load | 1 | 2030 | 0.00042387
ENS | Alternate Scenario | C&I Curtailment | C&I Curtailment-Turnkey-Other | Medium Industrial | Services | Winter Morning | % of Load | 1 | 2030 | 1.9518e-05
ENS | Alternate Scenario | C&I Curtailment | C&I Curtailment-Turnkey-Manual HVAC Control | Medium Industrial | Miscellaneous | Winter Evening | % of Load | 1 | 2030 | 0.0025018
ENS | Alternate Scenario | C&I Curtailment | C&I Curtailment-Turnkey-Manual HVAC Control | Medium Industrial | Offices | Winter Evening | % of Load | 1 | 2030 | 4.0356e-05
ENS | Alternate Scenario | C&I Curtailment | C&I Curtailment-Turnkey-Manual HVAC Control | Medium Industrial | Retail Trade | Winter Evening | % of Load | 1 | 2030 | 0.00055281
ENS | Alternate Scenario | C&I Curtailment | C&I Curtailment-Turnkey-Manual HVAC Control | Medium Industrial | Services | Winter Evening | % of Load | 1 | 2030 | 2.5455e-05
ENS | Alternate Scenario | C&I Curtailment | C&I Curtailment-Turnkey-Auto-DR HVAC Control | Medium Industrial | Miscellaneous | Winter Evening | % of Load | 1 | 2030 | 0.00019846
ENS | Alternate Scenario | C&I Curtailment | C&I Curtailment-Turnkey-Auto-DR HVAC Control | Medium Industrial | Offices | Winter Evening | % of Load | 1 | 2030 | 3.2014e-06
ENS | Alternate Scenario | C&I Curtailment | C&I Curtailment-Turnkey-Auto-DR HVAC Control | Medium Industrial | Retail Trade | Winter Evening | % of Load | 1 | 2030 | 4.3854e-05
ENS | Alternate Scenario | C&I Curtailment | C&I Curtailment-Turnkey-Auto-DR HVAC Control | Medium Industrial | Services | Winter Evening | % of Load | 1 | 2030 | 2.0193e-06
ENS | Alternate Scenario | C&I Curtailment | C&I Curtailment-Turnkey-Standard Lighting Control | Medium Industrial | Miscellaneous | Winter Evening | % of Load | 1 | 2030 | 0.00077408
ENS | Alternate Scenario | C&I Curtailment | C&I Curtailment-Turnkey-Standard Lighting Control | Medium Industrial | Offices | Winter Evening | % of Load | 1 | 2030 | 5.261e-06
ENS | Alternate Scenario | C&I Curtailment | C&I Curtailment-Turnkey-Standard Lighting Control | Medium Industrial | Retail Trade | Winter Evening | % of Load | 1 | 2030 | 0.00023924
ENS | Alternate Scenario | C&I Curtailment | C&I Curtailment-Turnkey-Standard Lighting Control | Medium Industrial | Services | Winter Evening | % of Load | 1 | 2030 | 1.1016e-05
ENS | Alternate Scenario | C&I Curtailment | C&I Curtailment-Turnkey-Water Heating Control | Medium Industrial | Miscellaneous | Winter Evening | % of Load | 1 | 2030 | 6.5354e-05
ENS | Alternate Scenario | C&I Curtailment | C&I Curtailment-Turnkey-Water Heating Control | Medium Industrial | Offices | Winter Evening | % of Load | 1 | 2030 | 4.1699e-07
ENS | Alternate Scenario | C&I Curtailment | C&I Curtailment-Turnkey-Water Heating Control | Medium Industrial | Retail Trade | Winter Evening | % of Load | 1 | 2030 | 3.3024e-05
ENS | Alternate Scenario | C&I Curtailment | C&I Curtailment-Turnkey-Water Heating Control | Medium Industrial | Services | Winter Evening | % of Load | 1 | 2030 | 1.5207e-06
ENS | Alternate Scenario | C&I Curtailment | C&I Curtailment-Turnkey-Other | Medium Industrial | Miscellaneous | Winter Evening | % of Load | 1 | 2030 | 0.0010022
ENS | Alternate Scenario | C&I Curtailment | C&I Curtailment-Turnkey-Other | Medium Industrial | Offices | Winter Evening | % of Load | 1 | 2030 | 7.8725e-06
ENS | Alternate Scenario | C&I Curtailment | C&I Curtailment-Turnkey-Other | Medium Industrial | Retail Trade | Winter Evening | % of Load | 1 | 2030 | 0.00036276
ENS | Alternate Scenario | C&I Curtailment | C&I Curtailment-Turnkey-Other | Medium Industrial | Services | Winter Evening | % of Load | 1 | 2030 | 1.6704e-05
ENS | Alternate Scenario | C&I Curtailment | C&I Curtailment-Turnkey-Manual HVAC Control | Large Industrial | Miscellaneous | Winter Morning | % of Load | 1 | 2030 | 6.0512e-05
ENS | Alternate Scenario | C&I Curtailment | C&I Curtailment-Turnkey-Auto-DR HVAC Control | Large Industrial | Miscellaneous | Winter Morning | % of Load | 1 | 2030 | 4.8003e-06
ENS | Alternate Scenario | C&I Curtailment | C&I Curtailment-Turnkey-Standard Lighting Control | Large Industrial | Miscellaneous | Winter Morning | % of Load | 1 | 2030 | 2.6159e-05
ENS | Alternate Scenario | C&I Curtailment | C&I Curtailment-Turnkey-Water Heating Control | Large Industrial | Miscellaneous | Winter Morning | % of Load | 1 | 2030 | 1.3284e-06
ENS | Alternate Scenario | C&I Curtailment | C&I Curtailment-Turnkey-Other | Large Industrial | Miscellaneous | Winter Morning | % of Load | 1 | 2030 | 2.8393e-05
ENS | Alternate Scenario | C&I Curtailment | C&I Curtailment-Turnkey-Industrial | Large Industrial | Manufacturing | Winter Morning | % of Load | 1 | 2030 | 5.5414e-06
ENS | Alternate Scenario | C&I Curtailment | C&I Curtailment-Turnkey-Manual HVAC Control | Large Industrial | Miscellaneous | Winter Evening | % of Load | 1 | 2030 | 5.3216e-05
ENS | Alternate Scenario | C&I Curtailment | C&I Curtailment-Turnkey-Auto-DR HVAC Control | Large Industrial | Miscellaneous | Winter Evening | % of Load | 1 | 2030 | 4.2216e-06
ENS | Alternate Scenario | C&I Curtailment | C&I Curtailment-Turnkey-Standard Lighting Control | Large Industrial | Miscellaneous | Winter Evening | % of Load | 1 | 2030 | 2.3005e-05
ENS | Alternate Scenario | C&I Curtailment | C&I Curtailment-Turnkey-Water Heating Control | Large Industrial | Miscellaneous | Winter Evening | % of Load | 1 | 2030 | 1.1683e-06
ENS | Alternate Scenario | C&I Curtailment | C&I Curtailment-Turnkey-Other | Large Industrial | Miscellaneous | Winter Evening | % of Load | 1 | 2030 | 2.497e-05
ENS | Alternate Scenario | C&I Curtailment | C&I Curtailment-Turnkey-Industrial | Large Industrial | Manufacturing | Winter Evening | % of Load | 1 | 2030 | 4.8733e-06
ENS | Alternate Scenario | C&I Loadshift to BUGs | C&I Loadshift to BUGs | Large General | Miscellaneous | Winter Morning | % of Load | 1 | 2030 | 0.0022884
ENS | Alternate Scenario | C&I Loadshift to BUGs | C&I Loadshift to BUGs | Large General | Miscellaneous | Winter Evening | % of Load | 1 | 2030 | 0.0017414
ENS | Alternate Scenario | C&I Loadshift to BUGs | C&I Loadshift to BUGs | Small Industrial | Miscellaneous | Winter Morning | % of Load | 1 | 2030 | 0.0006298
ENS | Alternate Scenario | C&I Loadshift to BUGs | C&I Loadshift to BUGs | Small Industrial | Miscellaneous | Winter Evening | % of Load | 1 | 2030 | 0.00076489
ENS | Alternate Scenario | C&I Loadshift to BUGs | C&I Loadshift to BUGs | Medium Industrial | Manufacturing | Winter Morning | % of Load | 1 | 2030 | 0.00043817
ENS | Alternate Scenario | C&I Loadshift to BUGs | C&I Loadshift to BUGs | Medium Industrial | Miscellaneous | Winter Morning | % of Load | 1 | 2030 | 0.0019017
ENS | Alternate Scenario | C&I Loadshift to BUGs | C&I Loadshift to BUGs | Medium Industrial | Manufacturing | Winter Evening | % of Load | 1 | 2030 | 0.000375
ENS | Alternate Scenario | C&I Loadshift to BUGs | C&I Loadshift to BUGs | Medium Industrial | Miscellaneous | Winter Evening | % of Load | 1 | 2030 | 0.0016275
ENS | Alternate Scenario | Dynamic Pricing | Dynamic Pricing with enabling tech. | Small General | Manufacturing | Winter Morning | % of Load | 1 | 2030 | 5.4726e-06
ENS | Alternate Scenario | Dynamic Pricing | Dynamic Pricing with enabling tech. | Small General | Manufacturing | Winter Evening | % of Load | 1 | 2030 | 5.6199e-06
ENS | Alternate Scenario | Dynamic Pricing | Dynamic Pricing with enabling tech. | Residential Charitable | Residential LI | Winter Morning | % of Load | 1 | 2030 | 0.001524
ENS | Alternate Scenario | Dynamic Pricing | Dynamic Pricing with enabling tech. | Residential Charitable | Residential Market Rate | Winter Morning | % of Load | 1 | 2030 | 0.0087045
ENS | Alternate Scenario | Dynamic Pricing | Dynamic Pricing w/o enabling tech. | Residential Charitable | Residential LI | Winter Morning | % of Load | 1 | 2030 | 0.00053792
ENS | Alternate Scenario | Dynamic Pricing | Dynamic Pricing w/o enabling tech. | Residential Charitable | Residential Market Rate | Winter Morning | % of Load | 1 | 2030 | 0.0030723
ENS | Alternate Scenario | Dynamic Pricing | Dynamic Pricing with enabling tech. | Residential Charitable | Residential LI | Winter Evening | % of Load | 1 | 2030 | 0.0015349
ENS | Alternate Scenario | Dynamic Pricing | Dynamic Pricing with enabling tech. | Residential Charitable | Residential Market Rate | Winter Evening | % of Load | 1 | 2030 | 0.0087667
ENS | Alternate Scenario | Dynamic Pricing | Dynamic Pricing w/o enabling tech. | Residential Charitable | Residential LI | Winter Evening | % of Load | 1 | 2030 | 0.00054177
ENS | Alternate Scenario | Dynamic Pricing | Dynamic Pricing w/o enabling tech. | Residential Charitable | Residential Market Rate | Winter Evening | % of Load | 1 | 2030 | 0.0030942
ENS | Alternate Scenario | Behavioral DR | Behavioral DR | Residential Charitable | Residential LI | Winter Morning | % of Load | 1 | 2030 | 0.00029274
ENS | Alternate Scenario | Behavioral DR | Behavioral DR | Residential Charitable | Residential Market Rate | Winter Morning | % of Load | 1 | 2030 | 0.0016719
ENS | Alternate Scenario | Behavioral DR | Behavioral DR | Residential Charitable | Residential LI | Winter Evening | % of Load | 1 | 2030 | 0.00029483
ENS | Alternate Scenario | Behavioral DR | Behavioral DR | Residential Charitable | Residential Market Rate | Winter Evening | % of Load | 1 | 2030 | 0.0016839
ENS | Alternate Scenario | Time-of-Use Rates (TOU) | Time-of-Use Rates (TOU) | Residential Charitable | Residential LI | Winter Morning | % of Load | 0 | 2030 | 0.00029172
ENS | Alternate Scenario | Time-of-Use Rates (TOU) | Time-of-Use Rates (TOU) | Residential Charitable | Residential Market Rate | Winter Morning | % of Load | 0 | 2030 | 0.0016661
ENS | Alternate Scenario | Time-of-Use Rates (TOU) | Time-of-Use Rates (TOU) | Residential Charitable | Residential LI | Winter Evening | % of Load | 0 | 2030 | 0.0002938
ENS | Alternate Scenario | Time-of-Use Rates (TOU) | Time-of-Use Rates (TOU) | Residential Charitable | Residential Market Rate | Winter Evening | % of Load | 0 | 2030 | 0.001678
ENS | Alternate Scenario | C&I Curtailment | C&I Curtailment-Turnkey-Manual HVAC Control | General | Miscellaneous | Winter Morning | % of Load | 1 | 2031 | 0.0012724
ENS | Alternate Scenario | C&I Curtailment | C&I Curtailment-Turnkey-Manual HVAC Control | General | Offices | Winter Morning | % of Load | 1 | 2031 | 8.7441e-05
ENS | Alternate Scenario | C&I Curtailment | C&I Curtailment-Turnkey-Manual HVAC Control | General | Retail Trade | Winter Morning | % of Load | 1 | 2031 | 0.00029224
ENS | Alternate Scenario | C&I Curtailment | C&I Curtailment-Turnkey-Manual HVAC Control | General | Services | Winter Morning | % of Load | 1 | 2031 | 0.00018895
ENS | Alternate Scenario | C&I Curtailment | C&I Curtailment-Turnkey-Auto-DR HVAC Control | General | Miscellaneous | Winter Morning | % of Load | 1 | 2031 | 0.00012617
ENS | Alternate Scenario | C&I Curtailment | C&I Curtailment-Turnkey-Auto-DR HVAC Control | General | Offices | Winter Morning | % of Load | 1 | 2031 | 8.6706e-06
ENS | Alternate Scenario | C&I Curtailment | C&I Curtailment-Turnkey-Auto-DR HVAC Control | General | Retail Trade | Winter Morning | % of Load | 1 | 2031 | 2.8979e-05
ENS | Alternate Scenario | C&I Curtailment | C&I Curtailment-Turnkey-Auto-DR HVAC Control | General | Services | Winter Morning | % of Load | 1 | 2031 | 1.8737e-05
ENS | Alternate Scenario | C&I Curtailment | C&I Curtailment-Turnkey-Standard Lighting Control | General | Miscellaneous | Winter Morning | % of Load | 1 | 2031 | 0.00052965
ENS | Alternate Scenario | C&I Curtailment | C&I Curtailment-Turnkey-Standard Lighting Control | General | Offices | Winter Morning | % of Load | 1 | 2031 | 1.0397e-05
ENS | Alternate Scenario | C&I Curtailment | C&I Curtailment-Turnkey-Standard Lighting Control | General | Retail Trade | Winter Morning | % of Load | 1 | 2031 | 0.00011643
ENS | Alternate Scenario | C&I Curtailment | C&I Curtailment-Turnkey-Standard Lighting Control | General | Services | Winter Morning | % of Load | 1 | 2031 | 7.5377e-05
ENS | Alternate Scenario | C&I Curtailment | C&I Curtailment-Turnkey-Water Heating Control | General | Miscellaneous | Winter Morning | % of Load | 1 | 2031 | 3.5513e-05
ENS | Alternate Scenario | C&I Curtailment | C&I Curtailment-Turnkey-Water Heating Control | General | Offices | Winter Morning | % of Load | 1 | 2031 | 9.4295e-07
ENS | Alternate Scenario | C&I Curtailment | C&I Curtailment-Turnkey-Water Heating Control | General | Retail Trade | Winter Morning | % of Load | 1 | 2031 | 1.915e-05
ENS | Alternate Scenario | C&I Curtailment | C&I Curtailment-Turnkey-Water Heating Control | General | Services | Winter Morning | % of Load | 1 | 2031 | 1.2365e-05
ENS | Alternate Scenario | C&I Curtailment | C&I Curtailment-Turnkey-Other | General | Miscellaneous | Winter Morning | % of Load | 1 | 2031 | 0.00062023
ENS | Alternate Scenario | C&I Curtailment | C&I Curtailment-Turnkey-Other | General | Offices | Winter Morning | % of Load | 1 | 2031 | 1.6869e-05
ENS | Alternate Scenario | C&I Curtailment | C&I Curtailment-Turnkey-Other | General | Retail Trade | Winter Morning | % of Load | 1 | 2031 | 0.00019673
ENS | Alternate Scenario | C&I Curtailment | C&I Curtailment-Turnkey-Other | General | Services | Winter Morning | % of Load | 1 | 2031 | 0.00012715
ENS | Alternate Scenario | C&I Curtailment | C&I Curtailment-Turnkey-Manual HVAC Control | General | Miscellaneous | Winter Evening | % of Load | 1 | 2031 | 0.0013179
ENS | Alternate Scenario | C&I Curtailment | C&I Curtailment-Turnkey-Manual HVAC Control | General | Offices | Winter Evening | % of Load | 1 | 2031 | 9.0565e-05
ENS | Alternate Scenario | C&I Curtailment | C&I Curtailment-Turnkey-Manual HVAC Control | General | Retail Trade | Winter Evening | % of Load | 1 | 2031 | 0.00030269
ENS | Alternate Scenario | C&I Curtailment | C&I Curtailment-Turnkey-Manual HVAC Control | General | Services | Winter Evening | % of Load | 1 | 2031 | 0.00019571
ENS | Alternate Scenario | C&I Curtailment | C&I Curtailment-Turnkey-Auto-DR HVAC Control | General | Miscellaneous | Winter Evening | % of Load | 1 | 2031 | 0.00013068
ENS | Alternate Scenario | C&I Curtailment | C&I Curtailment-Turnkey-Auto-DR HVAC Control | General | Offices | Winter Evening | % of Load | 1 | 2031 | 8.9805e-06
ENS | Alternate Scenario | C&I Curtailment | C&I Curtailment-Turnkey-Auto-DR HVAC Control | General | Retail Trade | Winter Evening | % of Load | 1 | 2031 | 3.0015e-05
ENS | Alternate Scenario | C&I Curtailment | C&I Curtailment-Turnkey-Auto-DR HVAC Control | General | Services | Winter Evening | % of Load | 1 | 2031 | 1.9406e-05
ENS | Alternate Scenario | C&I Curtailment | C&I Curtailment-Turnkey-Standard Lighting Control | General | Miscellaneous | Winter Evening | % of Load | 1 | 2031 | 0.00054858
ENS | Alternate Scenario | C&I Curtailment | C&I Curtailment-Turnkey-Standard Lighting Control | General | Offices | Winter Evening | % of Load | 1 | 2031 | 1.0769e-05
ENS | Alternate Scenario | C&I Curtailment | C&I Curtailment-Turnkey-Standard Lighting Control | General | Retail Trade | Winter Evening | % of Load | 1 | 2031 | 0.00012059
ENS | Alternate Scenario | C&I Curtailment | C&I Curtailment-Turnkey-Standard Lighting Control | General | Services | Winter Evening | % of Load | 1 | 2031 | 7.8071e-05
ENS | Alternate Scenario | C&I Curtailment | C&I Curtailment-Turnkey-Water Heating Control | General | Miscellaneous | Winter Evening | % of Load | 1 | 2031 | 3.6782e-05
ENS | Alternate Scenario | C&I Curtailment | C&I Curtailment-Turnkey-Water Heating Control | General | Offices | Winter Evening | % of Load | 1 | 2031 | 9.7664e-07
ENS | Alternate Scenario | C&I Curtailment | C&I Curtailment-Turnkey-Water Heating Control | General | Retail Trade | Winter Evening | % of Load | 1 | 2031 | 1.9834e-05
ENS | Alternate Scenario | C&I Curtailment | C&I Curtailment-Turnkey-Water Heating Control | General | Services | Winter Evening | % of Load | 1 | 2031 | 1.2807e-05
ENS | Alternate Scenario | C&I Curtailment | C&I Curtailment-Turnkey-Other | General | Miscellaneous | Winter Evening | % of Load | 1 | 2031 | 0.0006424
ENS | Alternate Scenario | C&I Curtailment | C&I Curtailment-Turnkey-Other | General | Offices | Winter Evening | % of Load | 1 | 2031 | 1.7471e-05
ENS | Alternate Scenario | C&I Curtailment | C&I Curtailment-Turnkey-Other | General | Retail Trade | Winter Evening | % of Load | 1 | 2031 | 0.00020376
ENS | Alternate Scenario | C&I Curtailment | C&I Curtailment-Turnkey-Other | General | Services | Winter Evening | % of Load | 1 | 2031 | 0.0001317
ENS | Alternate Scenario | C&I Curtailment | C&I Curtailment-Turnkey-Manual HVAC Control | Large General | Miscellaneous | Winter Morning | % of Load | 1 | 2031 | 0.0010201
ENS | Alternate Scenario | C&I Curtailment | C&I Curtailment-Turnkey-Manual HVAC Control | Large General | Retail Trade | Winter Morning | % of Load | 1 | 2031 | 4.253e-05
ENS | Alternate Scenario | C&I Curtailment | C&I Curtailment-Turnkey-Manual HVAC Control | Large General | Services | Winter Morning | % of Load | 1 | 2031 | 6.8107e-05
ENS | Alternate Scenario | C&I Curtailment | C&I Curtailment-Turnkey-Auto-DR HVAC Control | Large General | Miscellaneous | Winter Morning | % of Load | 1 | 2031 | 0.00010115
ENS | Alternate Scenario | C&I Curtailment | C&I Curtailment-Turnkey-Auto-DR HVAC Control | Large General | Retail Trade | Winter Morning | % of Load | 1 | 2031 | 4.2173e-06
ENS | Alternate Scenario | C&I Curtailment | C&I Curtailment-Turnkey-Auto-DR HVAC Control | Large General | Services | Winter Morning | % of Load | 1 | 2031 | 6.7535e-06
ENS | Alternate Scenario | C&I Curtailment | C&I Curtailment-Turnkey-Standard Lighting Control | Large General | Miscellaneous | Winter Morning | % of Load | 1 | 2031 | 0.00044096
ENS | Alternate Scenario | C&I Curtailment | C&I Curtailment-Turnkey-Standard Lighting Control | Large General | Retail Trade | Winter Morning | % of Load | 1 | 2031 | 1.6833e-05
ENS | Alternate Scenario | C&I Curtailment | C&I Curtailment-Turnkey-Standard Lighting Control | Large General | Services | Winter Morning | % of Load | 1 | 2031 | 2.6957e-05
ENS | Alternate Scenario | C&I Curtailment | C&I Curtailment-Turnkey-Water Heating Control | Large General | Miscellaneous | Winter Morning | % of Load | 1 | 2031 | 2.2393e-05
ENS | Alternate Scenario | C&I Curtailment | C&I Curtailment-Turnkey-Water Heating Control | Large General | Retail Trade | Winter Morning | % of Load | 1 | 2031 | 2.8055e-06
ENS | Alternate Scenario | C&I Curtailment | C&I Curtailment-Turnkey-Water Heating Control | Large General | Services | Winter Morning | % of Load | 1 | 2031 | 4.4927e-06
ENS | Alternate Scenario | C&I Curtailment | C&I Curtailment-Turnkey-Other | Large General | Miscellaneous | Winter Morning | % of Load | 1 | 2031 | 0.00047863
ENS | Alternate Scenario | C&I Curtailment | C&I Curtailment-Turnkey-Other | Large General | Retail Trade | Winter Morning | % of Load | 1 | 2031 | 2.8685e-05
ENS | Alternate Scenario | C&I Curtailment | C&I Curtailment-Turnkey-Other | Large General | Services | Winter Morning | % of Load | 1 | 2031 | 4.5936e-05
ENS | Alternate Scenario | C&I Curtailment | C&I Curtailment-Turnkey-Manual HVAC Control | Large General | Miscellaneous | Winter Evening | % of Load | 1 | 2031 | 0.00077618
ENS | Alternate Scenario | C&I Curtailment | C&I Curtailment-Turnkey-Manual HVAC Control | Large General | Retail Trade | Winter Evening | % of Load | 1 | 2031 | 3.2362e-05
ENS | Alternate Scenario | C&I Curtailment | C&I Curtailment-Turnkey-Manual HVAC Control | Large General | Services | Winter Evening | % of Load | 1 | 2031 | 5.1823e-05
ENS | Alternate Scenario | C&I Curtailment | C&I Curtailment-Turnkey-Auto-DR HVAC Control | Large General | Miscellaneous | Winter Evening | % of Load | 1 | 2031 | 7.6966e-05
ENS | Alternate Scenario | C&I Curtailment | C&I Curtailment-Turnkey-Auto-DR HVAC Control | Large General | Retail Trade | Winter Evening | % of Load | 1 | 2031 | 3.209e-06
ENS | Alternate Scenario | C&I Curtailment | C&I Curtailment-Turnkey-Auto-DR HVAC Control | Large General | Services | Winter Evening | % of Load | 1 | 2031 | 5.1388e-06
ENS | Alternate Scenario | C&I Curtailment | C&I Curtailment-Turnkey-Standard Lighting Control | Large General | Miscellaneous | Winter Evening | % of Load | 1 | 2031 | 0.00033553
ENS | Alternate Scenario | C&I Curtailment | C&I Curtailment-Turnkey-Standard Lighting Control | Large General | Retail Trade | Winter Evening | % of Load | 1 | 2031 | 1.2809e-05
ENS | Alternate Scenario | C&I Curtailment | C&I Curtailment-Turnkey-Standard Lighting Control | Large General | Services | Winter Evening | % of Load | 1 | 2031 | 2.0512e-05
ENS | Alternate Scenario | C&I Curtailment | C&I Curtailment-Turnkey-Water Heating Control | Large General | Miscellaneous | Winter Evening | % of Load | 1 | 2031 | 1.7039e-05
ENS | Alternate Scenario | C&I Curtailment | C&I Curtailment-Turnkey-Water Heating Control | Large General | Retail Trade | Winter Evening | % of Load | 1 | 2031 | 2.1347e-06
ENS | Alternate Scenario | C&I Curtailment | C&I Curtailment-Turnkey-Water Heating Control | Large General | Services | Winter Evening | % of Load | 1 | 2031 | 3.4185e-06
ENS | Alternate Scenario | C&I Curtailment | C&I Curtailment-Turnkey-Other | Large General | Miscellaneous | Winter Evening | % of Load | 1 | 2031 | 0.00036419
ENS | Alternate Scenario | C&I Curtailment | C&I Curtailment-Turnkey-Other | Large General | Retail Trade | Winter Evening | % of Load | 1 | 2031 | 2.1827e-05
ENS | Alternate Scenario | C&I Curtailment | C&I Curtailment-Turnkey-Other | Large General | Services | Winter Evening | % of Load | 1 | 2031 | 3.4953e-05
ENS | Alternate Scenario | C&I Curtailment | C&I Curtailment-Turnkey-Manual HVAC Control | Small Industrial | Miscellaneous | Winter Morning | % of Load | 1 | 2031 | 0.0001694
ENS | Alternate Scenario | C&I Curtailment | C&I Curtailment-Turnkey-Manual HVAC Control | Small Industrial | Offices | Winter Morning | % of Load | 1 | 2031 | 2.1709e-06
ENS | Alternate Scenario | C&I Curtailment | C&I Curtailment-Turnkey-Manual HVAC Control | Small Industrial | Retail Trade | Winter Morning | % of Load | 1 | 2031 | 7.1552e-06
ENS | Alternate Scenario | C&I Curtailment | C&I Curtailment-Turnkey-Manual HVAC Control | Small Industrial | Services | Winter Morning | % of Load | 1 | 2031 | 2.2605e-06
ENS | Alternate Scenario | C&I Curtailment | C&I Curtailment-Turnkey-Auto-DR HVAC Control | Small Industrial | Miscellaneous | Winter Morning | % of Load | 1 | 2031 | 1.6798e-05
ENS | Alternate Scenario | C&I Curtailment | C&I Curtailment-Turnkey-Auto-DR HVAC Control | Small Industrial | Offices | Winter Morning | % of Load | 1 | 2031 | 2.1526e-07
ENS | Alternate Scenario | C&I Curtailment | C&I Curtailment-Turnkey-Auto-DR HVAC Control | Small Industrial | Retail Trade | Winter Morning | % of Load | 1 | 2031 | 7.0951e-07
ENS | Alternate Scenario | C&I Curtailment | C&I Curtailment-Turnkey-Auto-DR HVAC Control | Small Industrial | Services | Winter Morning | % of Load | 1 | 2031 | 2.2415e-07
ENS | Alternate Scenario | C&I Curtailment | C&I Curtailment-Turnkey-Standard Lighting Control | Small Industrial | Miscellaneous | Winter Morning | % of Load | 1 | 2031 | 5.2416e-05
ENS | Alternate Scenario | C&I Curtailment | C&I Curtailment-Turnkey-Standard Lighting Control | Small Industrial | Offices | Winter Morning | % of Load | 1 | 2031 | 2.83e-07
ENS | Alternate Scenario | C&I Curtailment | C&I Curtailment-Turnkey-Standard Lighting Control | Small Industrial | Retail Trade | Winter Morning | % of Load | 1 | 2031 | 3.0966e-06
ENS | Alternate Scenario | C&I Curtailment | C&I Curtailment-Turnkey-Standard Lighting Control | Small Industrial | Services | Winter Morning | % of Load | 1 | 2031 | 9.7829e-07
ENS | Alternate Scenario | C&I Curtailment | C&I Curtailment-Turnkey-Water Heating Control | Small Industrial | Miscellaneous | Winter Morning | % of Load | 1 | 2031 | 4.4254e-06
ENS | Alternate Scenario | C&I Curtailment | C&I Curtailment-Turnkey-Water Heating Control | Small Industrial | Offices | Winter Morning | % of Load | 1 | 2031 | 2.2431e-08
ENS | Alternate Scenario | C&I Curtailment | C&I Curtailment-Turnkey-Water Heating Control | Small Industrial | Retail Trade | Winter Morning | % of Load | 1 | 2031 | 4.2744e-07
ENS | Alternate Scenario | C&I Curtailment | C&I Curtailment-Turnkey-Water Heating Control | Small Industrial | Services | Winter Morning | % of Load | 1 | 2031 | 1.3504e-07
ENS | Alternate Scenario | C&I Curtailment | C&I Curtailment-Turnkey-Other | Small Industrial | Miscellaneous | Winter Morning | % of Load | 1 | 2031 | 6.7865e-05
ENS | Alternate Scenario | C&I Curtailment | C&I Curtailment-Turnkey-Other | Small Industrial | Offices | Winter Morning | % of Load | 1 | 2031 | 4.2348e-07
ENS | Alternate Scenario | C&I Curtailment | C&I Curtailment-Turnkey-Other | Small Industrial | Retail Trade | Winter Morning | % of Load | 1 | 2031 | 4.6952e-06
ENS | Alternate Scenario | C&I Curtailment | C&I Curtailment-Turnkey-Other | Small Industrial | Services | Winter Morning | % of Load | 1 | 2031 | 1.4833e-06
ENS | Alternate Scenario | C&I Curtailment | C&I Curtailment-Turnkey-Industrial | Small Industrial | Manufacturing | Winter Morning | % of Load | 1 | 2031 | 1.6132e-05
ENS | Alternate Scenario | C&I Curtailment | C&I Curtailment-Turnkey-Manual HVAC Control | Small Industrial | Miscellaneous | Winter Evening | % of Load | 1 | 2031 | 0.00020572
ENS | Alternate Scenario | C&I Curtailment | C&I Curtailment-Turnkey-Manual HVAC Control | Small Industrial | Offices | Winter Evening | % of Load | 1 | 2031 | 2.6362e-06
ENS | Alternate Scenario | C&I Curtailment | C&I Curtailment-Turnkey-Manual HVAC Control | Small Industrial | Retail Trade | Winter Evening | % of Load | 1 | 2031 | 8.6889e-06
ENS | Alternate Scenario | C&I Curtailment | C&I Curtailment-Turnkey-Manual HVAC Control | Small Industrial | Services | Winter Evening | % of Load | 1 | 2031 | 2.7451e-06
ENS | Alternate Scenario | C&I Curtailment | C&I Curtailment-Turnkey-Auto-DR HVAC Control | Small Industrial | Miscellaneous | Winter Evening | % of Load | 1 | 2031 | 2.0399e-05
ENS | Alternate Scenario | C&I Curtailment | C&I Curtailment-Turnkey-Auto-DR HVAC Control | Small Industrial | Offices | Winter Evening | % of Load | 1 | 2031 | 2.6141e-07
ENS | Alternate Scenario | C&I Curtailment | C&I Curtailment-Turnkey-Auto-DR HVAC Control | Small Industrial | Retail Trade | Winter Evening | % of Load | 1 | 2031 | 8.6159e-07
ENS | Alternate Scenario | C&I Curtailment | C&I Curtailment-Turnkey-Auto-DR HVAC Control | Small Industrial | Services | Winter Evening | % of Load | 1 | 2031 | 2.722e-07
ENS | Alternate Scenario | C&I Curtailment | C&I Curtailment-Turnkey-Standard Lighting Control | Small Industrial | Miscellaneous | Winter Evening | % of Load | 1 | 2031 | 6.3651e-05
ENS | Alternate Scenario | C&I Curtailment | C&I Curtailment-Turnkey-Standard Lighting Control | Small Industrial | Offices | Winter Evening | % of Load | 1 | 2031 | 3.4367e-07
ENS | Alternate Scenario | C&I Curtailment | C&I Curtailment-Turnkey-Standard Lighting Control | Small Industrial | Retail Trade | Winter Evening | % of Load | 1 | 2031 | 3.7603e-06
ENS | Alternate Scenario | C&I Curtailment | C&I Curtailment-Turnkey-Standard Lighting Control | Small Industrial | Services | Winter Evening | % of Load | 1 | 2031 | 1.188e-06
ENS | Alternate Scenario | C&I Curtailment | C&I Curtailment-Turnkey-Water Heating Control | Small Industrial | Miscellaneous | Winter Evening | % of Load | 1 | 2031 | 5.374e-06
ENS | Alternate Scenario | C&I Curtailment | C&I Curtailment-Turnkey-Water Heating Control | Small Industrial | Offices | Winter Evening | % of Load | 1 | 2031 | 2.7239e-08
ENS | Alternate Scenario | C&I Curtailment | C&I Curtailment-Turnkey-Water Heating Control | Small Industrial | Retail Trade | Winter Evening | % of Load | 1 | 2031 | 5.1907e-07
ENS | Alternate Scenario | C&I Curtailment | C&I Curtailment-Turnkey-Water Heating Control | Small Industrial | Services | Winter Evening | % of Load | 1 | 2031 | 1.6399e-07
ENS | Alternate Scenario | C&I Curtailment | C&I Curtailment-Turnkey-Other | Small Industrial | Miscellaneous | Winter Evening | % of Load | 1 | 2031 | 8.2413e-05
ENS | Alternate Scenario | C&I Curtailment | C&I Curtailment-Turnkey-Other | Small Industrial | Offices | Winter Evening | % of Load | 1 | 2031 | 5.1426e-07
ENS | Alternate Scenario | C&I Curtailment | C&I Curtailment-Turnkey-Other | Small Industrial | Retail Trade | Winter Evening | % of Load | 1 | 2031 | 5.7017e-06
ENS | Alternate Scenario | C&I Curtailment | C&I Curtailment-Turnkey-Other | Small Industrial | Services | Winter Evening | % of Load | 1 | 2031 | 1.8013e-06
ENS | Alternate Scenario | C&I Curtailment | C&I Curtailment-Turnkey-Industrial | Small Industrial | Manufacturing | Winter Evening | % of Load | 1 | 2031 | 1.959e-05
ENS | Alternate Scenario | C&I Curtailment | C&I Curtailment-Turnkey-Manual HVAC Control | Medium Industrial | Miscellaneous | Winter Morning | % of Load | 1 | 2031 | 0.0032386
ENS | Alternate Scenario | C&I Curtailment | C&I Curtailment-Turnkey-Manual HVAC Control | Medium Industrial | Offices | Winter Morning | % of Load | 1 | 2031 | 5.2243e-05
ENS | Alternate Scenario | C&I Curtailment | C&I Curtailment-Turnkey-Manual HVAC Control | Medium Industrial | Retail Trade | Winter Morning | % of Load | 1 | 2031 | 0.00071564
ENS | Alternate Scenario | C&I Curtailment | C&I Curtailment-Turnkey-Manual HVAC Control | Medium Industrial | Services | Winter Morning | % of Load | 1 | 2031 | 3.2953e-05
ENS | Alternate Scenario | C&I Curtailment | C&I Curtailment-Turnkey-Auto-DR HVAC Control | Medium Industrial | Miscellaneous | Winter Morning | % of Load | 1 | 2031 | 0.00032114
ENS | Alternate Scenario | C&I Curtailment | C&I Curtailment-Turnkey-Auto-DR HVAC Control | Medium Industrial | Offices | Winter Morning | % of Load | 1 | 2031 | 5.1804e-06
ENS | Alternate Scenario | C&I Curtailment | C&I Curtailment-Turnkey-Auto-DR HVAC Control | Medium Industrial | Retail Trade | Winter Morning | % of Load | 1 | 2031 | 7.0963e-05
ENS | Alternate Scenario | C&I Curtailment | C&I Curtailment-Turnkey-Auto-DR HVAC Control | Medium Industrial | Services | Winter Morning | % of Load | 1 | 2031 | 3.2676e-06
ENS | Alternate Scenario | C&I Curtailment | C&I Curtailment-Turnkey-Standard Lighting Control | Medium Industrial | Miscellaneous | Winter Morning | % of Load | 1 | 2031 | 0.0010021
ENS | Alternate Scenario | C&I Curtailment | C&I Curtailment-Turnkey-Standard Lighting Control | Medium Industrial | Offices | Winter Morning | % of Load | 1 | 2031 | 6.8106e-06
ENS | Alternate Scenario | C&I Curtailment | C&I Curtailment-Turnkey-Standard Lighting Control | Medium Industrial | Retail Trade | Winter Morning | % of Load | 1 | 2031 | 0.00030971
ENS | Alternate Scenario | C&I Curtailment | C&I Curtailment-Turnkey-Standard Lighting Control | Medium Industrial | Services | Winter Morning | % of Load | 1 | 2031 | 1.4261e-05
ENS | Alternate Scenario | C&I Curtailment | C&I Curtailment-Turnkey-Water Heating Control | Medium Industrial | Miscellaneous | Winter Morning | % of Load | 1 | 2031 | 8.4603e-05
ENS | Alternate Scenario | C&I Curtailment | C&I Curtailment-Turnkey-Water Heating Control | Medium Industrial | Offices | Winter Morning | % of Load | 1 | 2031 | 5.3981e-07
ENS | Alternate Scenario | C&I Curtailment | C&I Curtailment-Turnkey-Water Heating Control | Medium Industrial | Retail Trade | Winter Morning | % of Load | 1 | 2031 | 4.2751e-05
ENS | Alternate Scenario | C&I Curtailment | C&I Curtailment-Turnkey-Water Heating Control | Medium Industrial | Services | Winter Morning | % of Load | 1 | 2031 | 1.9686e-06
ENS | Alternate Scenario | C&I Curtailment | C&I Curtailment-Turnkey-Other | Medium Industrial | Miscellaneous | Winter Morning | % of Load | 1 | 2031 | 0.0012974
ENS | Alternate Scenario | C&I Curtailment | C&I Curtailment-Turnkey-Other | Medium Industrial | Offices | Winter Morning | % of Load | 1 | 2031 | 1.0191e-05
ENS | Alternate Scenario | C&I Curtailment | C&I Curtailment-Turnkey-Other | Medium Industrial | Retail Trade | Winter Morning | % of Load | 1 | 2031 | 0.0004696
ENS | Alternate Scenario | C&I Curtailment | C&I Curtailment-Turnkey-Other | Medium Industrial | Services | Winter Morning | % of Load | 1 | 2031 | 2.1624e-05
ENS | Alternate Scenario | C&I Curtailment | C&I Curtailment-Turnkey-Manual HVAC Control | Medium Industrial | Miscellaneous | Winter Evening | % of Load | 1 | 2031 | 0.0027714
ENS | Alternate Scenario | C&I Curtailment | C&I Curtailment-Turnkey-Manual HVAC Control | Medium Industrial | Offices | Winter Evening | % of Load | 1 | 2031 | 4.4705e-05
ENS | Alternate Scenario | C&I Curtailment | C&I Curtailment-Turnkey-Manual HVAC Control | Medium Industrial | Retail Trade | Winter Evening | % of Load | 1 | 2031 | 0.00061239
ENS | Alternate Scenario | C&I Curtailment | C&I Curtailment-Turnkey-Manual HVAC Control | Medium Industrial | Services | Winter Evening | % of Load | 1 | 2031 | 2.8199e-05
ENS | Alternate Scenario | C&I Curtailment | C&I Curtailment-Turnkey-Auto-DR HVAC Control | Medium Industrial | Miscellaneous | Winter Evening | % of Load | 1 | 2031 | 0.00027481
ENS | Alternate Scenario | C&I Curtailment | C&I Curtailment-Turnkey-Auto-DR HVAC Control | Medium Industrial | Offices | Winter Evening | % of Load | 1 | 2031 | 4.433e-06
ENS | Alternate Scenario | C&I Curtailment | C&I Curtailment-Turnkey-Auto-DR HVAC Control | Medium Industrial | Retail Trade | Winter Evening | % of Load | 1 | 2031 | 6.0725e-05
ENS | Alternate Scenario | C&I Curtailment | C&I Curtailment-Turnkey-Auto-DR HVAC Control | Medium Industrial | Services | Winter Evening | % of Load | 1 | 2031 | 2.7962e-06
ENS | Alternate Scenario | C&I Curtailment | C&I Curtailment-Turnkey-Standard Lighting Control | Medium Industrial | Miscellaneous | Winter Evening | % of Load | 1 | 2031 | 0.0008575
ENS | Alternate Scenario | C&I Curtailment | C&I Curtailment-Turnkey-Standard Lighting Control | Medium Industrial | Offices | Winter Evening | % of Load | 1 | 2031 | 5.828e-06
ENS | Alternate Scenario | C&I Curtailment | C&I Curtailment-Turnkey-Standard Lighting Control | Medium Industrial | Retail Trade | Winter Evening | % of Load | 1 | 2031 | 0.00026503
ENS | Alternate Scenario | C&I Curtailment | C&I Curtailment-Turnkey-Standard Lighting Control | Medium Industrial | Services | Winter Evening | % of Load | 1 | 2031 | 1.2204e-05
ENS | Alternate Scenario | C&I Curtailment | C&I Curtailment-Turnkey-Water Heating Control | Medium Industrial | Miscellaneous | Winter Evening | % of Load | 1 | 2031 | 7.2397e-05
ENS | Alternate Scenario | C&I Curtailment | C&I Curtailment-Turnkey-Water Heating Control | Medium Industrial | Offices | Winter Evening | % of Load | 1 | 2031 | 4.6193e-07
ENS | Alternate Scenario | C&I Curtailment | C&I Curtailment-Turnkey-Water Heating Control | Medium Industrial | Retail Trade | Winter Evening | % of Load | 1 | 2031 | 3.6583e-05
ENS | Alternate Scenario | C&I Curtailment | C&I Curtailment-Turnkey-Water Heating Control | Medium Industrial | Services | Winter Evening | % of Load | 1 | 2031 | 1.6846e-06
ENS | Alternate Scenario | C&I Curtailment | C&I Curtailment-Turnkey-Other | Medium Industrial | Miscellaneous | Winter Evening | % of Load | 1 | 2031 | 0.0011102
ENS | Alternate Scenario | C&I Curtailment | C&I Curtailment-Turnkey-Other | Medium Industrial | Offices | Winter Evening | % of Load | 1 | 2031 | 8.7209e-06
ENS | Alternate Scenario | C&I Curtailment | C&I Curtailment-Turnkey-Other | Medium Industrial | Retail Trade | Winter Evening | % of Load | 1 | 2031 | 0.00040185
ENS | Alternate Scenario | C&I Curtailment | C&I Curtailment-Turnkey-Other | Medium Industrial | Services | Winter Evening | % of Load | 1 | 2031 | 1.8504e-05
ENS | Alternate Scenario | C&I Curtailment | C&I Curtailment-Turnkey-Manual HVAC Control | Large Industrial | Miscellaneous | Winter Morning | % of Load | 1 | 2031 | 6.711e-05
ENS | Alternate Scenario | C&I Curtailment | C&I Curtailment-Turnkey-Auto-DR HVAC Control | Large Industrial | Miscellaneous | Winter Morning | % of Load | 1 | 2031 | 6.6547e-06
ENS | Alternate Scenario | C&I Curtailment | C&I Curtailment-Turnkey-Standard Lighting Control | Large Industrial | Miscellaneous | Winter Morning | % of Load | 1 | 2031 | 2.9011e-05
ENS | Alternate Scenario | C&I Curtailment | C&I Curtailment-Turnkey-Water Heating Control | Large Industrial | Miscellaneous | Winter Morning | % of Load | 1 | 2031 | 1.4733e-06
ENS | Alternate Scenario | C&I Curtailment | C&I Curtailment-Turnkey-Other | Large Industrial | Miscellaneous | Winter Morning | % of Load | 1 | 2031 | 3.1489e-05
ENS | Alternate Scenario | C&I Curtailment | C&I Curtailment-Turnkey-Industrial | Large Industrial | Manufacturing | Winter Morning | % of Load | 1 | 2031 | 6.1457e-06
ENS | Alternate Scenario | C&I Curtailment | C&I Curtailment-Turnkey-Manual HVAC Control | Large Industrial | Miscellaneous | Winter Evening | % of Load | 1 | 2031 | 5.9012e-05
ENS | Alternate Scenario | C&I Curtailment | C&I Curtailment-Turnkey-Auto-DR HVAC Control | Large Industrial | Miscellaneous | Winter Evening | % of Load | 1 | 2031 | 5.8517e-06
ENS | Alternate Scenario | C&I Curtailment | C&I Curtailment-Turnkey-Standard Lighting Control | Large Industrial | Miscellaneous | Winter Evening | % of Load | 1 | 2031 | 2.551e-05
ENS | Alternate Scenario | C&I Curtailment | C&I Curtailment-Turnkey-Water Heating Control | Large Industrial | Miscellaneous | Winter Evening | % of Load | 1 | 2031 | 1.2955e-06
ENS | Alternate Scenario | C&I Curtailment | C&I Curtailment-Turnkey-Other | Large Industrial | Miscellaneous | Winter Evening | % of Load | 1 | 2031 | 2.7689e-05
ENS | Alternate Scenario | C&I Curtailment | C&I Curtailment-Turnkey-Industrial | Large Industrial | Manufacturing | Winter Evening | % of Load | 1 | 2031 | 5.4041e-06
ENS | Alternate Scenario | C&I Loadshift to BUGs | C&I Loadshift to BUGs | Large General | Miscellaneous | Winter Morning | % of Load | 1 | 2031 | 0.0022791
ENS | Alternate Scenario | C&I Loadshift to BUGs | C&I Loadshift to BUGs | Large General | Miscellaneous | Winter Evening | % of Load | 1 | 2031 | 0.0017342
ENS | Alternate Scenario | C&I Loadshift to BUGs | C&I Loadshift to BUGs | Small Industrial | Miscellaneous | Winter Morning | % of Load | 1 | 2031 | 0.00063371
ENS | Alternate Scenario | C&I Loadshift to BUGs | C&I Loadshift to BUGs | Small Industrial | Miscellaneous | Winter Evening | % of Load | 1 | 2031 | 0.00076955
ENS | Alternate Scenario | C&I Loadshift to BUGs | C&I Loadshift to BUGs | Medium Industrial | Manufacturing | Winter Morning | % of Load | 1 | 2031 | 0.00043938
ENS | Alternate Scenario | C&I Loadshift to BUGs | C&I Loadshift to BUGs | Medium Industrial | Miscellaneous | Winter Morning | % of Load | 1 | 2031 | 0.0019069
ENS | Alternate Scenario | C&I Loadshift to BUGs | C&I Loadshift to BUGs | Medium Industrial | Manufacturing | Winter Evening | % of Load | 1 | 2031 | 0.00037599
ENS | Alternate Scenario | C&I Loadshift to BUGs | C&I Loadshift to BUGs | Medium Industrial | Miscellaneous | Winter Evening | % of Load | 1 | 2031 | 0.0016318
ENS | Alternate Scenario | Dynamic Pricing | Dynamic Pricing with enabling tech. | Small General | Manufacturing | Winter Morning | % of Load | 1 | 2031 | 5.5841e-06
ENS | Alternate Scenario | Dynamic Pricing | Dynamic Pricing with enabling tech. | Small General | Manufacturing | Winter Evening | % of Load | 1 | 2031 | 5.7338e-06
ENS | Alternate Scenario | Dynamic Pricing | Dynamic Pricing with enabling tech. | Residential Charitable | Residential LI | Winter Morning | % of Load | 1 | 2031 | 0.0025358
ENS | Alternate Scenario | Dynamic Pricing | Dynamic Pricing with enabling tech. | Residential Charitable | Residential Market Rate | Winter Morning | % of Load | 1 | 2031 | 0.014483
ENS | Alternate Scenario | Dynamic Pricing | Dynamic Pricing with enabling tech. | Residential Charitable | Residential LI | Winter Evening | % of Load | 1 | 2031 | 0.0025537
ENS | Alternate Scenario | Dynamic Pricing | Dynamic Pricing with enabling tech. | Residential Charitable | Residential Market Rate | Winter Evening | % of Load | 1 | 2031 | 0.014585
ENS | Alternate Scenario | Behavioral DR | Behavioral DR | Residential Charitable | Residential LI | Winter Morning | % of Load | 1 | 2031 | 0.00030252
ENS | Alternate Scenario | Behavioral DR | Behavioral DR | Residential Charitable | Residential Market Rate | Winter Morning | % of Load | 1 | 2031 | 0.0017278
ENS | Alternate Scenario | Behavioral DR | Behavioral DR | Residential Charitable | Residential LI | Winter Evening | % of Load | 1 | 2031 | 0.00030465
ENS | Alternate Scenario | Behavioral DR | Behavioral DR | Residential Charitable | Residential Market Rate | Winter Evening | % of Load | 1 | 2031 | 0.00174
ENS | Alternate Scenario | Time-of-Use Rates (TOU) | Time-of-Use Rates (TOU) | Residential Charitable | Residential LI | Winter Morning | % of Load | 0 | 2031 | 0.0002647
ENS | Alternate Scenario | Time-of-Use Rates (TOU) | Time-of-Use Rates (TOU) | Residential Charitable | Residential Market Rate | Winter Morning | % of Load | 0 | 2031 | 0.0015118
ENS | Alternate Scenario | Time-of-Use Rates (TOU) | Time-of-Use Rates (TOU) | Residential Charitable | Residential LI | Winter Evening | % of Load | 0 | 2031 | 0.00026657
ENS | Alternate Scenario | Time-of-Use Rates (TOU) | Time-of-Use Rates (TOU) | Residential Charitable | Residential Market Rate | Winter Evening | % of Load | 0 | 2031 | 0.0015225
ENS | Alternate Scenario | C&I Curtailment | C&I Curtailment-Turnkey-Manual HVAC Control | General | Miscellaneous | Winter Morning | % of Load | 1 | 2032 | 0.0012742
ENS | Alternate Scenario | C&I Curtailment | C&I Curtailment-Turnkey-Manual HVAC Control | General | Offices | Winter Morning | % of Load | 1 | 2032 | 8.7563e-05
ENS | Alternate Scenario | C&I Curtailment | C&I Curtailment-Turnkey-Manual HVAC Control | General | Retail Trade | Winter Morning | % of Load | 1 | 2032 | 0.00029265
ENS | Alternate Scenario | C&I Curtailment | C&I Curtailment-Turnkey-Manual HVAC Control | General | Services | Winter Morning | % of Load | 1 | 2032 | 0.00018922
ENS | Alternate Scenario | C&I Curtailment | C&I Curtailment-Turnkey-Auto-DR HVAC Control | General | Miscellaneous | Winter Morning | % of Load | 1 | 2032 | 0.00015793
ENS | Alternate Scenario | C&I Curtailment | C&I Curtailment-Turnkey-Auto-DR HVAC Control | General | Offices | Winter Morning | % of Load | 1 | 2032 | 1.0853e-05
ENS | Alternate Scenario | C&I Curtailment | C&I Curtailment-Turnkey-Auto-DR HVAC Control | General | Retail Trade | Winter Morning | % of Load | 1 | 2032 | 3.6274e-05
ENS | Alternate Scenario | C&I Curtailment | C&I Curtailment-Turnkey-Auto-DR HVAC Control | General | Services | Winter Morning | % of Load | 1 | 2032 | 2.3454e-05
ENS | Alternate Scenario | C&I Curtailment | C&I Curtailment-Turnkey-Standard Lighting Control | General | Miscellaneous | Winter Morning | % of Load | 1 | 2032 | 0.00053039
ENS | Alternate Scenario | C&I Curtailment | C&I Curtailment-Turnkey-Standard Lighting Control | General | Offices | Winter Morning | % of Load | 1 | 2032 | 1.0412e-05
ENS | Alternate Scenario | C&I Curtailment | C&I Curtailment-Turnkey-Standard Lighting Control | General | Retail Trade | Winter Morning | % of Load | 1 | 2032 | 0.00011659
ENS | Alternate Scenario | C&I Curtailment | C&I Curtailment-Turnkey-Standard Lighting Control | General | Services | Winter Morning | % of Load | 1 | 2032 | 7.5483e-05
ENS | Alternate Scenario | C&I Curtailment | C&I Curtailment-Turnkey-Water Heating Control | General | Miscellaneous | Winter Morning | % of Load | 1 | 2032 | 3.5562e-05
ENS | Alternate Scenario | C&I Curtailment | C&I Curtailment-Turnkey-Water Heating Control | General | Offices | Winter Morning | % of Load | 1 | 2032 | 9.4427e-07
ENS | Alternate Scenario | C&I Curtailment | C&I Curtailment-Turnkey-Water Heating Control | General | Retail Trade | Winter Morning | % of Load | 1 | 2032 | 1.9177e-05
ENS | Alternate Scenario | C&I Curtailment | C&I Curtailment-Turnkey-Water Heating Control | General | Services | Winter Morning | % of Load | 1 | 2032 | 1.2382e-05
ENS | Alternate Scenario | C&I Curtailment | C&I Curtailment-Turnkey-Other | General | Miscellaneous | Winter Morning | % of Load | 1 | 2032 | 0.0006211
ENS | Alternate Scenario | C&I Curtailment | C&I Curtailment-Turnkey-Other | General | Offices | Winter Morning | % of Load | 1 | 2032 | 1.6892e-05
ENS | Alternate Scenario | C&I Curtailment | C&I Curtailment-Turnkey-Other | General | Retail Trade | Winter Morning | % of Load | 1 | 2032 | 0.00019701
ENS | Alternate Scenario | C&I Curtailment | C&I Curtailment-Turnkey-Other | General | Services | Winter Morning | % of Load | 1 | 2032 | 0.00012733
ENS | Alternate Scenario | C&I Curtailment | C&I Curtailment-Turnkey-Manual HVAC Control | General | Miscellaneous | Winter Evening | % of Load | 1 | 2032 | 0.0013194
ENS | Alternate Scenario | C&I Curtailment | C&I Curtailment-Turnkey-Manual HVAC Control | General | Offices | Winter Evening | % of Load | 1 | 2032 | 9.0674e-05
ENS | Alternate Scenario | C&I Curtailment | C&I Curtailment-Turnkey-Manual HVAC Control | General | Retail Trade | Winter Evening | % of Load | 1 | 2032 | 0.00030305
ENS | Alternate Scenario | C&I Curtailment | C&I Curtailment-Turnkey-Manual HVAC Control | General | Services | Winter Evening | % of Load | 1 | 2032 | 0.00019594
ENS | Alternate Scenario | C&I Curtailment | C&I Curtailment-Turnkey-Auto-DR HVAC Control | General | Miscellaneous | Winter Evening | % of Load | 1 | 2032 | 0.00016355
ENS | Alternate Scenario | C&I Curtailment | C&I Curtailment-Turnkey-Auto-DR HVAC Control | General | Offices | Winter Evening | % of Load | 1 | 2032 | 1.1239e-05
ENS | Alternate Scenario | C&I Curtailment | C&I Curtailment-Turnkey-Auto-DR HVAC Control | General | Retail Trade | Winter Evening | % of Load | 1 | 2032 | 3.7563e-05
ENS | Alternate Scenario | C&I Curtailment | C&I Curtailment-Turnkey-Auto-DR HVAC Control | General | Services | Winter Evening | % of Load | 1 | 2032 | 2.4287e-05
ENS | Alternate Scenario | C&I Curtailment | C&I Curtailment-Turnkey-Standard Lighting Control | General | Miscellaneous | Winter Evening | % of Load | 1 | 2032 | 0.00054924
ENS | Alternate Scenario | C&I Curtailment | C&I Curtailment-Turnkey-Standard Lighting Control | General | Offices | Winter Evening | % of Load | 1 | 2032 | 1.0782e-05
ENS | Alternate Scenario | C&I Curtailment | C&I Curtailment-Turnkey-Standard Lighting Control | General | Retail Trade | Winter Evening | % of Load | 1 | 2032 | 0.00012074
ENS | Alternate Scenario | C&I Curtailment | C&I Curtailment-Turnkey-Standard Lighting Control | General | Services | Winter Evening | % of Load | 1 | 2032 | 7.8165e-05
ENS | Alternate Scenario | C&I Curtailment | C&I Curtailment-Turnkey-Water Heating Control | General | Miscellaneous | Winter Evening | % of Load | 1 | 2032 | 3.6826e-05
ENS | Alternate Scenario | C&I Curtailment | C&I Curtailment-Turnkey-Water Heating Control | General | Offices | Winter Evening | % of Load | 1 | 2032 | 9.7782e-07
ENS | Alternate Scenario | C&I Curtailment | C&I Curtailment-Turnkey-Water Heating Control | General | Retail Trade | Winter Evening | % of Load | 1 | 2032 | 1.9858e-05
ENS | Alternate Scenario | C&I Curtailment | C&I Curtailment-Turnkey-Water Heating Control | General | Services | Winter Evening | % of Load | 1 | 2032 | 1.2822e-05
ENS | Alternate Scenario | C&I Curtailment | C&I Curtailment-Turnkey-Other | General | Miscellaneous | Winter Evening | % of Load | 1 | 2032 | 0.00064317
ENS | Alternate Scenario | C&I Curtailment | C&I Curtailment-Turnkey-Other | General | Offices | Winter Evening | % of Load | 1 | 2032 | 1.7493e-05
ENS | Alternate Scenario | C&I Curtailment | C&I Curtailment-Turnkey-Other | General | Retail Trade | Winter Evening | % of Load | 1 | 2032 | 0.00020401
ENS | Alternate Scenario | C&I Curtailment | C&I Curtailment-Turnkey-Other | General | Services | Winter Evening | % of Load | 1 | 2032 | 0.00013185
ENS | Alternate Scenario | C&I Curtailment | C&I Curtailment-Turnkey-Manual HVAC Control | Large General | Miscellaneous | Winter Morning | % of Load | 1 | 2032 | 0.0010106
ENS | Alternate Scenario | C&I Curtailment | C&I Curtailment-Turnkey-Manual HVAC Control | Large General | Retail Trade | Winter Morning | % of Load | 1 | 2032 | 4.2134e-05
ENS | Alternate Scenario | C&I Curtailment | C&I Curtailment-Turnkey-Manual HVAC Control | Large General | Services | Winter Morning | % of Load | 1 | 2032 | 6.7473e-05
ENS | Alternate Scenario | C&I Curtailment | C&I Curtailment-Turnkey-Auto-DR HVAC Control | Large General | Miscellaneous | Winter Morning | % of Load | 1 | 2032 | 0.00012526
ENS | Alternate Scenario | C&I Curtailment | C&I Curtailment-Turnkey-Auto-DR HVAC Control | Large General | Retail Trade | Winter Morning | % of Load | 1 | 2032 | 5.2225e-06
ENS | Alternate Scenario | C&I Curtailment | C&I Curtailment-Turnkey-Auto-DR HVAC Control | Large General | Services | Winter Morning | % of Load | 1 | 2032 | 8.3633e-06
ENS | Alternate Scenario | C&I Curtailment | C&I Curtailment-Turnkey-Standard Lighting Control | Large General | Miscellaneous | Winter Morning | % of Load | 1 | 2032 | 0.00043686
ENS | Alternate Scenario | C&I Curtailment | C&I Curtailment-Turnkey-Standard Lighting Control | Large General | Retail Trade | Winter Morning | % of Load | 1 | 2032 | 1.6677e-05
ENS | Alternate Scenario | C&I Curtailment | C&I Curtailment-Turnkey-Standard Lighting Control | Large General | Services | Winter Morning | % of Load | 1 | 2032 | 2.6706e-05
ENS | Alternate Scenario | C&I Curtailment | C&I Curtailment-Turnkey-Water Heating Control | Large General | Miscellaneous | Winter Morning | % of Load | 1 | 2032 | 2.2185e-05
ENS | Alternate Scenario | C&I Curtailment | C&I Curtailment-Turnkey-Water Heating Control | Large General | Retail Trade | Winter Morning | % of Load | 1 | 2032 | 2.7794e-06
ENS | Alternate Scenario | C&I Curtailment | C&I Curtailment-Turnkey-Water Heating Control | Large General | Services | Winter Morning | % of Load | 1 | 2032 | 4.4509e-06
ENS | Alternate Scenario | C&I Curtailment | C&I Curtailment-Turnkey-Other | Large General | Miscellaneous | Winter Morning | % of Load | 1 | 2032 | 0.00047417
ENS | Alternate Scenario | C&I Curtailment | C&I Curtailment-Turnkey-Other | Large General | Retail Trade | Winter Morning | % of Load | 1 | 2032 | 2.8418e-05
ENS | Alternate Scenario | C&I Curtailment | C&I Curtailment-Turnkey-Other | Large General | Services | Winter Morning | % of Load | 1 | 2032 | 4.5508e-05
ENS | Alternate Scenario | C&I Curtailment | C&I Curtailment-Turnkey-Manual HVAC Control | Large General | Miscellaneous | Winter Evening | % of Load | 1 | 2032 | 0.0007688
ENS | Alternate Scenario | C&I Curtailment | C&I Curtailment-Turnkey-Manual HVAC Control | Large General | Retail Trade | Winter Evening | % of Load | 1 | 2032 | 3.2054e-05
ENS | Alternate Scenario | C&I Curtailment | C&I Curtailment-Turnkey-Manual HVAC Control | Large General | Services | Winter Evening | % of Load | 1 | 2032 | 5.1331e-05
ENS | Alternate Scenario | C&I Curtailment | C&I Curtailment-Turnkey-Auto-DR HVAC Control | Large General | Miscellaneous | Winter Evening | % of Load | 1 | 2032 | 9.5292e-05
ENS | Alternate Scenario | C&I Curtailment | C&I Curtailment-Turnkey-Auto-DR HVAC Control | Large General | Retail Trade | Winter Evening | % of Load | 1 | 2032 | 3.9731e-06
ENS | Alternate Scenario | C&I Curtailment | C&I Curtailment-Turnkey-Auto-DR HVAC Control | Large General | Services | Winter Evening | % of Load | 1 | 2032 | 6.3625e-06
ENS | Alternate Scenario | C&I Curtailment | C&I Curtailment-Turnkey-Standard Lighting Control | Large General | Miscellaneous | Winter Evening | % of Load | 1 | 2032 | 0.00033234
ENS | Alternate Scenario | C&I Curtailment | C&I Curtailment-Turnkey-Standard Lighting Control | Large General | Retail Trade | Winter Evening | % of Load | 1 | 2032 | 1.2687e-05
ENS | Alternate Scenario | C&I Curtailment | C&I Curtailment-Turnkey-Standard Lighting Control | Large General | Services | Winter Evening | % of Load | 1 | 2032 | 2.0317e-05
ENS | Alternate Scenario | C&I Curtailment | C&I Curtailment-Turnkey-Water Heating Control | Large General | Miscellaneous | Winter Evening | % of Load | 1 | 2032 | 1.6877e-05
ENS | Alternate Scenario | C&I Curtailment | C&I Curtailment-Turnkey-Water Heating Control | Large General | Retail Trade | Winter Evening | % of Load | 1 | 2032 | 2.1144e-06
ENS | Alternate Scenario | C&I Curtailment | C&I Curtailment-Turnkey-Water Heating Control | Large General | Services | Winter Evening | % of Load | 1 | 2032 | 3.386e-06
ENS | Alternate Scenario | C&I Curtailment | C&I Curtailment-Turnkey-Other | Large General | Miscellaneous | Winter Evening | % of Load | 1 | 2032 | 0.00036073
ENS | Alternate Scenario | C&I Curtailment | C&I Curtailment-Turnkey-Other | Large General | Retail Trade | Winter Evening | % of Load | 1 | 2032 | 2.1619e-05
ENS | Alternate Scenario | C&I Curtailment | C&I Curtailment-Turnkey-Other | Large General | Services | Winter Evening | % of Load | 1 | 2032 | 3.4621e-05
ENS | Alternate Scenario | C&I Curtailment | C&I Curtailment-Turnkey-Manual HVAC Control | Small Industrial | Miscellaneous | Winter Morning | % of Load | 1 | 2032 | 0.00016951
ENS | Alternate Scenario | C&I Curtailment | C&I Curtailment-Turnkey-Manual HVAC Control | Small Industrial | Offices | Winter Morning | % of Load | 1 | 2032 | 2.1722e-06
ENS | Alternate Scenario | C&I Curtailment | C&I Curtailment-Turnkey-Manual HVAC Control | Small Industrial | Retail Trade | Winter Morning | % of Load | 1 | 2032 | 7.1596e-06
ENS | Alternate Scenario | C&I Curtailment | C&I Curtailment-Turnkey-Manual HVAC Control | Small Industrial | Services | Winter Morning | % of Load | 1 | 2032 | 2.2619e-06
ENS | Alternate Scenario | C&I Curtailment | C&I Curtailment-Turnkey-Auto-DR HVAC Control | Small Industrial | Miscellaneous | Winter Morning | % of Load | 1 | 2032 | 2.1011e-05
ENS | Alternate Scenario | C&I Curtailment | C&I Curtailment-Turnkey-Auto-DR HVAC Control | Small Industrial | Offices | Winter Morning | % of Load | 1 | 2032 | 2.6925e-07
ENS | Alternate Scenario | C&I Curtailment | C&I Curtailment-Turnkey-Auto-DR HVAC Control | Small Industrial | Retail Trade | Winter Morning | % of Load | 1 | 2032 | 8.8744e-07
ENS | Alternate Scenario | C&I Curtailment | C&I Curtailment-Turnkey-Auto-DR HVAC Control | Small Industrial | Services | Winter Morning | % of Load | 1 | 2032 | 2.8036e-07
ENS | Alternate Scenario | C&I Curtailment | C&I Curtailment-Turnkey-Standard Lighting Control | Small Industrial | Miscellaneous | Winter Morning | % of Load | 1 | 2032 | 5.2448e-05
ENS | Alternate Scenario | C&I Curtailment | C&I Curtailment-Turnkey-Standard Lighting Control | Small Industrial | Offices | Winter Morning | % of Load | 1 | 2032 | 2.8318e-07
ENS | Alternate Scenario | C&I Curtailment | C&I Curtailment-Turnkey-Standard Lighting Control | Small Industrial | Retail Trade | Winter Morning | % of Load | 1 | 2032 | 3.0985e-06
ENS | Alternate Scenario | C&I Curtailment | C&I Curtailment-Turnkey-Standard Lighting Control | Small Industrial | Services | Winter Morning | % of Load | 1 | 2032 | 9.789e-07
ENS | Alternate Scenario | C&I Curtailment | C&I Curtailment-Turnkey-Water Heating Control | Small Industrial | Miscellaneous | Winter Morning | % of Load | 1 | 2032 | 4.4281e-06
ENS | Alternate Scenario | C&I Curtailment | C&I Curtailment-Turnkey-Water Heating Control | Small Industrial | Offices | Winter Morning | % of Load | 1 | 2032 | 2.2445e-08
ENS | Alternate Scenario | C&I Curtailment | C&I Curtailment-Turnkey-Water Heating Control | Small Industrial | Retail Trade | Winter Morning | % of Load | 1 | 2032 | 4.2771e-07
ENS | Alternate Scenario | C&I Curtailment | C&I Curtailment-Turnkey-Water Heating Control | Small Industrial | Services | Winter Morning | % of Load | 1 | 2032 | 1.3512e-07
ENS | Alternate Scenario | C&I Curtailment | C&I Curtailment-Turnkey-Other | Small Industrial | Miscellaneous | Winter Morning | % of Load | 1 | 2032 | 6.7908e-05
ENS | Alternate Scenario | C&I Curtailment | C&I Curtailment-Turnkey-Other | Small Industrial | Offices | Winter Morning | % of Load | 1 | 2032 | 4.2374e-07
ENS | Alternate Scenario | C&I Curtailment | C&I Curtailment-Turnkey-Other | Small Industrial | Retail Trade | Winter Morning | % of Load | 1 | 2032 | 4.6981e-06
ENS | Alternate Scenario | C&I Curtailment | C&I Curtailment-Turnkey-Other | Small Industrial | Services | Winter Morning | % of Load | 1 | 2032 | 1.4843e-06
ENS | Alternate Scenario | C&I Curtailment | C&I Curtailment-Turnkey-Industrial | Small Industrial | Manufacturing | Winter Morning | % of Load | 1 | 2032 | 1.6142e-05
ENS | Alternate Scenario | C&I Curtailment | C&I Curtailment-Turnkey-Manual HVAC Control | Small Industrial | Miscellaneous | Winter Evening | % of Load | 1 | 2032 | 0.0002058
ENS | Alternate Scenario | C&I Curtailment | C&I Curtailment-Turnkey-Manual HVAC Control | Small Industrial | Offices | Winter Evening | % of Load | 1 | 2032 | 2.6373e-06
ENS | Alternate Scenario | C&I Curtailment | C&I Curtailment-Turnkey-Manual HVAC Control | Small Industrial | Retail Trade | Winter Evening | % of Load | 1 | 2032 | 8.6926e-06
ENS | Alternate Scenario | C&I Curtailment | C&I Curtailment-Turnkey-Manual HVAC Control | Small Industrial | Services | Winter Evening | % of Load | 1 | 2032 | 2.7462e-06
ENS | Alternate Scenario | C&I Curtailment | C&I Curtailment-Turnkey-Auto-DR HVAC Control | Small Industrial | Miscellaneous | Winter Evening | % of Load | 1 | 2032 | 2.5509e-05
ENS | Alternate Scenario | C&I Curtailment | C&I Curtailment-Turnkey-Auto-DR HVAC Control | Small Industrial | Offices | Winter Evening | % of Load | 1 | 2032 | 3.269e-07
ENS | Alternate Scenario | C&I Curtailment | C&I Curtailment-Turnkey-Auto-DR HVAC Control | Small Industrial | Retail Trade | Winter Evening | % of Load | 1 | 2032 | 1.0775e-06
ENS | Alternate Scenario | C&I Curtailment | C&I Curtailment-Turnkey-Auto-DR HVAC Control | Small Industrial | Services | Winter Evening | % of Load | 1 | 2032 | 3.404e-07
ENS | Alternate Scenario | C&I Curtailment | C&I Curtailment-Turnkey-Standard Lighting Control | Small Industrial | Miscellaneous | Winter Evening | % of Load | 1 | 2032 | 6.3679e-05
ENS | Alternate Scenario | C&I Curtailment | C&I Curtailment-Turnkey-Standard Lighting Control | Small Industrial | Offices | Winter Evening | % of Load | 1 | 2032 | 3.4381e-07
ENS | Alternate Scenario | C&I Curtailment | C&I Curtailment-Turnkey-Standard Lighting Control | Small Industrial | Retail Trade | Winter Evening | % of Load | 1 | 2032 | 3.7619e-06
ENS | Alternate Scenario | C&I Curtailment | C&I Curtailment-Turnkey-Standard Lighting Control | Small Industrial | Services | Winter Evening | % of Load | 1 | 2032 | 1.1885e-06
ENS | Alternate Scenario | C&I Curtailment | C&I Curtailment-Turnkey-Water Heating Control | Small Industrial | Miscellaneous | Winter Evening | % of Load | 1 | 2032 | 5.3763e-06
ENS | Alternate Scenario | C&I Curtailment | C&I Curtailment-Turnkey-Water Heating Control | Small Industrial | Offices | Winter Evening | % of Load | 1 | 2032 | 2.7251e-08
ENS | Alternate Scenario | C&I Curtailment | C&I Curtailment-Turnkey-Water Heating Control | Small Industrial | Retail Trade | Winter Evening | % of Load | 1 | 2032 | 5.1929e-07
ENS | Alternate Scenario | C&I Curtailment | C&I Curtailment-Turnkey-Water Heating Control | Small Industrial | Services | Winter Evening | % of Load | 1 | 2032 | 1.6406e-07
ENS | Alternate Scenario | C&I Curtailment | C&I Curtailment-Turnkey-Other | Small Industrial | Miscellaneous | Winter Evening | % of Load | 1 | 2032 | 8.2448e-05
ENS | Alternate Scenario | C&I Curtailment | C&I Curtailment-Turnkey-Other | Small Industrial | Offices | Winter Evening | % of Load | 1 | 2032 | 5.1448e-07
ENS | Alternate Scenario | C&I Curtailment | C&I Curtailment-Turnkey-Other | Small Industrial | Retail Trade | Winter Evening | % of Load | 1 | 2032 | 5.7041e-06
ENS | Alternate Scenario | C&I Curtailment | C&I Curtailment-Turnkey-Other | Small Industrial | Services | Winter Evening | % of Load | 1 | 2032 | 1.8021e-06
ENS | Alternate Scenario | C&I Curtailment | C&I Curtailment-Turnkey-Industrial | Small Industrial | Manufacturing | Winter Evening | % of Load | 1 | 2032 | 1.9598e-05
ENS | Alternate Scenario | C&I Curtailment | C&I Curtailment-Turnkey-Manual HVAC Control | Medium Industrial | Miscellaneous | Winter Morning | % of Load | 1 | 2032 | 0.0032306
ENS | Alternate Scenario | C&I Curtailment | C&I Curtailment-Turnkey-Manual HVAC Control | Medium Industrial | Offices | Winter Morning | % of Load | 1 | 2032 | 5.2114e-05
ENS | Alternate Scenario | C&I Curtailment | C&I Curtailment-Turnkey-Manual HVAC Control | Medium Industrial | Retail Trade | Winter Morning | % of Load | 1 | 2032 | 0.00071387
ENS | Alternate Scenario | C&I Curtailment | C&I Curtailment-Turnkey-Manual HVAC Control | Medium Industrial | Services | Winter Morning | % of Load | 1 | 2032 | 3.2872e-05
ENS | Alternate Scenario | C&I Curtailment | C&I Curtailment-Turnkey-Auto-DR HVAC Control | Medium Industrial | Miscellaneous | Winter Morning | % of Load | 1 | 2032 | 0.00040044
ENS | Alternate Scenario | C&I Curtailment | C&I Curtailment-Turnkey-Auto-DR HVAC Control | Medium Industrial | Offices | Winter Morning | % of Load | 1 | 2032 | 6.4595e-06
ENS | Alternate Scenario | C&I Curtailment | C&I Curtailment-Turnkey-Auto-DR HVAC Control | Medium Industrial | Retail Trade | Winter Morning | % of Load | 1 | 2032 | 8.8485e-05
ENS | Alternate Scenario | C&I Curtailment | C&I Curtailment-Turnkey-Auto-DR HVAC Control | Medium Industrial | Services | Winter Morning | % of Load | 1 | 2032 | 4.0744e-06
ENS | Alternate Scenario | C&I Curtailment | C&I Curtailment-Turnkey-Standard Lighting Control | Medium Industrial | Miscellaneous | Winter Morning | % of Load | 1 | 2032 | 0.0009996
ENS | Alternate Scenario | C&I Curtailment | C&I Curtailment-Turnkey-Standard Lighting Control | Medium Industrial | Offices | Winter Morning | % of Load | 1 | 2032 | 6.7938e-06
ENS | Alternate Scenario | C&I Curtailment | C&I Curtailment-Turnkey-Standard Lighting Control | Medium Industrial | Retail Trade | Winter Morning | % of Load | 1 | 2032 | 0.00030895
ENS | Alternate Scenario | C&I Curtailment | C&I Curtailment-Turnkey-Standard Lighting Control | Medium Industrial | Services | Winter Morning | % of Load | 1 | 2032 | 1.4226e-05
ENS | Alternate Scenario | C&I Curtailment | C&I Curtailment-Turnkey-Water Heating Control | Medium Industrial | Miscellaneous | Winter Morning | % of Load | 1 | 2032 | 8.4394e-05
ENS | Alternate Scenario | C&I Curtailment | C&I Curtailment-Turnkey-Water Heating Control | Medium Industrial | Offices | Winter Morning | % of Load | 1 | 2032 | 5.3848e-07
ENS | Alternate Scenario | C&I Curtailment | C&I Curtailment-Turnkey-Water Heating Control | Medium Industrial | Retail Trade | Winter Morning | % of Load | 1 | 2032 | 4.2646e-05
ENS | Alternate Scenario | C&I Curtailment | C&I Curtailment-Turnkey-Water Heating Control | Medium Industrial | Services | Winter Morning | % of Load | 1 | 2032 | 1.9637e-06
ENS | Alternate Scenario | C&I Curtailment | C&I Curtailment-Turnkey-Other | Medium Industrial | Miscellaneous | Winter Morning | % of Load | 1 | 2032 | 0.0012942
ENS | Alternate Scenario | C&I Curtailment | C&I Curtailment-Turnkey-Other | Medium Industrial | Offices | Winter Morning | % of Load | 1 | 2032 | 1.0166e-05
ENS | Alternate Scenario | C&I Curtailment | C&I Curtailment-Turnkey-Other | Medium Industrial | Retail Trade | Winter Morning | % of Load | 1 | 2032 | 0.00046844
ENS | Alternate Scenario | C&I Curtailment | C&I Curtailment-Turnkey-Other | Medium Industrial | Services | Winter Morning | % of Load | 1 | 2032 | 2.157e-05
ENS | Alternate Scenario | C&I Curtailment | C&I Curtailment-Turnkey-Manual HVAC Control | Medium Industrial | Miscellaneous | Winter Evening | % of Load | 1 | 2032 | 0.002764
ENS | Alternate Scenario | C&I Curtailment | C&I Curtailment-Turnkey-Manual HVAC Control | Medium Industrial | Offices | Winter Evening | % of Load | 1 | 2032 | 4.4586e-05
ENS | Alternate Scenario | C&I Curtailment | C&I Curtailment-Turnkey-Manual HVAC Control | Medium Industrial | Retail Trade | Winter Evening | % of Load | 1 | 2032 | 0.00061076
ENS | Alternate Scenario | C&I Curtailment | C&I Curtailment-Turnkey-Manual HVAC Control | Medium Industrial | Services | Winter Evening | % of Load | 1 | 2032 | 2.8124e-05
ENS | Alternate Scenario | C&I Curtailment | C&I Curtailment-Turnkey-Auto-DR HVAC Control | Medium Industrial | Miscellaneous | Winter Evening | % of Load | 1 | 2032 | 0.0003426
ENS | Alternate Scenario | C&I Curtailment | C&I Curtailment-Turnkey-Auto-DR HVAC Control | Medium Industrial | Offices | Winter Evening | % of Load | 1 | 2032 | 5.5265e-06
ENS | Alternate Scenario | C&I Curtailment | C&I Curtailment-Turnkey-Auto-DR HVAC Control | Medium Industrial | Retail Trade | Winter Evening | % of Load | 1 | 2032 | 7.5704e-05
ENS | Alternate Scenario | C&I Curtailment | C&I Curtailment-Turnkey-Auto-DR HVAC Control | Medium Industrial | Services | Winter Evening | % of Load | 1 | 2032 | 3.4859e-06
ENS | Alternate Scenario | C&I Curtailment | C&I Curtailment-Turnkey-Standard Lighting Control | Medium Industrial | Miscellaneous | Winter Evening | % of Load | 1 | 2032 | 0.00085522
ENS | Alternate Scenario | C&I Curtailment | C&I Curtailment-Turnkey-Standard Lighting Control | Medium Industrial | Offices | Winter Evening | % of Load | 1 | 2032 | 5.8125e-06
ENS | Alternate Scenario | C&I Curtailment | C&I Curtailment-Turnkey-Standard Lighting Control | Medium Industrial | Retail Trade | Winter Evening | % of Load | 1 | 2032 | 0.00026432
ENS | Alternate Scenario | C&I Curtailment | C&I Curtailment-Turnkey-Standard Lighting Control | Medium Industrial | Services | Winter Evening | % of Load | 1 | 2032 | 1.2171e-05
ENS | Alternate Scenario | C&I Curtailment | C&I Curtailment-Turnkey-Water Heating Control | Medium Industrial | Miscellaneous | Winter Evening | % of Load | 1 | 2032 | 7.2204e-05
ENS | Alternate Scenario | C&I Curtailment | C&I Curtailment-Turnkey-Water Heating Control | Medium Industrial | Offices | Winter Evening | % of Load | 1 | 2032 | 4.607e-07
ENS | Alternate Scenario | C&I Curtailment | C&I Curtailment-Turnkey-Water Heating Control | Medium Industrial | Retail Trade | Winter Evening | % of Load | 1 | 2032 | 3.6486e-05
ENS | Alternate Scenario | C&I Curtailment | C&I Curtailment-Turnkey-Water Heating Control | Medium Industrial | Services | Winter Evening | % of Load | 1 | 2032 | 1.6801e-06
ENS | Alternate Scenario | C&I Curtailment | C&I Curtailment-Turnkey-Other | Medium Industrial | Miscellaneous | Winter Evening | % of Load | 1 | 2032 | 0.0011073
ENS | Alternate Scenario | C&I Curtailment | C&I Curtailment-Turnkey-Other | Medium Industrial | Offices | Winter Evening | % of Load | 1 | 2032 | 8.6977e-06
ENS | Alternate Scenario | C&I Curtailment | C&I Curtailment-Turnkey-Other | Medium Industrial | Retail Trade | Winter Evening | % of Load | 1 | 2032 | 0.00040078
ENS | Alternate Scenario | C&I Curtailment | C&I Curtailment-Turnkey-Other | Medium Industrial | Services | Winter Evening | % of Load | 1 | 2032 | 1.8455e-05
ENS | Alternate Scenario | C&I Curtailment | C&I Curtailment-Turnkey-Manual HVAC Control | Large Industrial | Miscellaneous | Winter Morning | % of Load | 1 | 2032 | 6.6439e-05
ENS | Alternate Scenario | C&I Curtailment | C&I Curtailment-Turnkey-Auto-DR HVAC Control | Large Industrial | Miscellaneous | Winter Morning | % of Load | 1 | 2032 | 8.2351e-06
ENS | Alternate Scenario | C&I Curtailment | C&I Curtailment-Turnkey-Standard Lighting Control | Large Industrial | Miscellaneous | Winter Morning | % of Load | 1 | 2032 | 2.8721e-05
ENS | Alternate Scenario | C&I Curtailment | C&I Curtailment-Turnkey-Water Heating Control | Large Industrial | Miscellaneous | Winter Morning | % of Load | 1 | 2032 | 1.4585e-06
ENS | Alternate Scenario | C&I Curtailment | C&I Curtailment-Turnkey-Other | Large Industrial | Miscellaneous | Winter Morning | % of Load | 1 | 2032 | 3.1174e-05
ENS | Alternate Scenario | C&I Curtailment | C&I Curtailment-Turnkey-Industrial | Large Industrial | Manufacturing | Winter Morning | % of Load | 1 | 2032 | 6.0842e-06
ENS | Alternate Scenario | C&I Curtailment | C&I Curtailment-Turnkey-Manual HVAC Control | Large Industrial | Miscellaneous | Winter Evening | % of Load | 1 | 2032 | 5.8411e-05
ENS | Alternate Scenario | C&I Curtailment | C&I Curtailment-Turnkey-Auto-DR HVAC Control | Large Industrial | Miscellaneous | Winter Evening | % of Load | 1 | 2032 | 7.2401e-06
ENS | Alternate Scenario | C&I Curtailment | C&I Curtailment-Turnkey-Standard Lighting Control | Large Industrial | Miscellaneous | Winter Evening | % of Load | 1 | 2032 | 2.525e-05
ENS | Alternate Scenario | C&I Curtailment | C&I Curtailment-Turnkey-Water Heating Control | Large Industrial | Miscellaneous | Winter Evening | % of Load | 1 | 2032 | 1.2823e-06
ENS | Alternate Scenario | C&I Curtailment | C&I Curtailment-Turnkey-Other | Large Industrial | Miscellaneous | Winter Evening | % of Load | 1 | 2032 | 2.7407e-05
ENS | Alternate Scenario | C&I Curtailment | C&I Curtailment-Turnkey-Industrial | Large Industrial | Manufacturing | Winter Evening | % of Load | 1 | 2032 | 5.349e-06
ENS | Alternate Scenario | C&I Loadshift to BUGs | C&I Loadshift to BUGs | Large General | Miscellaneous | Winter Morning | % of Load | 1 | 2032 | 0.0022579
ENS | Alternate Scenario | C&I Loadshift to BUGs | C&I Loadshift to BUGs | Large General | Miscellaneous | Winter Evening | % of Load | 1 | 2032 | 0.0017177
ENS | Alternate Scenario | C&I Loadshift to BUGs | C&I Loadshift to BUGs | Small Industrial | Miscellaneous | Winter Morning | % of Load | 1 | 2032 | 0.0006341
ENS | Alternate Scenario | C&I Loadshift to BUGs | C&I Loadshift to BUGs | Small Industrial | Miscellaneous | Winter Evening | % of Load | 1 | 2032 | 0.00076988
ENS | Alternate Scenario | C&I Loadshift to BUGs | C&I Loadshift to BUGs | Medium Industrial | Manufacturing | Winter Morning | % of Load | 1 | 2032 | 0.00043829
ENS | Alternate Scenario | C&I Loadshift to BUGs | C&I Loadshift to BUGs | Medium Industrial | Miscellaneous | Winter Morning | % of Load | 1 | 2032 | 0.0019022
ENS | Alternate Scenario | C&I Loadshift to BUGs | C&I Loadshift to BUGs | Medium Industrial | Manufacturing | Winter Evening | % of Load | 1 | 2032 | 0.00037498
ENS | Alternate Scenario | C&I Loadshift to BUGs | C&I Loadshift to BUGs | Medium Industrial | Miscellaneous | Winter Evening | % of Load | 1 | 2032 | 0.0016274
ENS | Alternate Scenario | Dynamic Pricing | Dynamic Pricing with enabling tech. | Small General | Manufacturing | Winter Morning | % of Load | 1 | 2032 | 5.7033e-06
ENS | Alternate Scenario | Dynamic Pricing | Dynamic Pricing with enabling tech. | Small General | Manufacturing | Winter Evening | % of Load | 1 | 2032 | 5.855e-06
ENS | Alternate Scenario | Dynamic Pricing | Dynamic Pricing with enabling tech. | Residential Charitable | Residential LI | Winter Morning | % of Load | 1 | 2032 | 0.0025277
ENS | Alternate Scenario | Dynamic Pricing | Dynamic Pricing with enabling tech. | Residential Charitable | Residential Market Rate | Winter Morning | % of Load | 1 | 2032 | 0.014437
ENS | Alternate Scenario | Dynamic Pricing | Dynamic Pricing with enabling tech. | Residential Charitable | Residential LI | Winter Evening | % of Load | 1 | 2032 | 0.002545
ENS | Alternate Scenario | Dynamic Pricing | Dynamic Pricing with enabling tech. | Residential Charitable | Residential Market Rate | Winter Evening | % of Load | 1 | 2032 | 0.014536
ENS | Alternate Scenario | Behavioral DR | Behavioral DR | Residential Charitable | Residential LI | Winter Morning | % of Load | 1 | 2032 | 0.00030155
ENS | Alternate Scenario | Behavioral DR | Behavioral DR | Residential Charitable | Residential Market Rate | Winter Morning | % of Load | 1 | 2032 | 0.0017223
ENS | Alternate Scenario | Behavioral DR | Behavioral DR | Residential Charitable | Residential LI | Winter Evening | % of Load | 1 | 2032 | 0.00030361
ENS | Alternate Scenario | Behavioral DR | Behavioral DR | Residential Charitable | Residential Market Rate | Winter Evening | % of Load | 1 | 2032 | 0.0017341
ENS | Alternate Scenario | Time-of-Use Rates (TOU) | Time-of-Use Rates (TOU) | Residential Charitable | Residential LI | Winter Morning | % of Load | 0 | 2032 | 0.00026386
ENS | Alternate Scenario | Time-of-Use Rates (TOU) | Time-of-Use Rates (TOU) | Residential Charitable | Residential Market Rate | Winter Morning | % of Load | 0 | 2032 | 0.001507
ENS | Alternate Scenario | Time-of-Use Rates (TOU) | Time-of-Use Rates (TOU) | Residential Charitable | Residential LI | Winter Evening | % of Load | 0 | 2032 | 0.00026566
ENS | Alternate Scenario | Time-of-Use Rates (TOU) | Time-of-Use Rates (TOU) | Residential Charitable | Residential Market Rate | Winter Evening | % of Load | 0 | 2032 | 0.0015173
ENS | Alternate Scenario | C&I Curtailment | C&I Curtailment-Turnkey-Manual HVAC Control | General | Miscellaneous | Winter Morning | % of Load | 1 | 2033 | 0.0012742
ENS | Alternate Scenario | C&I Curtailment | C&I Curtailment-Turnkey-Manual HVAC Control | General | Offices | Winter Morning | % of Load | 1 | 2033 | 8.7563e-05
ENS | Alternate Scenario | C&I Curtailment | C&I Curtailment-Turnkey-Manual HVAC Control | General | Retail Trade | Winter Morning | % of Load | 1 | 2033 | 0.00029265
ENS | Alternate Scenario | C&I Curtailment | C&I Curtailment-Turnkey-Manual HVAC Control | General | Services | Winter Morning | % of Load | 1 | 2033 | 0.00018922
ENS | Alternate Scenario | C&I Curtailment | C&I Curtailment-Turnkey-Auto-DR HVAC Control | General | Miscellaneous | Winter Morning | % of Load | 1 | 2033 | 0.00019742
ENS | Alternate Scenario | C&I Curtailment | C&I Curtailment-Turnkey-Auto-DR HVAC Control | General | Offices | Winter Morning | % of Load | 1 | 2033 | 1.3567e-05
ENS | Alternate Scenario | C&I Curtailment | C&I Curtailment-Turnkey-Auto-DR HVAC Control | General | Retail Trade | Winter Morning | % of Load | 1 | 2033 | 4.5343e-05
ENS | Alternate Scenario | C&I Curtailment | C&I Curtailment-Turnkey-Auto-DR HVAC Control | General | Services | Winter Morning | % of Load | 1 | 2033 | 2.9317e-05
ENS | Alternate Scenario | C&I Curtailment | C&I Curtailment-Turnkey-Standard Lighting Control | General | Miscellaneous | Winter Morning | % of Load | 1 | 2033 | 0.00053039
ENS | Alternate Scenario | C&I Curtailment | C&I Curtailment-Turnkey-Standard Lighting Control | General | Offices | Winter Morning | % of Load | 1 | 2033 | 1.0412e-05
ENS | Alternate Scenario | C&I Curtailment | C&I Curtailment-Turnkey-Standard Lighting Control | General | Retail Trade | Winter Morning | % of Load | 1 | 2033 | 0.00011659
ENS | Alternate Scenario | C&I Curtailment | C&I Curtailment-Turnkey-Standard Lighting Control | General | Services | Winter Morning | % of Load | 1 | 2033 | 7.5483e-05
ENS | Alternate Scenario | C&I Curtailment | C&I Curtailment-Turnkey-Water Heating Control | General | Miscellaneous | Winter Morning | % of Load | 1 | 2033 | 3.5562e-05
ENS | Alternate Scenario | C&I Curtailment | C&I Curtailment-Turnkey-Water Heating Control | General | Offices | Winter Morning | % of Load | 1 | 2033 | 9.4427e-07
ENS | Alternate Scenario | C&I Curtailment | C&I Curtailment-Turnkey-Water Heating Control | General | Retail Trade | Winter Morning | % of Load | 1 | 2033 | 1.9177e-05
ENS | Alternate Scenario | C&I Curtailment | C&I Curtailment-Turnkey-Water Heating Control | General | Services | Winter Morning | % of Load | 1 | 2033 | 1.2382e-05
ENS | Alternate Scenario | C&I Curtailment | C&I Curtailment-Turnkey-Other | General | Miscellaneous | Winter Morning | % of Load | 1 | 2033 | 0.0006211
ENS | Alternate Scenario | C&I Curtailment | C&I Curtailment-Turnkey-Other | General | Offices | Winter Morning | % of Load | 1 | 2033 | 1.6892e-05
ENS | Alternate Scenario | C&I Curtailment | C&I Curtailment-Turnkey-Other | General | Retail Trade | Winter Morning | % of Load | 1 | 2033 | 0.00019701
ENS | Alternate Scenario | C&I Curtailment | C&I Curtailment-Turnkey-Other | General | Services | Winter Morning | % of Load | 1 | 2033 | 0.00012733
ENS | Alternate Scenario | C&I Curtailment | C&I Curtailment-Turnkey-Manual HVAC Control | General | Miscellaneous | Winter Evening | % of Load | 1 | 2033 | 0.0013194
ENS | Alternate Scenario | C&I Curtailment | C&I Curtailment-Turnkey-Manual HVAC Control | General | Offices | Winter Evening | % of Load | 1 | 2033 | 9.0674e-05
ENS | Alternate Scenario | C&I Curtailment | C&I Curtailment-Turnkey-Manual HVAC Control | General | Retail Trade | Winter Evening | % of Load | 1 | 2033 | 0.00030305
ENS | Alternate Scenario | C&I Curtailment | C&I Curtailment-Turnkey-Manual HVAC Control | General | Services | Winter Evening | % of Load | 1 | 2033 | 0.00019594
ENS | Alternate Scenario | C&I Curtailment | C&I Curtailment-Turnkey-Auto-DR HVAC Control | General | Miscellaneous | Winter Evening | % of Load | 1 | 2033 | 0.00020443
ENS | Alternate Scenario | C&I Curtailment | C&I Curtailment-Turnkey-Auto-DR HVAC Control | General | Offices | Winter Evening | % of Load | 1 | 2033 | 1.4049e-05
ENS | Alternate Scenario | C&I Curtailment | C&I Curtailment-Turnkey-Auto-DR HVAC Control | General | Retail Trade | Winter Evening | % of Load | 1 | 2033 | 4.6954e-05
ENS | Alternate Scenario | C&I Curtailment | C&I Curtailment-Turnkey-Auto-DR HVAC Control | General | Services | Winter Evening | % of Load | 1 | 2033 | 3.0359e-05
ENS | Alternate Scenario | C&I Curtailment | C&I Curtailment-Turnkey-Standard Lighting Control | General | Miscellaneous | Winter Evening | % of Load | 1 | 2033 | 0.00054924
ENS | Alternate Scenario | C&I Curtailment | C&I Curtailment-Turnkey-Standard Lighting Control | General | Offices | Winter Evening | % of Load | 1 | 2033 | 1.0782e-05
ENS | Alternate Scenario | C&I Curtailment | C&I Curtailment-Turnkey-Standard Lighting Control | General | Retail Trade | Winter Evening | % of Load | 1 | 2033 | 0.00012074
ENS | Alternate Scenario | C&I Curtailment | C&I Curtailment-Turnkey-Standard Lighting Control | General | Services | Winter Evening | % of Load | 1 | 2033 | 7.8165e-05
ENS | Alternate Scenario | C&I Curtailment | C&I Curtailment-Turnkey-Water Heating Control | General | Miscellaneous | Winter Evening | % of Load | 1 | 2033 | 3.6826e-05
ENS | Alternate Scenario | C&I Curtailment | C&I Curtailment-Turnkey-Water Heating Control | General | Offices | Winter Evening | % of Load | 1 | 2033 | 9.7782e-07
ENS | Alternate Scenario | C&I Curtailment | C&I Curtailment-Turnkey-Water Heating Control | General | Retail Trade | Winter Evening | % of Load | 1 | 2033 | 1.9858e-05
ENS | Alternate Scenario | C&I Curtailment | C&I Curtailment-Turnkey-Water Heating Control | General | Services | Winter Evening | % of Load | 1 | 2033 | 1.2822e-05
ENS | Alternate Scenario | C&I Curtailment | C&I Curtailment-Turnkey-Other | General | Miscellaneous | Winter Evening | % of Load | 1 | 2033 | 0.00064317
ENS | Alternate Scenario | C&I Curtailment | C&I Curtailment-Turnkey-Other | General | Offices | Winter Evening | % of Load | 1 | 2033 | 1.7493e-05
ENS | Alternate Scenario | C&I Curtailment | C&I Curtailment-Turnkey-Other | General | Retail Trade | Winter Evening | % of Load | 1 | 2033 | 0.00020401
ENS | Alternate Scenario | C&I Curtailment | C&I Curtailment-Turnkey-Other | General | Services | Winter Evening | % of Load | 1 | 2033 | 0.00013185
ENS | Alternate Scenario | C&I Curtailment | C&I Curtailment-Turnkey-Manual HVAC Control | Large General | Miscellaneous | Winter Morning | % of Load | 1 | 2033 | 0.0010106
ENS | Alternate Scenario | C&I Curtailment | C&I Curtailment-Turnkey-Manual HVAC Control | Large General | Retail Trade | Winter Morning | % of Load | 1 | 2033 | 4.2134e-05
ENS | Alternate Scenario | C&I Curtailment | C&I Curtailment-Turnkey-Manual HVAC Control | Large General | Services | Winter Morning | % of Load | 1 | 2033 | 6.7473e-05
ENS | Alternate Scenario | C&I Curtailment | C&I Curtailment-Turnkey-Auto-DR HVAC Control | Large General | Miscellaneous | Winter Morning | % of Load | 1 | 2033 | 0.00015657
ENS | Alternate Scenario | C&I Curtailment | C&I Curtailment-Turnkey-Auto-DR HVAC Control | Large General | Retail Trade | Winter Morning | % of Load | 1 | 2033 | 6.5282e-06
ENS | Alternate Scenario | C&I Curtailment | C&I Curtailment-Turnkey-Auto-DR HVAC Control | Large General | Services | Winter Morning | % of Load | 1 | 2033 | 1.0454e-05
ENS | Alternate Scenario | C&I Curtailment | C&I Curtailment-Turnkey-Standard Lighting Control | Large General | Miscellaneous | Winter Morning | % of Load | 1 | 2033 | 0.00043686
ENS | Alternate Scenario | C&I Curtailment | C&I Curtailment-Turnkey-Standard Lighting Control | Large General | Retail Trade | Winter Morning | % of Load | 1 | 2033 | 1.6677e-05
ENS | Alternate Scenario | C&I Curtailment | C&I Curtailment-Turnkey-Standard Lighting Control | Large General | Services | Winter Morning | % of Load | 1 | 2033 | 2.6706e-05
ENS | Alternate Scenario | C&I Curtailment | C&I Curtailment-Turnkey-Water Heating Control | Large General | Miscellaneous | Winter Morning | % of Load | 1 | 2033 | 2.2185e-05
ENS | Alternate Scenario | C&I Curtailment | C&I Curtailment-Turnkey-Water Heating Control | Large General | Retail Trade | Winter Morning | % of Load | 1 | 2033 | 2.7794e-06
ENS | Alternate Scenario | C&I Curtailment | C&I Curtailment-Turnkey-Water Heating Control | Large General | Services | Winter Morning | % of Load | 1 | 2033 | 4.4509e-06
ENS | Alternate Scenario | C&I Curtailment | C&I Curtailment-Turnkey-Other | Large General | Miscellaneous | Winter Morning | % of Load | 1 | 2033 | 0.00047417
ENS | Alternate Scenario | C&I Curtailment | C&I Curtailment-Turnkey-Other | Large General | Retail Trade | Winter Morning | % of Load | 1 | 2033 | 2.8418e-05
ENS | Alternate Scenario | C&I Curtailment | C&I Curtailment-Turnkey-Other | Large General | Services | Winter Morning | % of Load | 1 | 2033 | 4.5508e-05
ENS | Alternate Scenario | C&I Curtailment | C&I Curtailment-Turnkey-Manual HVAC Control | Large General | Miscellaneous | Winter Evening | % of Load | 1 | 2033 | 0.0007688
ENS | Alternate Scenario | C&I Curtailment | C&I Curtailment-Turnkey-Manual HVAC Control | Large General | Retail Trade | Winter Evening | % of Load | 1 | 2033 | 3.2054e-05
ENS | Alternate Scenario | C&I Curtailment | C&I Curtailment-Turnkey-Manual HVAC Control | Large General | Services | Winter Evening | % of Load | 1 | 2033 | 5.1331e-05
ENS | Alternate Scenario | C&I Curtailment | C&I Curtailment-Turnkey-Auto-DR HVAC Control | Large General | Miscellaneous | Winter Evening | % of Load | 1 | 2033 | 0.00011912
ENS | Alternate Scenario | C&I Curtailment | C&I Curtailment-Turnkey-Auto-DR HVAC Control | Large General | Retail Trade | Winter Evening | % of Load | 1 | 2033 | 4.9664e-06
ENS | Alternate Scenario | C&I Curtailment | C&I Curtailment-Turnkey-Auto-DR HVAC Control | Large General | Services | Winter Evening | % of Load | 1 | 2033 | 7.9531e-06
ENS | Alternate Scenario | C&I Curtailment | C&I Curtailment-Turnkey-Standard Lighting Control | Large General | Miscellaneous | Winter Evening | % of Load | 1 | 2033 | 0.00033234
ENS | Alternate Scenario | C&I Curtailment | C&I Curtailment-Turnkey-Standard Lighting Control | Large General | Retail Trade | Winter Evening | % of Load | 1 | 2033 | 1.2687e-05
ENS | Alternate Scenario | C&I Curtailment | C&I Curtailment-Turnkey-Standard Lighting Control | Large General | Services | Winter Evening | % of Load | 1 | 2033 | 2.0317e-05
ENS | Alternate Scenario | C&I Curtailment | C&I Curtailment-Turnkey-Water Heating Control | Large General | Miscellaneous | Winter Evening | % of Load | 1 | 2033 | 1.6877e-05
ENS | Alternate Scenario | C&I Curtailment | C&I Curtailment-Turnkey-Water Heating Control | Large General | Retail Trade | Winter Evening | % of Load | 1 | 2033 | 2.1144e-06
ENS | Alternate Scenario | C&I Curtailment | C&I Curtailment-Turnkey-Water Heating Control | Large General | Services | Winter Evening | % of Load | 1 | 2033 | 3.386e-06
ENS | Alternate Scenario | C&I Curtailment | C&I Curtailment-Turnkey-Other | Large General | Miscellaneous | Winter Evening | % of Load | 1 | 2033 | 0.00036073
ENS | Alternate Scenario | C&I Curtailment | C&I Curtailment-Turnkey-Other | Large General | Retail Trade | Winter Evening | % of Load | 1 | 2033 | 2.1619e-05
ENS | Alternate Scenario | C&I Curtailment | C&I Curtailment-Turnkey-Other | Large General | Services | Winter Evening | % of Load | 1 | 2033 | 3.4621e-05
ENS | Alternate Scenario | C&I Curtailment | C&I Curtailment-Turnkey-Manual HVAC Control | Small Industrial | Miscellaneous | Winter Morning | % of Load | 1 | 2033 | 0.00016951
ENS | Alternate Scenario | C&I Curtailment | C&I Curtailment-Turnkey-Manual HVAC Control | Small Industrial | Offices | Winter Morning | % of Load | 1 | 2033 | 2.1722e-06
ENS | Alternate Scenario | C&I Curtailment | C&I Curtailment-Turnkey-Manual HVAC Control | Small Industrial | Retail Trade | Winter Morning | % of Load | 1 | 2033 | 7.1596e-06
ENS | Alternate Scenario | C&I Curtailment | C&I Curtailment-Turnkey-Manual HVAC Control | Small Industrial | Services | Winter Morning | % of Load | 1 | 2033 | 2.2619e-06
ENS | Alternate Scenario | C&I Curtailment | C&I Curtailment-Turnkey-Auto-DR HVAC Control | Small Industrial | Miscellaneous | Winter Morning | % of Load | 1 | 2033 | 2.6263e-05
ENS | Alternate Scenario | C&I Curtailment | C&I Curtailment-Turnkey-Auto-DR HVAC Control | Small Industrial | Offices | Winter Morning | % of Load | 1 | 2033 | 3.3656e-07
ENS | Alternate Scenario | C&I Curtailment | C&I Curtailment-Turnkey-Auto-DR HVAC Control | Small Industrial | Retail Trade | Winter Morning | % of Load | 1 | 2033 | 1.1093e-06
ENS | Alternate Scenario | C&I Curtailment | C&I Curtailment-Turnkey-Auto-DR HVAC Control | Small Industrial | Services | Winter Morning | % of Load | 1 | 2033 | 3.5045e-07
ENS | Alternate Scenario | C&I Curtailment | C&I Curtailment-Turnkey-Standard Lighting Control | Small Industrial | Miscellaneous | Winter Morning | % of Load | 1 | 2033 | 5.2448e-05
ENS | Alternate Scenario | C&I Curtailment | C&I Curtailment-Turnkey-Standard Lighting Control | Small Industrial | Offices | Winter Morning | % of Load | 1 | 2033 | 2.8318e-07
ENS | Alternate Scenario | C&I Curtailment | C&I Curtailment-Turnkey-Standard Lighting Control | Small Industrial | Retail Trade | Winter Morning | % of Load | 1 | 2033 | 3.0985e-06
ENS | Alternate Scenario | C&I Curtailment | C&I Curtailment-Turnkey-Standard Lighting Control | Small Industrial | Services | Winter Morning | % of Load | 1 | 2033 | 9.789e-07
ENS | Alternate Scenario | C&I Curtailment | C&I Curtailment-Turnkey-Water Heating Control | Small Industrial | Miscellaneous | Winter Morning | % of Load | 1 | 2033 | 4.4281e-06
ENS | Alternate Scenario | C&I Curtailment | C&I Curtailment-Turnkey-Water Heating Control | Small Industrial | Offices | Winter Morning | % of Load | 1 | 2033 | 2.2445e-08
ENS | Alternate Scenario | C&I Curtailment | C&I Curtailment-Turnkey-Water Heating Control | Small Industrial | Retail Trade | Winter Morning | % of Load | 1 | 2033 | 4.2771e-07
ENS | Alternate Scenario | C&I Curtailment | C&I Curtailment-Turnkey-Water Heating Control | Small Industrial | Services | Winter Morning | % of Load | 1 | 2033 | 1.3512e-07
ENS | Alternate Scenario | C&I Curtailment | C&I Curtailment-Turnkey-Other | Small Industrial | Miscellaneous | Winter Morning | % of Load | 1 | 2033 | 6.7908e-05
ENS | Alternate Scenario | C&I Curtailment | C&I Curtailment-Turnkey-Other | Small Industrial | Offices | Winter Morning | % of Load | 1 | 2033 | 4.2374e-07
ENS | Alternate Scenario | C&I Curtailment | C&I Curtailment-Turnkey-Other | Small Industrial | Retail Trade | Winter Morning | % of Load | 1 | 2033 | 4.6981e-06
ENS | Alternate Scenario | C&I Curtailment | C&I Curtailment-Turnkey-Other | Small Industrial | Services | Winter Morning | % of Load | 1 | 2033 | 1.4843e-06
ENS | Alternate Scenario | C&I Curtailment | C&I Curtailment-Turnkey-Industrial | Small Industrial | Manufacturing | Winter Morning | % of Load | 1 | 2033 | 1.6142e-05
ENS | Alternate Scenario | C&I Curtailment | C&I Curtailment-Turnkey-Manual HVAC Control | Small Industrial | Miscellaneous | Winter Evening | % of Load | 1 | 2033 | 0.0002058
ENS | Alternate Scenario | C&I Curtailment | C&I Curtailment-Turnkey-Manual HVAC Control | Small Industrial | Offices | Winter Evening | % of Load | 1 | 2033 | 2.6373e-06
ENS | Alternate Scenario | C&I Curtailment | C&I Curtailment-Turnkey-Manual HVAC Control | Small Industrial | Retail Trade | Winter Evening | % of Load | 1 | 2033 | 8.6926e-06
ENS | Alternate Scenario | C&I Curtailment | C&I Curtailment-Turnkey-Manual HVAC Control | Small Industrial | Services | Winter Evening | % of Load | 1 | 2033 | 2.7462e-06
ENS | Alternate Scenario | C&I Curtailment | C&I Curtailment-Turnkey-Auto-DR HVAC Control | Small Industrial | Miscellaneous | Winter Evening | % of Load | 1 | 2033 | 3.1887e-05
ENS | Alternate Scenario | C&I Curtailment | C&I Curtailment-Turnkey-Auto-DR HVAC Control | Small Industrial | Offices | Winter Evening | % of Load | 1 | 2033 | 4.0862e-07
ENS | Alternate Scenario | C&I Curtailment | C&I Curtailment-Turnkey-Auto-DR HVAC Control | Small Industrial | Retail Trade | Winter Evening | % of Load | 1 | 2033 | 1.3468e-06
ENS | Alternate Scenario | C&I Curtailment | C&I Curtailment-Turnkey-Auto-DR HVAC Control | Small Industrial | Services | Winter Evening | % of Load | 1 | 2033 | 4.2549e-07
ENS | Alternate Scenario | C&I Curtailment | C&I Curtailment-Turnkey-Standard Lighting Control | Small Industrial | Miscellaneous | Winter Evening | % of Load | 1 | 2033 | 6.3679e-05
ENS | Alternate Scenario | C&I Curtailment | C&I Curtailment-Turnkey-Standard Lighting Control | Small Industrial | Offices | Winter Evening | % of Load | 1 | 2033 | 3.4381e-07
ENS | Alternate Scenario | C&I Curtailment | C&I Curtailment-Turnkey-Standard Lighting Control | Small Industrial | Retail Trade | Winter Evening | % of Load | 1 | 2033 | 3.7619e-06
ENS | Alternate Scenario | C&I Curtailment | C&I Curtailment-Turnkey-Standard Lighting Control | Small Industrial | Services | Winter Evening | % of Load | 1 | 2033 | 1.1885e-06
ENS | Alternate Scenario | C&I Curtailment | C&I Curtailment-Turnkey-Water Heating Control | Small Industrial | Miscellaneous | Winter Evening | % of Load | 1 | 2033 | 5.3763e-06
ENS | Alternate Scenario | C&I Curtailment | C&I Curtailment-Turnkey-Water Heating Control | Small Industrial | Offices | Winter Evening | % of Load | 1 | 2033 | 2.7251e-08
ENS | Alternate Scenario | C&I Curtailment | C&I Curtailment-Turnkey-Water Heating Control | Small Industrial | Retail Trade | Winter Evening | % of Load | 1 | 2033 | 5.1929e-07
ENS | Alternate Scenario | C&I Curtailment | C&I Curtailment-Turnkey-Water Heating Control | Small Industrial | Services | Winter Evening | % of Load | 1 | 2033 | 1.6406e-07
ENS | Alternate Scenario | C&I Curtailment | C&I Curtailment-Turnkey-Other | Small Industrial | Miscellaneous | Winter Evening | % of Load | 1 | 2033 | 8.2448e-05
ENS | Alternate Scenario | C&I Curtailment | C&I Curtailment-Turnkey-Other | Small Industrial | Offices | Winter Evening | % of Load | 1 | 2033 | 5.1448e-07
ENS | Alternate Scenario | C&I Curtailment | C&I Curtailment-Turnkey-Other | Small Industrial | Retail Trade | Winter Evening | % of Load | 1 | 2033 | 5.7041e-06
ENS | Alternate Scenario | C&I Curtailment | C&I Curtailment-Turnkey-Other | Small Industrial | Services | Winter Evening | % of Load | 1 | 2033 | 1.8021e-06
ENS | Alternate Scenario | C&I Curtailment | C&I Curtailment-Turnkey-Industrial | Small Industrial | Manufacturing | Winter Evening | % of Load | 1 | 2033 | 1.9598e-05
ENS | Alternate Scenario | C&I Curtailment | C&I Curtailment-Turnkey-Manual HVAC Control | Medium Industrial | Miscellaneous | Winter Morning | % of Load | 1 | 2033 | 0.0032306
ENS | Alternate Scenario | C&I Curtailment | C&I Curtailment-Turnkey-Manual HVAC Control | Medium Industrial | Offices | Winter Morning | % of Load | 1 | 2033 | 5.2114e-05
ENS | Alternate Scenario | C&I Curtailment | C&I Curtailment-Turnkey-Manual HVAC Control | Medium Industrial | Retail Trade | Winter Morning | % of Load | 1 | 2033 | 0.00071387
ENS | Alternate Scenario | C&I Curtailment | C&I Curtailment-Turnkey-Manual HVAC Control | Medium Industrial | Services | Winter Morning | % of Load | 1 | 2033 | 3.2872e-05
ENS | Alternate Scenario | C&I Curtailment | C&I Curtailment-Turnkey-Auto-DR HVAC Control | Medium Industrial | Miscellaneous | Winter Morning | % of Load | 1 | 2033 | 0.00050055
ENS | Alternate Scenario | C&I Curtailment | C&I Curtailment-Turnkey-Auto-DR HVAC Control | Medium Industrial | Offices | Winter Morning | % of Load | 1 | 2033 | 8.0744e-06
ENS | Alternate Scenario | C&I Curtailment | C&I Curtailment-Turnkey-Auto-DR HVAC Control | Medium Industrial | Retail Trade | Winter Morning | % of Load | 1 | 2033 | 0.00011061
ENS | Alternate Scenario | C&I Curtailment | C&I Curtailment-Turnkey-Auto-DR HVAC Control | Medium Industrial | Services | Winter Morning | % of Load | 1 | 2033 | 5.0931e-06
ENS | Alternate Scenario | C&I Curtailment | C&I Curtailment-Turnkey-Standard Lighting Control | Medium Industrial | Miscellaneous | Winter Morning | % of Load | 1 | 2033 | 0.0009996
ENS | Alternate Scenario | C&I Curtailment | C&I Curtailment-Turnkey-Standard Lighting Control | Medium Industrial | Offices | Winter Morning | % of Load | 1 | 2033 | 6.7938e-06
ENS | Alternate Scenario | C&I Curtailment | C&I Curtailment-Turnkey-Standard Lighting Control | Medium Industrial | Retail Trade | Winter Morning | % of Load | 1 | 2033 | 0.00030895
ENS | Alternate Scenario | C&I Curtailment | C&I Curtailment-Turnkey-Standard Lighting Control | Medium Industrial | Services | Winter Morning | % of Load | 1 | 2033 | 1.4226e-05
ENS | Alternate Scenario | C&I Curtailment | C&I Curtailment-Turnkey-Water Heating Control | Medium Industrial | Miscellaneous | Winter Morning | % of Load | 1 | 2033 | 8.4394e-05
ENS | Alternate Scenario | C&I Curtailment | C&I Curtailment-Turnkey-Water Heating Control | Medium Industrial | Offices | Winter Morning | % of Load | 1 | 2033 | 5.3848e-07
ENS | Alternate Scenario | C&I Curtailment | C&I Curtailment-Turnkey-Water Heating Control | Medium Industrial | Retail Trade | Winter Morning | % of Load | 1 | 2033 | 4.2646e-05
ENS | Alternate Scenario | C&I Curtailment | C&I Curtailment-Turnkey-Water Heating Control | Medium Industrial | Services | Winter Morning | % of Load | 1 | 2033 | 1.9637e-06
ENS | Alternate Scenario | C&I Curtailment | C&I Curtailment-Turnkey-Other | Medium Industrial | Miscellaneous | Winter Morning | % of Load | 1 | 2033 | 0.0012942
ENS | Alternate Scenario | C&I Curtailment | C&I Curtailment-Turnkey-Other | Medium Industrial | Offices | Winter Morning | % of Load | 1 | 2033 | 1.0166e-05
ENS | Alternate Scenario | C&I Curtailment | C&I Curtailment-Turnkey-Other | Medium Industrial | Retail Trade | Winter Morning | % of Load | 1 | 2033 | 0.00046844
ENS | Alternate Scenario | C&I Curtailment | C&I Curtailment-Turnkey-Other | Medium Industrial | Services | Winter Morning | % of Load | 1 | 2033 | 2.157e-05
ENS | Alternate Scenario | C&I Curtailment | C&I Curtailment-Turnkey-Manual HVAC Control | Medium Industrial | Miscellaneous | Winter Evening | % of Load | 1 | 2033 | 0.002764
ENS | Alternate Scenario | C&I Curtailment | C&I Curtailment-Turnkey-Manual HVAC Control | Medium Industrial | Offices | Winter Evening | % of Load | 1 | 2033 | 4.4586e-05
ENS | Alternate Scenario | C&I Curtailment | C&I Curtailment-Turnkey-Manual HVAC Control | Medium Industrial | Retail Trade | Winter Evening | % of Load | 1 | 2033 | 0.00061076
ENS | Alternate Scenario | C&I Curtailment | C&I Curtailment-Turnkey-Manual HVAC Control | Medium Industrial | Services | Winter Evening | % of Load | 1 | 2033 | 2.8124e-05
ENS | Alternate Scenario | C&I Curtailment | C&I Curtailment-Turnkey-Auto-DR HVAC Control | Medium Industrial | Miscellaneous | Winter Evening | % of Load | 1 | 2033 | 0.00042825
ENS | Alternate Scenario | C&I Curtailment | C&I Curtailment-Turnkey-Auto-DR HVAC Control | Medium Industrial | Offices | Winter Evening | % of Load | 1 | 2033 | 6.9081e-06
ENS | Alternate Scenario | C&I Curtailment | C&I Curtailment-Turnkey-Auto-DR HVAC Control | Medium Industrial | Retail Trade | Winter Evening | % of Load | 1 | 2033 | 9.4629e-05
ENS | Alternate Scenario | C&I Curtailment | C&I Curtailment-Turnkey-Auto-DR HVAC Control | Medium Industrial | Services | Winter Evening | % of Load | 1 | 2033 | 4.3574e-06
ENS | Alternate Scenario | C&I Curtailment | C&I Curtailment-Turnkey-Standard Lighting Control | Medium Industrial | Miscellaneous | Winter Evening | % of Load | 1 | 2033 | 0.00085522
ENS | Alternate Scenario | C&I Curtailment | C&I Curtailment-Turnkey-Standard Lighting Control | Medium Industrial | Offices | Winter Evening | % of Load | 1 | 2033 | 5.8125e-06
ENS | Alternate Scenario | C&I Curtailment | C&I Curtailment-Turnkey-Standard Lighting Control | Medium Industrial | Retail Trade | Winter Evening | % of Load | 1 | 2033 | 0.00026432
ENS | Alternate Scenario | C&I Curtailment | C&I Curtailment-Turnkey-Standard Lighting Control | Medium Industrial | Services | Winter Evening | % of Load | 1 | 2033 | 1.2171e-05
ENS | Alternate Scenario | C&I Curtailment | C&I Curtailment-Turnkey-Water Heating Control | Medium Industrial | Miscellaneous | Winter Evening | % of Load | 1 | 2033 | 7.2204e-05
ENS | Alternate Scenario | C&I Curtailment | C&I Curtailment-Turnkey-Water Heating Control | Medium Industrial | Offices | Winter Evening | % of Load | 1 | 2033 | 4.607e-07
ENS | Alternate Scenario | C&I Curtailment | C&I Curtailment-Turnkey-Water Heating Control | Medium Industrial | Retail Trade | Winter Evening | % of Load | 1 | 2033 | 3.6486e-05
ENS | Alternate Scenario | C&I Curtailment | C&I Curtailment-Turnkey-Water Heating Control | Medium Industrial | Services | Winter Evening | % of Load | 1 | 2033 | 1.6801e-06
ENS | Alternate Scenario | C&I Curtailment | C&I Curtailment-Turnkey-Other | Medium Industrial | Miscellaneous | Winter Evening | % of Load | 1 | 2033 | 0.0011073
ENS | Alternate Scenario | C&I Curtailment | C&I Curtailment-Turnkey-Other | Medium Industrial | Offices | Winter Evening | % of Load | 1 | 2033 | 8.6977e-06
ENS | Alternate Scenario | C&I Curtailment | C&I Curtailment-Turnkey-Other | Medium Industrial | Retail Trade | Winter Evening | % of Load | 1 | 2033 | 0.00040078
ENS | Alternate Scenario | C&I Curtailment | C&I Curtailment-Turnkey-Other | Medium Industrial | Services | Winter Evening | % of Load | 1 | 2033 | 1.8455e-05
ENS | Alternate Scenario | C&I Curtailment | C&I Curtailment-Turnkey-Manual HVAC Control | Large Industrial | Miscellaneous | Winter Morning | % of Load | 1 | 2033 | 6.6439e-05
ENS | Alternate Scenario | C&I Curtailment | C&I Curtailment-Turnkey-Auto-DR HVAC Control | Large Industrial | Miscellaneous | Winter Morning | % of Load | 1 | 2033 | 1.0294e-05
ENS | Alternate Scenario | C&I Curtailment | C&I Curtailment-Turnkey-Standard Lighting Control | Large Industrial | Miscellaneous | Winter Morning | % of Load | 1 | 2033 | 2.8721e-05
ENS | Alternate Scenario | C&I Curtailment | C&I Curtailment-Turnkey-Water Heating Control | Large Industrial | Miscellaneous | Winter Morning | % of Load | 1 | 2033 | 1.4585e-06
ENS | Alternate Scenario | C&I Curtailment | C&I Curtailment-Turnkey-Other | Large Industrial | Miscellaneous | Winter Morning | % of Load | 1 | 2033 | 3.1174e-05
ENS | Alternate Scenario | C&I Curtailment | C&I Curtailment-Turnkey-Industrial | Large Industrial | Manufacturing | Winter Morning | % of Load | 1 | 2033 | 6.0842e-06
ENS | Alternate Scenario | C&I Curtailment | C&I Curtailment-Turnkey-Manual HVAC Control | Large Industrial | Miscellaneous | Winter Evening | % of Load | 1 | 2033 | 5.8411e-05
ENS | Alternate Scenario | C&I Curtailment | C&I Curtailment-Turnkey-Auto-DR HVAC Control | Large Industrial | Miscellaneous | Winter Evening | % of Load | 1 | 2033 | 9.0501e-06
ENS | Alternate Scenario | C&I Curtailment | C&I Curtailment-Turnkey-Standard Lighting Control | Large Industrial | Miscellaneous | Winter Evening | % of Load | 1 | 2033 | 2.525e-05
ENS | Alternate Scenario | C&I Curtailment | C&I Curtailment-Turnkey-Water Heating Control | Large Industrial | Miscellaneous | Winter Evening | % of Load | 1 | 2033 | 1.2823e-06
ENS | Alternate Scenario | C&I Curtailment | C&I Curtailment-Turnkey-Other | Large Industrial | Miscellaneous | Winter Evening | % of Load | 1 | 2033 | 2.7407e-05
ENS | Alternate Scenario | C&I Curtailment | C&I Curtailment-Turnkey-Industrial | Large Industrial | Manufacturing | Winter Evening | % of Load | 1 | 2033 | 5.349e-06
ENS | Alternate Scenario | C&I Loadshift to BUGs | C&I Loadshift to BUGs | Large General | Miscellaneous | Winter Morning | % of Load | 1 | 2033 | 0.0022579
ENS | Alternate Scenario | C&I Loadshift to BUGs | C&I Loadshift to BUGs | Large General | Miscellaneous | Winter Evening | % of Load | 1 | 2033 | 0.0017177
ENS | Alternate Scenario | C&I Loadshift to BUGs | C&I Loadshift to BUGs | Small Industrial | Miscellaneous | Winter Morning | % of Load | 1 | 2033 | 0.0006341
ENS | Alternate Scenario | C&I Loadshift to BUGs | C&I Loadshift to BUGs | Small Industrial | Miscellaneous | Winter Evening | % of Load | 1 | 2033 | 0.00076988
ENS | Alternate Scenario | C&I Loadshift to BUGs | C&I Loadshift to BUGs | Medium Industrial | Manufacturing | Winter Morning | % of Load | 1 | 2033 | 0.00043829
ENS | Alternate Scenario | C&I Loadshift to BUGs | C&I Loadshift to BUGs | Medium Industrial | Miscellaneous | Winter Morning | % of Load | 1 | 2033 | 0.0019022
ENS | Alternate Scenario | C&I Loadshift to BUGs | C&I Loadshift to BUGs | Medium Industrial | Manufacturing | Winter Evening | % of Load | 1 | 2033 | 0.00037498
ENS | Alternate Scenario | C&I Loadshift to BUGs | C&I Loadshift to BUGs | Medium Industrial | Miscellaneous | Winter Evening | % of Load | 1 | 2033 | 0.0016274
ENS | Alternate Scenario | Dynamic Pricing | Dynamic Pricing with enabling tech. | Small General | Manufacturing | Winter Morning | % of Load | 1 | 2033 | 5.7033e-06
ENS | Alternate Scenario | Dynamic Pricing | Dynamic Pricing with enabling tech. | Small General | Manufacturing | Winter Evening | % of Load | 1 | 2033 | 5.855e-06
ENS | Alternate Scenario | Dynamic Pricing | Dynamic Pricing with enabling tech. | Residential Charitable | Residential LI | Winter Morning | % of Load | 1 | 2033 | 0.0025277
ENS | Alternate Scenario | Dynamic Pricing | Dynamic Pricing with enabling tech. | Residential Charitable | Residential Market Rate | Winter Morning | % of Load | 1 | 2033 | 0.014437
ENS | Alternate Scenario | Dynamic Pricing | Dynamic Pricing with enabling tech. | Residential Charitable | Residential LI | Winter Evening | % of Load | 1 | 2033 | 0.002545
ENS | Alternate Scenario | Dynamic Pricing | Dynamic Pricing with enabling tech. | Residential Charitable | Residential Market Rate | Winter Evening | % of Load | 1 | 2033 | 0.014536
ENS | Alternate Scenario | Behavioral DR | Behavioral DR | Residential Charitable | Residential LI | Winter Morning | % of Load | 1 | 2033 | 0.00030155
ENS | Alternate Scenario | Behavioral DR | Behavioral DR | Residential Charitable | Residential Market Rate | Winter Morning | % of Load | 1 | 2033 | 0.0017223
ENS | Alternate Scenario | Behavioral DR | Behavioral DR | Residential Charitable | Residential LI | Winter Evening | % of Load | 1 | 2033 | 0.00030361
ENS | Alternate Scenario | Behavioral DR | Behavioral DR | Residential Charitable | Residential Market Rate | Winter Evening | % of Load | 1 | 2033 | 0.0017341
ENS | Alternate Scenario | Time-of-Use Rates (TOU) | Time-of-Use Rates (TOU) | Residential Charitable | Residential LI | Winter Morning | % of Load | 0 | 2033 | 0.00026386
ENS | Alternate Scenario | Time-of-Use Rates (TOU) | Time-of-Use Rates (TOU) | Residential Charitable | Residential Market Rate | Winter Morning | % of Load | 0 | 2033 | 0.001507
ENS | Alternate Scenario | Time-of-Use Rates (TOU) | Time-of-Use Rates (TOU) | Residential Charitable | Residential LI | Winter Evening | % of Load | 0 | 2033 | 0.00026566
ENS | Alternate Scenario | Time-of-Use Rates (TOU) | Time-of-Use Rates (TOU) | Residential Charitable | Residential Market Rate | Winter Evening | % of Load | 0 | 2033 | 0.0015173
ENS | Preferred Plan | DLC-Thermostat | DLC-Thermostat-BYOT-Central Heat Pump | Residential Charitable | Residential LI | Winter Morning | % of Load | 0 | 2025 | 1.3193e-05
ENS | Preferred Plan | DLC-Thermostat | DLC-Thermostat-BYOT-Central Heat Pump | Residential Charitable | Residential Market Rate | Winter Morning | % of Load | 0 | 2025 | 8.0735e-05
ENS | Preferred Plan | DLC-Thermostat | DLC-Thermostat-DI-Baseboard Heating | Residential Charitable | Residential LI | Winter Morning | % of Load | 0 | 2025 | 6.8165e-05
ENS | Preferred Plan | DLC-Thermostat | DLC-Thermostat-DI-Baseboard Heating | Residential Charitable | Residential Market Rate | Winter Morning | % of Load | 0 | 2025 | 0.00064887
ENS | Preferred Plan | DLC-Thermostat | DLC-Thermostat-BYOT-Baseboard Heating | Residential Charitable | Residential LI | Winter Morning | % of Load | 0 | 2025 | 4.7153e-06
ENS | Preferred Plan | DLC-Thermostat | DLC-Thermostat-BYOT-Baseboard Heating | Residential Charitable | Residential Market Rate | Winter Morning | % of Load | 0 | 2025 | 4.4885e-05
ENS | Preferred Plan | DLC-Thermostat | DLC-Thermostat-DI-MSHP | Residential Charitable | Residential LI | Winter Morning | % of Load | 0 | 2025 | 2.6881e-05
ENS | Preferred Plan | DLC-Thermostat | DLC-Thermostat-DI-MSHP | Residential Charitable | Residential Market Rate | Winter Morning | % of Load | 0 | 2025 | 0.00025588
ENS | Preferred Plan | DLC-Thermostat | DLC-Thermostat-BYOT-MSHP | Residential Charitable | Residential LI | Winter Morning | % of Load | 0 | 2025 | 4.7494e-06
ENS | Preferred Plan | DLC-Thermostat | DLC-Thermostat-BYOT-MSHP | Residential Charitable | Residential Market Rate | Winter Morning | % of Load | 0 | 2025 | 4.521e-05
ENS | Preferred Plan | DLC-Thermostat | DLC-Thermostat-BYOT-Central Heat Pump | Residential Charitable | Residential LI | Winter Evening | % of Load | 0 | 2025 | 1.1712e-05
ENS | Preferred Plan | DLC-Thermostat | DLC-Thermostat-BYOT-Central Heat Pump | Residential Charitable | Residential Market Rate | Winter Evening | % of Load | 0 | 2025 | 7.1669e-05
ENS | Preferred Plan | DLC-Thermostat | DLC-Thermostat-DI-Baseboard Heating | Residential Charitable | Residential LI | Winter Evening | % of Load | 0 | 2025 | 6.0511e-05
ENS | Preferred Plan | DLC-Thermostat | DLC-Thermostat-DI-Baseboard Heating | Residential Charitable | Residential Market Rate | Winter Evening | % of Load | 0 | 2025 | 0.00057601
ENS | Preferred Plan | DLC-Thermostat | DLC-Thermostat-BYOT-Baseboard Heating | Residential Charitable | Residential LI | Winter Evening | % of Load | 0 | 2025 | 4.1859e-06
ENS | Preferred Plan | DLC-Thermostat | DLC-Thermostat-BYOT-Baseboard Heating | Residential Charitable | Residential Market Rate | Winter Evening | % of Load | 0 | 2025 | 3.9845e-05
ENS | Preferred Plan | DLC-Thermostat | DLC-Thermostat-DI-MSHP | Residential Charitable | Residential LI | Winter Evening | % of Load | 0 | 2025 | 2.3863e-05
ENS | Preferred Plan | DLC-Thermostat | DLC-Thermostat-DI-MSHP | Residential Charitable | Residential Market Rate | Winter Evening | % of Load | 0 | 2025 | 0.00022715
ENS | Preferred Plan | DLC-Thermostat | DLC-Thermostat-BYOT-MSHP | Residential Charitable | Residential LI | Winter Evening | % of Load | 0 | 2025 | 4.2161e-06
ENS | Preferred Plan | DLC-Thermostat | DLC-Thermostat-BYOT-MSHP | Residential Charitable | Residential Market Rate | Winter Evening | % of Load | 0 | 2025 | 4.0133e-05
ENS | Preferred Plan | DLC-Water Heating | DLC-Switch-Water Heating | Residential Charitable | Residential LI | Winter Morning | % of Load | 0 | 2025 | 1.8739e-05
ENS | Preferred Plan | DLC-Water Heating | DLC-Switch-Water Heating | Residential Charitable | Residential Market Rate | Winter Morning | % of Load | 0 | 2025 | 0.00021405
ENS | Preferred Plan | DLC-Water Heating | DLC-Switch-Water Heating | Residential Charitable | Residential LI | Winter Evening | % of Load | 0 | 2025 | 1.406e-05
ENS | Preferred Plan | DLC-Water Heating | DLC-Switch-Water Heating | Residential Charitable | Residential Market Rate | Winter Evening | % of Load | 0 | 2025 | 0.0001606
ENS | Preferred Plan | C&I Curtailment | C&I Curtailment-Turnkey-Manual HVAC Control | General | Miscellaneous | Winter Morning | % of Load | 1 | 2025 | 0.00053608
ENS | Preferred Plan | C&I Curtailment | C&I Curtailment-Turnkey-Manual HVAC Control | General | Offices | Winter Morning | % of Load | 1 | 2025 | 3.5194e-05
ENS | Preferred Plan | C&I Curtailment | C&I Curtailment-Turnkey-Manual HVAC Control | General | Retail Trade | Winter Morning | % of Load | 1 | 2025 | 0.00012638
ENS | Preferred Plan | C&I Curtailment | C&I Curtailment-Turnkey-Manual HVAC Control | General | Services | Winter Morning | % of Load | 1 | 2025 | 8.1695e-05
ENS | Preferred Plan | C&I Curtailment | C&I Curtailment-Turnkey-Auto-DR HVAC Control | General | Miscellaneous | Winter Morning | % of Load | 1 | 2025 | 1.3503e-05
ENS | Preferred Plan | C&I Curtailment | C&I Curtailment-Turnkey-Auto-DR HVAC Control | General | Offices | Winter Morning | % of Load | 1 | 2025 | 8.8647e-07
ENS | Preferred Plan | C&I Curtailment | C&I Curtailment-Turnkey-Auto-DR HVAC Control | General | Retail Trade | Winter Morning | % of Load | 1 | 2025 | 3.1832e-06
ENS | Preferred Plan | C&I Curtailment | C&I Curtailment-Turnkey-Auto-DR HVAC Control | General | Services | Winter Morning | % of Load | 1 | 2025 | 2.0578e-06
ENS | Preferred Plan | C&I Curtailment | C&I Curtailment-Turnkey-Standard Lighting Control | General | Miscellaneous | Winter Morning | % of Load | 1 | 2025 | 0.00022729
ENS | Preferred Plan | C&I Curtailment | C&I Curtailment-Turnkey-Standard Lighting Control | General | Offices | Winter Morning | % of Load | 1 | 2025 | 4.8374e-06
ENS | Preferred Plan | C&I Curtailment | C&I Curtailment-Turnkey-Standard Lighting Control | General | Retail Trade | Winter Morning | % of Load | 1 | 2025 | 5.2901e-05
ENS | Preferred Plan | C&I Curtailment | C&I Curtailment-Turnkey-Standard Lighting Control | General | Services | Winter Morning | % of Load | 1 | 2025 | 3.4219e-05
ENS | Preferred Plan | C&I Curtailment | C&I Curtailment-Turnkey-Water Heating Control | General | Miscellaneous | Winter Morning | % of Load | 1 | 2025 | 1.3114e-05
ENS | Preferred Plan | C&I Curtailment | C&I Curtailment-Turnkey-Water Heating Control | General | Offices | Winter Morning | % of Load | 1 | 2025 | 3.5367e-07
ENS | Preferred Plan | C&I Curtailment | C&I Curtailment-Turnkey-Water Heating Control | General | Retail Trade | Winter Morning | % of Load | 1 | 2025 | 6.9308e-06
ENS | Preferred Plan | C&I Curtailment | C&I Curtailment-Turnkey-Water Heating Control | General | Services | Winter Morning | % of Load | 1 | 2025 | 4.4781e-06
ENS | Preferred Plan | C&I Curtailment | C&I Curtailment-Turnkey-Other | General | Miscellaneous | Winter Morning | % of Load | 1 | 2025 | 0.0002365
ENS | Preferred Plan | C&I Curtailment | C&I Curtailment-Turnkey-Other | General | Offices | Winter Morning | % of Load | 1 | 2025 | 6.5192e-06
ENS | Preferred Plan | C&I Curtailment | C&I Curtailment-Turnkey-Other | General | Retail Trade | Winter Morning | % of Load | 1 | 2025 | 7.4576e-05
ENS | Preferred Plan | C&I Curtailment | C&I Curtailment-Turnkey-Other | General | Services | Winter Morning | % of Load | 1 | 2025 | 4.8206e-05
ENS | Preferred Plan | C&I Curtailment | C&I Curtailment-Turnkey-Manual HVAC Control | General | Miscellaneous | Winter Evening | % of Load | 1 | 2025 | 0.00055578
ENS | Preferred Plan | C&I Curtailment | C&I Curtailment-Turnkey-Manual HVAC Control | General | Offices | Winter Evening | % of Load | 1 | 2025 | 3.6487e-05
ENS | Preferred Plan | C&I Curtailment | C&I Curtailment-Turnkey-Manual HVAC Control | General | Retail Trade | Winter Evening | % of Load | 1 | 2025 | 0.00013102
ENS | Preferred Plan | C&I Curtailment | C&I Curtailment-Turnkey-Manual HVAC Control | General | Services | Winter Evening | % of Load | 1 | 2025 | 8.4696e-05
ENS | Preferred Plan | C&I Curtailment | C&I Curtailment-Turnkey-Auto-DR HVAC Control | General | Miscellaneous | Winter Evening | % of Load | 1 | 2025 | 1.3999e-05
ENS | Preferred Plan | C&I Curtailment | C&I Curtailment-Turnkey-Auto-DR HVAC Control | General | Offices | Winter Evening | % of Load | 1 | 2025 | 9.1904e-07
ENS | Preferred Plan | C&I Curtailment | C&I Curtailment-Turnkey-Auto-DR HVAC Control | General | Retail Trade | Winter Evening | % of Load | 1 | 2025 | 3.3001e-06
ENS | Preferred Plan | C&I Curtailment | C&I Curtailment-Turnkey-Auto-DR HVAC Control | General | Services | Winter Evening | % of Load | 1 | 2025 | 2.1334e-06
ENS | Preferred Plan | C&I Curtailment | C&I Curtailment-Turnkey-Standard Lighting Control | General | Miscellaneous | Winter Evening | % of Load | 1 | 2025 | 0.00023564
ENS | Preferred Plan | C&I Curtailment | C&I Curtailment-Turnkey-Standard Lighting Control | General | Offices | Winter Evening | % of Load | 1 | 2025 | 5.0151e-06
ENS | Preferred Plan | C&I Curtailment | C&I Curtailment-Turnkey-Standard Lighting Control | General | Retail Trade | Winter Evening | % of Load | 1 | 2025 | 5.4844e-05
ENS | Preferred Plan | C&I Curtailment | C&I Curtailment-Turnkey-Standard Lighting Control | General | Services | Winter Evening | % of Load | 1 | 2025 | 3.5477e-05
ENS | Preferred Plan | C&I Curtailment | C&I Curtailment-Turnkey-Water Heating Control | General | Miscellaneous | Winter Evening | % of Load | 1 | 2025 | 1.3596e-05
ENS | Preferred Plan | C&I Curtailment | C&I Curtailment-Turnkey-Water Heating Control | General | Offices | Winter Evening | % of Load | 1 | 2025 | 3.6666e-07
ENS | Preferred Plan | C&I Curtailment | C&I Curtailment-Turnkey-Water Heating Control | General | Retail Trade | Winter Evening | % of Load | 1 | 2025 | 7.1854e-06
ENS | Preferred Plan | C&I Curtailment | C&I Curtailment-Turnkey-Water Heating Control | General | Services | Winter Evening | % of Load | 1 | 2025 | 4.6426e-06
ENS | Preferred Plan | C&I Curtailment | C&I Curtailment-Turnkey-Other | General | Miscellaneous | Winter Evening | % of Load | 1 | 2025 | 0.00024519
ENS | Preferred Plan | C&I Curtailment | C&I Curtailment-Turnkey-Other | General | Offices | Winter Evening | % of Load | 1 | 2025 | 6.7587e-06
ENS | Preferred Plan | C&I Curtailment | C&I Curtailment-Turnkey-Other | General | Retail Trade | Winter Evening | % of Load | 1 | 2025 | 7.7315e-05
ENS | Preferred Plan | C&I Curtailment | C&I Curtailment-Turnkey-Other | General | Services | Winter Evening | % of Load | 1 | 2025 | 4.9976e-05
ENS | Preferred Plan | C&I Curtailment | C&I Curtailment-Turnkey-Manual HVAC Control | Large General | Miscellaneous | Winter Morning | % of Load | 1 | 2025 | 0.0004284
ENS | Preferred Plan | C&I Curtailment | C&I Curtailment-Turnkey-Manual HVAC Control | Large General | Retail Trade | Winter Morning | % of Load | 1 | 2025 | 1.8515e-05
ENS | Preferred Plan | C&I Curtailment | C&I Curtailment-Turnkey-Manual HVAC Control | Large General | Services | Winter Morning | % of Load | 1 | 2025 | 2.9649e-05
ENS | Preferred Plan | C&I Curtailment | C&I Curtailment-Turnkey-Auto-DR HVAC Control | Large General | Miscellaneous | Winter Morning | % of Load | 1 | 2025 | 1.0791e-05
ENS | Preferred Plan | C&I Curtailment | C&I Curtailment-Turnkey-Auto-DR HVAC Control | Large General | Retail Trade | Winter Morning | % of Load | 1 | 2025 | 4.6635e-07
ENS | Preferred Plan | C&I Curtailment | C&I Curtailment-Turnkey-Auto-DR HVAC Control | Large General | Services | Winter Morning | % of Load | 1 | 2025 | 7.4681e-07
ENS | Preferred Plan | C&I Curtailment | C&I Curtailment-Turnkey-Standard Lighting Control | Large General | Miscellaneous | Winter Morning | % of Load | 1 | 2025 | 0.00018871
ENS | Preferred Plan | C&I Curtailment | C&I Curtailment-Turnkey-Standard Lighting Control | Large General | Retail Trade | Winter Morning | % of Load | 1 | 2025 | 7.7253e-06
ENS | Preferred Plan | C&I Curtailment | C&I Curtailment-Turnkey-Standard Lighting Control | Large General | Services | Winter Morning | % of Load | 1 | 2025 | 1.2371e-05
ENS | Preferred Plan | C&I Curtailment | C&I Curtailment-Turnkey-Water Heating Control | Large General | Miscellaneous | Winter Morning | % of Load | 1 | 2025 | 8.5143e-06
ENS | Preferred Plan | C&I Curtailment | C&I Curtailment-Turnkey-Water Heating Control | Large General | Retail Trade | Winter Morning | % of Load | 1 | 2025 | 1.018e-06
ENS | Preferred Plan | C&I Curtailment | C&I Curtailment-Turnkey-Water Heating Control | Large General | Services | Winter Morning | % of Load | 1 | 2025 | 1.6303e-06
ENS | Preferred Plan | C&I Curtailment | C&I Curtailment-Turnkey-Other | Large General | Miscellaneous | Winter Morning | % of Load | 1 | 2025 | 0.00018416
ENS | Preferred Plan | C&I Curtailment | C&I Curtailment-Turnkey-Other | Large General | Retail Trade | Winter Morning | % of Load | 1 | 2025 | 1.093e-05
ENS | Preferred Plan | C&I Curtailment | C&I Curtailment-Turnkey-Other | Large General | Services | Winter Morning | % of Load | 1 | 2025 | 1.7503e-05
ENS | Preferred Plan | C&I Curtailment | C&I Curtailment-Turnkey-Manual HVAC Control | Large General | Miscellaneous | Winter Evening | % of Load | 1 | 2025 | 0.00032629
ENS | Preferred Plan | C&I Curtailment | C&I Curtailment-Turnkey-Manual HVAC Control | Large General | Retail Trade | Winter Evening | % of Load | 1 | 2025 | 1.4102e-05
ENS | Preferred Plan | C&I Curtailment | C&I Curtailment-Turnkey-Manual HVAC Control | Large General | Services | Winter Evening | % of Load | 1 | 2025 | 2.2582e-05
ENS | Preferred Plan | C&I Curtailment | C&I Curtailment-Turnkey-Auto-DR HVAC Control | Large General | Miscellaneous | Winter Evening | % of Load | 1 | 2025 | 8.2186e-06
ENS | Preferred Plan | C&I Curtailment | C&I Curtailment-Turnkey-Auto-DR HVAC Control | Large General | Retail Trade | Winter Evening | % of Load | 1 | 2025 | 3.552e-07
ENS | Preferred Plan | C&I Curtailment | C&I Curtailment-Turnkey-Auto-DR HVAC Control | Large General | Services | Winter Evening | % of Load | 1 | 2025 | 5.6881e-07
ENS | Preferred Plan | C&I Curtailment | C&I Curtailment-Turnkey-Standard Lighting Control | Large General | Miscellaneous | Winter Evening | % of Load | 1 | 2025 | 0.00014373
ENS | Preferred Plan | C&I Curtailment | C&I Curtailment-Turnkey-Standard Lighting Control | Large General | Retail Trade | Winter Evening | % of Load | 1 | 2025 | 5.8839e-06
ENS | Preferred Plan | C&I Curtailment | C&I Curtailment-Turnkey-Standard Lighting Control | Large General | Services | Winter Evening | % of Load | 1 | 2025 | 9.4224e-06
ENS | Preferred Plan | C&I Curtailment | C&I Curtailment-Turnkey-Water Heating Control | Large General | Miscellaneous | Winter Evening | % of Load | 1 | 2025 | 6.4849e-06
ENS | Preferred Plan | C&I Curtailment | C&I Curtailment-Turnkey-Water Heating Control | Large General | Retail Trade | Winter Evening | % of Load | 1 | 2025 | 7.7539e-07
ENS | Preferred Plan | C&I Curtailment | C&I Curtailment-Turnkey-Water Heating Control | Large General | Services | Winter Evening | % of Load | 1 | 2025 | 1.2417e-06
ENS | Preferred Plan | C&I Curtailment | C&I Curtailment-Turnkey-Other | Large General | Miscellaneous | Winter Evening | % of Load | 1 | 2025 | 0.00014027
ENS | Preferred Plan | C&I Curtailment | C&I Curtailment-Turnkey-Other | Large General | Retail Trade | Winter Evening | % of Load | 1 | 2025 | 8.3247e-06
ENS | Preferred Plan | C&I Curtailment | C&I Curtailment-Turnkey-Other | Large General | Services | Winter Evening | % of Load | 1 | 2025 | 1.3331e-05
ENS | Preferred Plan | C&I Curtailment | C&I Curtailment-Turnkey-Manual HVAC Control | Small Industrial | Miscellaneous | Winter Morning | % of Load | 1 | 2025 | 7.1262e-05
ENS | Preferred Plan | C&I Curtailment | C&I Curtailment-Turnkey-Manual HVAC Control | Small Industrial | Offices | Winter Morning | % of Load | 1 | 2025 | 8.8865e-07
ENS | Preferred Plan | C&I Curtailment | C&I Curtailment-Turnkey-Manual HVAC Control | Small Industrial | Retail Trade | Winter Morning | % of Load | 1 | 2025 | 3.0903e-06
ENS | Preferred Plan | C&I Curtailment | C&I Curtailment-Turnkey-Manual HVAC Control | Small Industrial | Services | Winter Morning | % of Load | 1 | 2025 | 9.7631e-07
ENS | Preferred Plan | C&I Curtailment | C&I Curtailment-Turnkey-Auto-DR HVAC Control | Small Industrial | Miscellaneous | Winter Morning | % of Load | 1 | 2025 | 1.795e-06
ENS | Preferred Plan | C&I Curtailment | C&I Curtailment-Turnkey-Auto-DR HVAC Control | Small Industrial | Offices | Winter Morning | % of Load | 1 | 2025 | 2.2384e-08
ENS | Preferred Plan | C&I Curtailment | C&I Curtailment-Turnkey-Auto-DR HVAC Control | Small Industrial | Retail Trade | Winter Morning | % of Load | 1 | 2025 | 7.784e-08
ENS | Preferred Plan | C&I Curtailment | C&I Curtailment-Turnkey-Auto-DR HVAC Control | Small Industrial | Services | Winter Morning | % of Load | 1 | 2025 | 2.4592e-08
ENS | Preferred Plan | C&I Curtailment | C&I Curtailment-Turnkey-Standard Lighting Control | Small Industrial | Miscellaneous | Winter Morning | % of Load | 1 | 2025 | 2.298e-05
ENS | Preferred Plan | C&I Curtailment | C&I Curtailment-Turnkey-Standard Lighting Control | Small Industrial | Offices | Winter Morning | % of Load | 1 | 2025 | 1.2722e-07
ENS | Preferred Plan | C&I Curtailment | C&I Curtailment-Turnkey-Standard Lighting Control | Small Industrial | Retail Trade | Winter Morning | % of Load | 1 | 2025 | 1.3474e-06
ENS | Preferred Plan | C&I Curtailment | C&I Curtailment-Turnkey-Standard Lighting Control | Small Industrial | Services | Winter Morning | % of Load | 1 | 2025 | 4.2567e-07
ENS | Preferred Plan | C&I Curtailment | C&I Curtailment-Turnkey-Water Heating Control | Small Industrial | Miscellaneous | Winter Morning | % of Load | 1 | 2025 | 1.6739e-06
ENS | Preferred Plan | C&I Curtailment | C&I Curtailment-Turnkey-Water Heating Control | Small Industrial | Offices | Winter Morning | % of Load | 1 | 2025 | 8.769e-09
ENS | Preferred Plan | C&I Curtailment | C&I Curtailment-Turnkey-Water Heating Control | Small Industrial | Retail Trade | Winter Morning | % of Load | 1 | 2025 | 1.6378e-07
ENS | Preferred Plan | C&I Curtailment | C&I Curtailment-Turnkey-Water Heating Control | Small Industrial | Services | Winter Morning | % of Load | 1 | 2025 | 5.1743e-08
ENS | Preferred Plan | C&I Curtailment | C&I Curtailment-Turnkey-Other | Small Industrial | Miscellaneous | Winter Morning | % of Load | 1 | 2025 | 2.6204e-05
ENS | Preferred Plan | C&I Curtailment | C&I Curtailment-Turnkey-Other | Small Industrial | Offices | Winter Morning | % of Load | 1 | 2025 | 1.6531e-07
ENS | Preferred Plan | C&I Curtailment | C&I Curtailment-Turnkey-Other | Small Industrial | Retail Trade | Winter Morning | % of Load | 1 | 2025 | 1.8147e-06
ENS | Preferred Plan | C&I Curtailment | C&I Curtailment-Turnkey-Other | Small Industrial | Services | Winter Morning | % of Load | 1 | 2025 | 5.7331e-07
ENS | Preferred Plan | C&I Curtailment | C&I Curtailment-Turnkey-Industrial | Small Industrial | Manufacturing | Winter Morning | % of Load | 1 | 2025 | 6.412e-06
ENS | Preferred Plan | C&I Curtailment | C&I Curtailment-Turnkey-Manual HVAC Control | Small Industrial | Miscellaneous | Winter Evening | % of Load | 1 | 2025 | 8.6621e-05
ENS | Preferred Plan | C&I Curtailment | C&I Curtailment-Turnkey-Manual HVAC Control | Small Industrial | Offices | Winter Evening | % of Load | 1 | 2025 | 1.0802e-06
ENS | Preferred Plan | C&I Curtailment | C&I Curtailment-Turnkey-Manual HVAC Control | Small Industrial | Retail Trade | Winter Evening | % of Load | 1 | 2025 | 3.7564e-06
ENS | Preferred Plan | C&I Curtailment | C&I Curtailment-Turnkey-Manual HVAC Control | Small Industrial | Services | Winter Evening | % of Load | 1 | 2025 | 1.1867e-06
ENS | Preferred Plan | C&I Curtailment | C&I Curtailment-Turnkey-Auto-DR HVAC Control | Small Industrial | Miscellaneous | Winter Evening | % of Load | 1 | 2025 | 2.1818e-06
ENS | Preferred Plan | C&I Curtailment | C&I Curtailment-Turnkey-Auto-DR HVAC Control | Small Industrial | Offices | Winter Evening | % of Load | 1 | 2025 | 2.7208e-08
ENS | Preferred Plan | C&I Curtailment | C&I Curtailment-Turnkey-Auto-DR HVAC Control | Small Industrial | Retail Trade | Winter Evening | % of Load | 1 | 2025 | 9.4617e-08
ENS | Preferred Plan | C&I Curtailment | C&I Curtailment-Turnkey-Auto-DR HVAC Control | Small Industrial | Services | Winter Evening | % of Load | 1 | 2025 | 2.9892e-08
ENS | Preferred Plan | C&I Curtailment | C&I Curtailment-Turnkey-Standard Lighting Control | Small Industrial | Miscellaneous | Winter Evening | % of Load | 1 | 2025 | 2.7932e-05
ENS | Preferred Plan | C&I Curtailment | C&I Curtailment-Turnkey-Standard Lighting Control | Small Industrial | Offices | Winter Evening | % of Load | 1 | 2025 | 1.5464e-07
ENS | Preferred Plan | C&I Curtailment | C&I Curtailment-Turnkey-Standard Lighting Control | Small Industrial | Retail Trade | Winter Evening | % of Load | 1 | 2025 | 1.6378e-06
ENS | Preferred Plan | C&I Curtailment | C&I Curtailment-Turnkey-Standard Lighting Control | Small Industrial | Services | Winter Evening | % of Load | 1 | 2025 | 5.1741e-07
ENS | Preferred Plan | C&I Curtailment | C&I Curtailment-Turnkey-Water Heating Control | Small Industrial | Miscellaneous | Winter Evening | % of Load | 1 | 2025 | 2.0347e-06
ENS | Preferred Plan | C&I Curtailment | C&I Curtailment-Turnkey-Water Heating Control | Small Industrial | Offices | Winter Evening | % of Load | 1 | 2025 | 1.0659e-08
ENS | Preferred Plan | C&I Curtailment | C&I Curtailment-Turnkey-Water Heating Control | Small Industrial | Retail Trade | Winter Evening | % of Load | 1 | 2025 | 1.9908e-07
ENS | Preferred Plan | C&I Curtailment | C&I Curtailment-Turnkey-Water Heating Control | Small Industrial | Services | Winter Evening | % of Load | 1 | 2025 | 6.2895e-08
ENS | Preferred Plan | C&I Curtailment | C&I Curtailment-Turnkey-Other | Small Industrial | Miscellaneous | Winter Evening | % of Load | 1 | 2025 | 3.1852e-05
ENS | Preferred Plan | C&I Curtailment | C&I Curtailment-Turnkey-Other | Small Industrial | Offices | Winter Evening | % of Load | 1 | 2025 | 2.0094e-07
ENS | Preferred Plan | C&I Curtailment | C&I Curtailment-Turnkey-Other | Small Industrial | Retail Trade | Winter Evening | % of Load | 1 | 2025 | 2.2058e-06
ENS | Preferred Plan | C&I Curtailment | C&I Curtailment-Turnkey-Other | Small Industrial | Services | Winter Evening | % of Load | 1 | 2025 | 6.9688e-07
ENS | Preferred Plan | C&I Curtailment | C&I Curtailment-Turnkey-Industrial | Small Industrial | Manufacturing | Winter Evening | % of Load | 1 | 2025 | 7.794e-06
ENS | Preferred Plan | C&I Curtailment | C&I Curtailment-Turnkey-Manual HVAC Control | Medium Industrial | Miscellaneous | Winter Morning | % of Load | 1 | 2025 | 0.0013593
ENS | Preferred Plan | C&I Curtailment | C&I Curtailment-Turnkey-Manual HVAC Control | Medium Industrial | Offices | Winter Morning | % of Load | 1 | 2025 | 2.1337e-05
ENS | Preferred Plan | C&I Curtailment | C&I Curtailment-Turnkey-Manual HVAC Control | Medium Industrial | Retail Trade | Winter Morning | % of Load | 1 | 2025 | 0.00030838
ENS | Preferred Plan | C&I Curtailment | C&I Curtailment-Turnkey-Manual HVAC Control | Medium Industrial | Services | Winter Morning | % of Load | 1 | 2025 | 1.42e-05
ENS | Preferred Plan | C&I Curtailment | C&I Curtailment-Turnkey-Auto-DR HVAC Control | Medium Industrial | Miscellaneous | Winter Morning | % of Load | 1 | 2025 | 3.4237e-05
ENS | Preferred Plan | C&I Curtailment | C&I Curtailment-Turnkey-Auto-DR HVAC Control | Medium Industrial | Offices | Winter Morning | % of Load | 1 | 2025 | 5.3744e-07
ENS | Preferred Plan | C&I Curtailment | C&I Curtailment-Turnkey-Auto-DR HVAC Control | Medium Industrial | Retail Trade | Winter Morning | % of Load | 1 | 2025 | 7.7675e-06
ENS | Preferred Plan | C&I Curtailment | C&I Curtailment-Turnkey-Auto-DR HVAC Control | Medium Industrial | Services | Winter Morning | % of Load | 1 | 2025 | 3.5767e-07
ENS | Preferred Plan | C&I Curtailment | C&I Curtailment-Turnkey-Standard Lighting Control | Medium Industrial | Miscellaneous | Winter Morning | % of Load | 1 | 2025 | 0.00043831
ENS | Preferred Plan | C&I Curtailment | C&I Curtailment-Turnkey-Standard Lighting Control | Medium Industrial | Offices | Winter Morning | % of Load | 1 | 2025 | 3.0547e-06
ENS | Preferred Plan | C&I Curtailment | C&I Curtailment-Turnkey-Standard Lighting Control | Medium Industrial | Retail Trade | Winter Morning | % of Load | 1 | 2025 | 0.00013445
ENS | Preferred Plan | C&I Curtailment | C&I Curtailment-Turnkey-Standard Lighting Control | Medium Industrial | Services | Winter Morning | % of Load | 1 | 2025 | 6.1911e-06
ENS | Preferred Plan | C&I Curtailment | C&I Curtailment-Turnkey-Water Heating Control | Medium Industrial | Miscellaneous | Winter Morning | % of Load | 1 | 2025 | 3.1928e-05
ENS | Preferred Plan | C&I Curtailment | C&I Curtailment-Turnkey-Water Heating Control | Medium Industrial | Offices | Winter Morning | % of Load | 1 | 2025 | 2.1055e-07
ENS | Preferred Plan | C&I Curtailment | C&I Curtailment-Turnkey-Water Heating Control | Medium Industrial | Retail Trade | Winter Morning | % of Load | 1 | 2025 | 1.6343e-05
ENS | Preferred Plan | C&I Curtailment | C&I Curtailment-Turnkey-Water Heating Control | Medium Industrial | Services | Winter Morning | % of Load | 1 | 2025 | 7.5257e-07
ENS | Preferred Plan | C&I Curtailment | C&I Curtailment-Turnkey-Other | Medium Industrial | Miscellaneous | Winter Morning | % of Load | 1 | 2025 | 0.00049983
ENS | Preferred Plan | C&I Curtailment | C&I Curtailment-Turnkey-Other | Medium Industrial | Offices | Winter Morning | % of Load | 1 | 2025 | 3.9693e-06
ENS | Preferred Plan | C&I Curtailment | C&I Curtailment-Turnkey-Other | Medium Industrial | Retail Trade | Winter Morning | % of Load | 1 | 2025 | 0.00018109
ENS | Preferred Plan | C&I Curtailment | C&I Curtailment-Turnkey-Other | Medium Industrial | Services | Winter Morning | % of Load | 1 | 2025 | 8.3385e-06
ENS | Preferred Plan | C&I Curtailment | C&I Curtailment-Turnkey-Manual HVAC Control | Medium Industrial | Miscellaneous | Winter Evening | % of Load | 1 | 2025 | 0.0011643
ENS | Preferred Plan | C&I Curtailment | C&I Curtailment-Turnkey-Manual HVAC Control | Medium Industrial | Offices | Winter Evening | % of Load | 1 | 2025 | 1.8276e-05
ENS | Preferred Plan | C&I Curtailment | C&I Curtailment-Turnkey-Manual HVAC Control | Medium Industrial | Retail Trade | Winter Evening | % of Load | 1 | 2025 | 0.00026414
ENS | Preferred Plan | C&I Curtailment | C&I Curtailment-Turnkey-Manual HVAC Control | Medium Industrial | Services | Winter Evening | % of Load | 1 | 2025 | 1.2163e-05
ENS | Preferred Plan | C&I Curtailment | C&I Curtailment-Turnkey-Auto-DR HVAC Control | Medium Industrial | Miscellaneous | Winter Evening | % of Load | 1 | 2025 | 2.9326e-05
ENS | Preferred Plan | C&I Curtailment | C&I Curtailment-Turnkey-Auto-DR HVAC Control | Medium Industrial | Offices | Winter Evening | % of Load | 1 | 2025 | 4.6034e-07
ENS | Preferred Plan | C&I Curtailment | C&I Curtailment-Turnkey-Auto-DR HVAC Control | Medium Industrial | Retail Trade | Winter Evening | % of Load | 1 | 2025 | 6.6532e-06
ENS | Preferred Plan | C&I Curtailment | C&I Curtailment-Turnkey-Auto-DR HVAC Control | Medium Industrial | Services | Winter Evening | % of Load | 1 | 2025 | 3.0636e-07
ENS | Preferred Plan | C&I Curtailment | C&I Curtailment-Turnkey-Standard Lighting Control | Medium Industrial | Miscellaneous | Winter Evening | % of Load | 1 | 2025 | 0.00037544
ENS | Preferred Plan | C&I Curtailment | C&I Curtailment-Turnkey-Standard Lighting Control | Medium Industrial | Offices | Winter Evening | % of Load | 1 | 2025 | 2.6165e-06
ENS | Preferred Plan | C&I Curtailment | C&I Curtailment-Turnkey-Standard Lighting Control | Medium Industrial | Retail Trade | Winter Evening | % of Load | 1 | 2025 | 0.00011516
ENS | Preferred Plan | C&I Curtailment | C&I Curtailment-Turnkey-Standard Lighting Control | Medium Industrial | Services | Winter Evening | % of Load | 1 | 2025 | 5.303e-06
ENS | Preferred Plan | C&I Curtailment | C&I Curtailment-Turnkey-Water Heating Control | Medium Industrial | Miscellaneous | Winter Evening | % of Load | 1 | 2025 | 2.7348e-05
ENS | Preferred Plan | C&I Curtailment | C&I Curtailment-Turnkey-Water Heating Control | Medium Industrial | Offices | Winter Evening | % of Load | 1 | 2025 | 1.8034e-07
ENS | Preferred Plan | C&I Curtailment | C&I Curtailment-Turnkey-Water Heating Control | Medium Industrial | Retail Trade | Winter Evening | % of Load | 1 | 2025 | 1.3999e-05
ENS | Preferred Plan | C&I Curtailment | C&I Curtailment-Turnkey-Water Heating Control | Medium Industrial | Services | Winter Evening | % of Load | 1 | 2025 | 6.4461e-07
ENS | Preferred Plan | C&I Curtailment | C&I Curtailment-Turnkey-Other | Medium Industrial | Miscellaneous | Winter Evening | % of Load | 1 | 2025 | 0.00042813
ENS | Preferred Plan | C&I Curtailment | C&I Curtailment-Turnkey-Other | Medium Industrial | Offices | Winter Evening | % of Load | 1 | 2025 | 3.3999e-06
ENS | Preferred Plan | C&I Curtailment | C&I Curtailment-Turnkey-Other | Medium Industrial | Retail Trade | Winter Evening | % of Load | 1 | 2025 | 0.00015511
ENS | Preferred Plan | C&I Curtailment | C&I Curtailment-Turnkey-Other | Medium Industrial | Services | Winter Evening | % of Load | 1 | 2025 | 7.1423e-06
ENS | Preferred Plan | C&I Curtailment | C&I Curtailment-Turnkey-Manual HVAC Control | Large Industrial | Miscellaneous | Winter Morning | % of Load | 1 | 2025 | 2.826e-05
ENS | Preferred Plan | C&I Curtailment | C&I Curtailment-Turnkey-Auto-DR HVAC Control | Large Industrial | Miscellaneous | Winter Morning | % of Load | 1 | 2025 | 7.1181e-07
ENS | Preferred Plan | C&I Curtailment | C&I Curtailment-Turnkey-Standard Lighting Control | Large Industrial | Miscellaneous | Winter Morning | % of Load | 1 | 2025 | 1.2449e-05
ENS | Preferred Plan | C&I Curtailment | C&I Curtailment-Turnkey-Water Heating Control | Large Industrial | Miscellaneous | Winter Morning | % of Load | 1 | 2025 | 5.6165e-07
ENS | Preferred Plan | C&I Curtailment | C&I Curtailment-Turnkey-Other | Large Industrial | Miscellaneous | Winter Morning | % of Load | 1 | 2025 | 1.2148e-05
ENS | Preferred Plan | C&I Curtailment | C&I Curtailment-Turnkey-Industrial | Large Industrial | Manufacturing | Winter Morning | % of Load | 1 | 2025 | 2.4378e-06
ENS | Preferred Plan | C&I Curtailment | C&I Curtailment-Turnkey-Manual HVAC Control | Large Industrial | Miscellaneous | Winter Evening | % of Load | 1 | 2025 | 2.4874e-05
ENS | Preferred Plan | C&I Curtailment | C&I Curtailment-Turnkey-Auto-DR HVAC Control | Large Industrial | Miscellaneous | Winter Evening | % of Load | 1 | 2025 | 6.2652e-07
ENS | Preferred Plan | C&I Curtailment | C&I Curtailment-Turnkey-Standard Lighting Control | Large Industrial | Miscellaneous | Winter Evening | % of Load | 1 | 2025 | 1.0957e-05
ENS | Preferred Plan | C&I Curtailment | C&I Curtailment-Turnkey-Water Heating Control | Large Industrial | Miscellaneous | Winter Evening | % of Load | 1 | 2025 | 4.9436e-07
ENS | Preferred Plan | C&I Curtailment | C&I Curtailment-Turnkey-Other | Large Industrial | Miscellaneous | Winter Evening | % of Load | 1 | 2025 | 1.0693e-05
ENS | Preferred Plan | C&I Curtailment | C&I Curtailment-Turnkey-Industrial | Large Industrial | Manufacturing | Winter Evening | % of Load | 1 | 2025 | 2.1457e-06
ENS | Preferred Plan | Dynamic Pricing | Dynamic Pricing with enabling tech. | Small General | Manufacturing | Winter Morning | % of Load | 1 | 2025 | 9.7313e-07
ENS | Preferred Plan | Dynamic Pricing | Dynamic Pricing with enabling tech. | Small General | Manufacturing | Winter Evening | % of Load | 1 | 2025 | 1.0002e-06
ENS | Preferred Plan | Dynamic Pricing | Dynamic Pricing with enabling tech. | Residential Charitable | Residential LI | Winter Morning | % of Load | 1 | 2025 | 1.6003e-05
ENS | Preferred Plan | Dynamic Pricing | Dynamic Pricing with enabling tech. | Residential Charitable | Residential Market Rate | Winter Morning | % of Load | 1 | 2025 | 9.1128e-05
ENS | Preferred Plan | Dynamic Pricing | Dynamic Pricing w/o enabling tech. | Residential Charitable | Residential LI | Winter Morning | % of Load | 1 | 2025 | 0.00078142
ENS | Preferred Plan | Dynamic Pricing | Dynamic Pricing w/o enabling tech. | Residential Charitable | Residential Market Rate | Winter Morning | % of Load | 1 | 2025 | 0.0044497
ENS | Preferred Plan | Dynamic Pricing | Dynamic Pricing with enabling tech. | Residential Charitable | Residential LI | Winter Evening | % of Load | 1 | 2025 | 1.6132e-05
ENS | Preferred Plan | Dynamic Pricing | Dynamic Pricing with enabling tech. | Residential Charitable | Residential Market Rate | Winter Evening | % of Load | 1 | 2025 | 9.1858e-05
ENS | Preferred Plan | Dynamic Pricing | Dynamic Pricing w/o enabling tech. | Residential Charitable | Residential LI | Winter Evening | % of Load | 1 | 2025 | 0.00078768
ENS | Preferred Plan | Dynamic Pricing | Dynamic Pricing w/o enabling tech. | Residential Charitable | Residential Market Rate | Winter Evening | % of Load | 1 | 2025 | 0.0044853
ENS | Preferred Plan | BTM Battery Control | BTM Battery Control-BYOB | Residential Charitable | Residential Market Rate | Winter Morning | % of Load | 0 | 2025 | 1.5979e-05
ENS | Preferred Plan | BTM Battery Control | BTM Battery Control-BYOB | Residential Charitable | Residential Market Rate | Winter Evening | % of Load | 0 | 2025 | 1.83e-05
ENS | Preferred Plan | EV Charging Control | EV Charging Control | EV Res LDV | EV | Winter Morning | % of Load | 0 | 2025 | 1.3792e-06
ENS | Preferred Plan | EV Charging Control | EV Charging Control | EV Res LDV | EV | Winter Evening | % of Load | 0 | 2025 | 1.4692e-05
ENS | Preferred Plan | EV Charging Control | EV Charging Control | EV Com LDV | EV | Winter Morning | % of Load | 0 | 2025 | 4.6631e-07
ENS | Preferred Plan | EV Charging Control | EV Charging Control | EV Com LDV | EV | Winter Evening | % of Load | 0 | 2025 | 4.9674e-06
ENS | Preferred Plan | Time-of-Use Rates (TOU) | Time-of-Use Rates (TOU) | Residential Charitable | Residential LI | Winter Morning | % of Load | 0 | 2025 | 0.00024226
ENS | Preferred Plan | Time-of-Use Rates (TOU) | Time-of-Use Rates (TOU) | Residential Charitable | Residential Market Rate | Winter Morning | % of Load | 0 | 2025 | 0.0013814
ENS | Preferred Plan | Time-of-Use Rates (TOU) | Time-of-Use Rates (TOU) | Residential Charitable | Residential LI | Winter Evening | % of Load | 0 | 2025 | 0.0002442
ENS | Preferred Plan | Time-of-Use Rates (TOU) | Time-of-Use Rates (TOU) | Residential Charitable | Residential Market Rate | Winter Evening | % of Load | 0 | 2025 | 0.0013925
ENS | Preferred Plan | DLC-Thermostat | DLC-Thermostat-BYOT-Central Heat Pump | Residential Charitable | Residential LI | Winter Morning | % of Load | 0 | 2026 | 2.5324e-05
ENS | Preferred Plan | DLC-Thermostat | DLC-Thermostat-BYOT-Central Heat Pump | Residential Charitable | Residential Market Rate | Winter Morning | % of Load | 0 | 2026 | 0.00015497
ENS | Preferred Plan | DLC-Thermostat | DLC-Thermostat-DI-Baseboard Heating | Residential Charitable | Residential LI | Winter Morning | % of Load | 0 | 2026 | 0.00012966
ENS | Preferred Plan | DLC-Thermostat | DLC-Thermostat-DI-Baseboard Heating | Residential Charitable | Residential Market Rate | Winter Morning | % of Load | 0 | 2026 | 0.0012342
ENS | Preferred Plan | DLC-Thermostat | DLC-Thermostat-BYOT-Baseboard Heating | Residential Charitable | Residential LI | Winter Morning | % of Load | 0 | 2026 | 1.5158e-05
ENS | Preferred Plan | DLC-Thermostat | DLC-Thermostat-BYOT-Baseboard Heating | Residential Charitable | Residential Market Rate | Winter Morning | % of Load | 0 | 2026 | 0.00014429
ENS | Preferred Plan | DLC-Thermostat | DLC-Thermostat-DI-MSHP | Residential Charitable | Residential LI | Winter Morning | % of Load | 0 | 2026 | 7.5102e-05
ENS | Preferred Plan | DLC-Thermostat | DLC-Thermostat-DI-MSHP | Residential Charitable | Residential Market Rate | Winter Morning | % of Load | 0 | 2026 | 0.0007149
ENS | Preferred Plan | DLC-Thermostat | DLC-Thermostat-BYOT-MSHP | Residential Charitable | Residential LI | Winter Morning | % of Load | 0 | 2026 | 6.7905e-06
ENS | Preferred Plan | DLC-Thermostat | DLC-Thermostat-BYOT-MSHP | Residential Charitable | Residential Market Rate | Winter Morning | % of Load | 0 | 2026 | 6.4639e-05
ENS | Preferred Plan | DLC-Thermostat | DLC-Thermostat-BYOT-Central Heat Pump | Residential Charitable | Residential LI | Winter Evening | % of Load | 0 | 2026 | 2.2397e-05
ENS | Preferred Plan | DLC-Thermostat | DLC-Thermostat-BYOT-Central Heat Pump | Residential Charitable | Residential Market Rate | Winter Evening | % of Load | 0 | 2026 | 0.00013705
ENS | Preferred Plan | DLC-Thermostat | DLC-Thermostat-DI-Baseboard Heating | Residential Charitable | Residential LI | Winter Evening | % of Load | 0 | 2026 | 0.00011467
ENS | Preferred Plan | DLC-Thermostat | DLC-Thermostat-DI-Baseboard Heating | Residential Charitable | Residential Market Rate | Winter Evening | % of Load | 0 | 2026 | 0.0010916
ENS | Preferred Plan | DLC-Thermostat | DLC-Thermostat-BYOT-Baseboard Heating | Residential Charitable | Residential LI | Winter Evening | % of Load | 0 | 2026 | 1.3406e-05
ENS | Preferred Plan | DLC-Thermostat | DLC-Thermostat-BYOT-Baseboard Heating | Residential Charitable | Residential Market Rate | Winter Evening | % of Load | 0 | 2026 | 0.00012761
ENS | Preferred Plan | DLC-Thermostat | DLC-Thermostat-DI-MSHP | Residential Charitable | Residential LI | Winter Evening | % of Load | 0 | 2026 | 6.6421e-05
ENS | Preferred Plan | DLC-Thermostat | DLC-Thermostat-DI-MSHP | Residential Charitable | Residential Market Rate | Winter Evening | % of Load | 0 | 2026 | 0.00063226
ENS | Preferred Plan | DLC-Thermostat | DLC-Thermostat-BYOT-MSHP | Residential Charitable | Residential LI | Winter Evening | % of Load | 0 | 2026 | 6.0056e-06
ENS | Preferred Plan | DLC-Thermostat | DLC-Thermostat-BYOT-MSHP | Residential Charitable | Residential Market Rate | Winter Evening | % of Load | 0 | 2026 | 5.7168e-05
ENS | Preferred Plan | DLC-Water Heating | DLC-Switch-Water Heating | Residential Charitable | Residential LI | Winter Morning | % of Load | 0 | 2026 | 6.5068e-05
ENS | Preferred Plan | DLC-Water Heating | DLC-Switch-Water Heating | Residential Charitable | Residential Market Rate | Winter Morning | % of Load | 0 | 2026 | 0.00074326
ENS | Preferred Plan | DLC-Water Heating | DLC-Switch-Water Heating | Residential Charitable | Residential LI | Winter Evening | % of Load | 0 | 2026 | 4.8639e-05
ENS | Preferred Plan | DLC-Water Heating | DLC-Switch-Water Heating | Residential Charitable | Residential Market Rate | Winter Evening | % of Load | 0 | 2026 | 0.0005556
ENS | Preferred Plan | C&I Curtailment | C&I Curtailment-Turnkey-Manual HVAC Control | General | Miscellaneous | Winter Morning | % of Load | 1 | 2026 | 0.00043558
ENS | Preferred Plan | C&I Curtailment | C&I Curtailment-Turnkey-Manual HVAC Control | General | Offices | Winter Morning | % of Load | 1 | 2026 | 2.8813e-05
ENS | Preferred Plan | C&I Curtailment | C&I Curtailment-Turnkey-Manual HVAC Control | General | Retail Trade | Winter Morning | % of Load | 1 | 2026 | 0.00010227
ENS | Preferred Plan | C&I Curtailment | C&I Curtailment-Turnkey-Manual HVAC Control | General | Services | Winter Morning | % of Load | 1 | 2026 | 6.6112e-05
ENS | Preferred Plan | C&I Curtailment | C&I Curtailment-Turnkey-Auto-DR HVAC Control | General | Miscellaneous | Winter Morning | % of Load | 1 | 2026 | 1.3766e-05
ENS | Preferred Plan | C&I Curtailment | C&I Curtailment-Turnkey-Auto-DR HVAC Control | General | Offices | Winter Morning | % of Load | 1 | 2026 | 9.1061e-07
ENS | Preferred Plan | C&I Curtailment | C&I Curtailment-Turnkey-Auto-DR HVAC Control | General | Retail Trade | Winter Morning | % of Load | 1 | 2026 | 3.2321e-06
ENS | Preferred Plan | C&I Curtailment | C&I Curtailment-Turnkey-Auto-DR HVAC Control | General | Services | Winter Morning | % of Load | 1 | 2026 | 2.0894e-06
ENS | Preferred Plan | C&I Curtailment | C&I Curtailment-Turnkey-Standard Lighting Control | General | Miscellaneous | Winter Morning | % of Load | 1 | 2026 | 0.00018296
ENS | Preferred Plan | C&I Curtailment | C&I Curtailment-Turnkey-Standard Lighting Control | General | Offices | Winter Morning | % of Load | 1 | 2026 | 3.8347e-06
ENS | Preferred Plan | C&I Curtailment | C&I Curtailment-Turnkey-Standard Lighting Control | General | Retail Trade | Winter Morning | % of Load | 1 | 2026 | 4.2123e-05
ENS | Preferred Plan | C&I Curtailment | C&I Curtailment-Turnkey-Standard Lighting Control | General | Services | Winter Morning | % of Load | 1 | 2026 | 2.7253e-05
ENS | Preferred Plan | C&I Curtailment | C&I Curtailment-Turnkey-Water Heating Control | General | Miscellaneous | Winter Morning | % of Load | 1 | 2026 | 1.0877e-05
ENS | Preferred Plan | C&I Curtailment | C&I Curtailment-Turnkey-Water Heating Control | General | Offices | Winter Morning | % of Load | 1 | 2026 | 2.9249e-07
ENS | Preferred Plan | C&I Curtailment | C&I Curtailment-Turnkey-Water Heating Control | General | Retail Trade | Winter Morning | % of Load | 1 | 2026 | 5.7729e-06
ENS | Preferred Plan | C&I Curtailment | C&I Curtailment-Turnkey-Water Heating Control | General | Services | Winter Morning | % of Load | 1 | 2026 | 3.7295e-06
ENS | Preferred Plan | C&I Curtailment | C&I Curtailment-Turnkey-Other | General | Miscellaneous | Winter Morning | % of Load | 1 | 2026 | 0.00019512
ENS | Preferred Plan | C&I Curtailment | C&I Curtailment-Turnkey-Other | General | Offices | Winter Morning | % of Load | 1 | 2026 | 5.3659e-06
ENS | Preferred Plan | C&I Curtailment | C&I Curtailment-Turnkey-Other | General | Retail Trade | Winter Morning | % of Load | 1 | 2026 | 6.1595e-05
ENS | Preferred Plan | C&I Curtailment | C&I Curtailment-Turnkey-Other | General | Services | Winter Morning | % of Load | 1 | 2026 | 3.9814e-05
ENS | Preferred Plan | C&I Curtailment | C&I Curtailment-Turnkey-Manual HVAC Control | General | Miscellaneous | Winter Evening | % of Load | 1 | 2026 | 0.00045149
ENS | Preferred Plan | C&I Curtailment | C&I Curtailment-Turnkey-Manual HVAC Control | General | Offices | Winter Evening | % of Load | 1 | 2026 | 2.9865e-05
ENS | Preferred Plan | C&I Curtailment | C&I Curtailment-Turnkey-Manual HVAC Control | General | Retail Trade | Winter Evening | % of Load | 1 | 2026 | 0.000106
ENS | Preferred Plan | C&I Curtailment | C&I Curtailment-Turnkey-Manual HVAC Control | General | Services | Winter Evening | % of Load | 1 | 2026 | 6.8527e-05
ENS | Preferred Plan | C&I Curtailment | C&I Curtailment-Turnkey-Auto-DR HVAC Control | General | Miscellaneous | Winter Evening | % of Load | 1 | 2026 | 1.4269e-05
ENS | Preferred Plan | C&I Curtailment | C&I Curtailment-Turnkey-Auto-DR HVAC Control | General | Offices | Winter Evening | % of Load | 1 | 2026 | 9.4387e-07
ENS | Preferred Plan | C&I Curtailment | C&I Curtailment-Turnkey-Auto-DR HVAC Control | General | Retail Trade | Winter Evening | % of Load | 1 | 2026 | 3.3502e-06
ENS | Preferred Plan | C&I Curtailment | C&I Curtailment-Turnkey-Auto-DR HVAC Control | General | Services | Winter Evening | % of Load | 1 | 2026 | 2.1658e-06
ENS | Preferred Plan | C&I Curtailment | C&I Curtailment-Turnkey-Standard Lighting Control | General | Miscellaneous | Winter Evening | % of Load | 1 | 2026 | 0.00018964
ENS | Preferred Plan | C&I Curtailment | C&I Curtailment-Turnkey-Standard Lighting Control | General | Offices | Winter Evening | % of Load | 1 | 2026 | 3.9748e-06
ENS | Preferred Plan | C&I Curtailment | C&I Curtailment-Turnkey-Standard Lighting Control | General | Retail Trade | Winter Evening | % of Load | 1 | 2026 | 4.3662e-05
ENS | Preferred Plan | C&I Curtailment | C&I Curtailment-Turnkey-Standard Lighting Control | General | Services | Winter Evening | % of Load | 1 | 2026 | 2.8248e-05
ENS | Preferred Plan | C&I Curtailment | C&I Curtailment-Turnkey-Water Heating Control | General | Miscellaneous | Winter Evening | % of Load | 1 | 2026 | 1.1274e-05
ENS | Preferred Plan | C&I Curtailment | C&I Curtailment-Turnkey-Water Heating Control | General | Offices | Winter Evening | % of Load | 1 | 2026 | 3.0317e-07
ENS | Preferred Plan | C&I Curtailment | C&I Curtailment-Turnkey-Water Heating Control | General | Retail Trade | Winter Evening | % of Load | 1 | 2026 | 5.9838e-06
ENS | Preferred Plan | C&I Curtailment | C&I Curtailment-Turnkey-Water Heating Control | General | Services | Winter Evening | % of Load | 1 | 2026 | 3.8657e-06
ENS | Preferred Plan | C&I Curtailment | C&I Curtailment-Turnkey-Other | General | Miscellaneous | Winter Evening | % of Load | 1 | 2026 | 0.00020225
ENS | Preferred Plan | C&I Curtailment | C&I Curtailment-Turnkey-Other | General | Offices | Winter Evening | % of Load | 1 | 2026 | 5.5619e-06
ENS | Preferred Plan | C&I Curtailment | C&I Curtailment-Turnkey-Other | General | Retail Trade | Winter Evening | % of Load | 1 | 2026 | 6.3845e-05
ENS | Preferred Plan | C&I Curtailment | C&I Curtailment-Turnkey-Other | General | Services | Winter Evening | % of Load | 1 | 2026 | 4.1268e-05
ENS | Preferred Plan | C&I Curtailment | C&I Curtailment-Turnkey-Manual HVAC Control | Large General | Miscellaneous | Winter Morning | % of Load | 1 | 2026 | 0.00034845
ENS | Preferred Plan | C&I Curtailment | C&I Curtailment-Turnkey-Manual HVAC Control | Large General | Retail Trade | Winter Morning | % of Load | 1 | 2026 | 1.4968e-05
ENS | Preferred Plan | C&I Curtailment | C&I Curtailment-Turnkey-Manual HVAC Control | Large General | Services | Winter Morning | % of Load | 1 | 2026 | 2.3969e-05
ENS | Preferred Plan | C&I Curtailment | C&I Curtailment-Turnkey-Auto-DR HVAC Control | Large General | Miscellaneous | Winter Morning | % of Load | 1 | 2026 | 1.1013e-05
ENS | Preferred Plan | C&I Curtailment | C&I Curtailment-Turnkey-Auto-DR HVAC Control | Large General | Retail Trade | Winter Morning | % of Load | 1 | 2026 | 4.7305e-07
ENS | Preferred Plan | C&I Curtailment | C&I Curtailment-Turnkey-Auto-DR HVAC Control | Large General | Services | Winter Morning | % of Load | 1 | 2026 | 7.5753e-07
ENS | Preferred Plan | C&I Curtailment | C&I Curtailment-Turnkey-Standard Lighting Control | Large General | Miscellaneous | Winter Morning | % of Load | 1 | 2026 | 0.000152
ENS | Preferred Plan | C&I Curtailment | C&I Curtailment-Turnkey-Standard Lighting Control | Large General | Retail Trade | Winter Morning | % of Load | 1 | 2026 | 6.1407e-06
ENS | Preferred Plan | C&I Curtailment | C&I Curtailment-Turnkey-Standard Lighting Control | Large General | Services | Winter Morning | % of Load | 1 | 2026 | 9.8336e-06
ENS | Preferred Plan | C&I Curtailment | C&I Curtailment-Turnkey-Water Heating Control | Large General | Miscellaneous | Winter Morning | % of Load | 1 | 2026 | 7.0187e-06
ENS | Preferred Plan | C&I Curtailment | C&I Curtailment-Turnkey-Water Heating Control | Large General | Retail Trade | Winter Morning | % of Load | 1 | 2026 | 8.4776e-07
ENS | Preferred Plan | C&I Curtailment | C&I Curtailment-Turnkey-Water Heating Control | Large General | Services | Winter Morning | % of Load | 1 | 2026 | 1.3576e-06
ENS | Preferred Plan | C&I Curtailment | C&I Curtailment-Turnkey-Other | Large General | Miscellaneous | Winter Morning | % of Load | 1 | 2026 | 0.00015171
ENS | Preferred Plan | C&I Curtailment | C&I Curtailment-Turnkey-Other | Large General | Retail Trade | Winter Morning | % of Load | 1 | 2026 | 9.021e-06
ENS | Preferred Plan | C&I Curtailment | C&I Curtailment-Turnkey-Other | Large General | Services | Winter Morning | % of Load | 1 | 2026 | 1.4446e-05
ENS | Preferred Plan | C&I Curtailment | C&I Curtailment-Turnkey-Manual HVAC Control | Large General | Miscellaneous | Winter Evening | % of Load | 1 | 2026 | 0.00026534
ENS | Preferred Plan | C&I Curtailment | C&I Curtailment-Turnkey-Manual HVAC Control | Large General | Retail Trade | Winter Evening | % of Load | 1 | 2026 | 1.1398e-05
ENS | Preferred Plan | C&I Curtailment | C&I Curtailment-Turnkey-Manual HVAC Control | Large General | Services | Winter Evening | % of Load | 1 | 2026 | 1.8252e-05
ENS | Preferred Plan | C&I Curtailment | C&I Curtailment-Turnkey-Auto-DR HVAC Control | Large General | Miscellaneous | Winter Evening | % of Load | 1 | 2026 | 8.386e-06
ENS | Preferred Plan | C&I Curtailment | C&I Curtailment-Turnkey-Auto-DR HVAC Control | Large General | Retail Trade | Winter Evening | % of Load | 1 | 2026 | 3.6022e-07
ENS | Preferred Plan | C&I Curtailment | C&I Curtailment-Turnkey-Auto-DR HVAC Control | Large General | Services | Winter Evening | % of Load | 1 | 2026 | 5.7685e-07
ENS | Preferred Plan | C&I Curtailment | C&I Curtailment-Turnkey-Standard Lighting Control | Large General | Miscellaneous | Winter Evening | % of Load | 1 | 2026 | 0.00011575
ENS | Preferred Plan | C&I Curtailment | C&I Curtailment-Turnkey-Standard Lighting Control | Large General | Retail Trade | Winter Evening | % of Load | 1 | 2026 | 4.6761e-06
ENS | Preferred Plan | C&I Curtailment | C&I Curtailment-Turnkey-Standard Lighting Control | Large General | Services | Winter Evening | % of Load | 1 | 2026 | 7.4882e-06
ENS | Preferred Plan | C&I Curtailment | C&I Curtailment-Turnkey-Water Heating Control | Large General | Miscellaneous | Winter Evening | % of Load | 1 | 2026 | 5.3447e-06
ENS | Preferred Plan | C&I Curtailment | C&I Curtailment-Turnkey-Water Heating Control | Large General | Retail Trade | Winter Evening | % of Load | 1 | 2026 | 6.4556e-07
ENS | Preferred Plan | C&I Curtailment | C&I Curtailment-Turnkey-Water Heating Control | Large General | Services | Winter Evening | % of Load | 1 | 2026 | 1.0338e-06
ENS | Preferred Plan | C&I Curtailment | C&I Curtailment-Turnkey-Other | Large General | Miscellaneous | Winter Evening | % of Load | 1 | 2026 | 0.00011552
ENS | Preferred Plan | C&I Curtailment | C&I Curtailment-Turnkey-Other | Large General | Retail Trade | Winter Evening | % of Load | 1 | 2026 | 6.8694e-06
ENS | Preferred Plan | C&I Curtailment | C&I Curtailment-Turnkey-Other | Large General | Services | Winter Evening | % of Load | 1 | 2026 | 1.1001e-05
ENS | Preferred Plan | C&I Curtailment | C&I Curtailment-Turnkey-Manual HVAC Control | Small Industrial | Miscellaneous | Winter Morning | % of Load | 1 | 2026 | 5.791e-05
ENS | Preferred Plan | C&I Curtailment | C&I Curtailment-Turnkey-Manual HVAC Control | Small Industrial | Offices | Winter Morning | % of Load | 1 | 2026 | 7.2532e-07
ENS | Preferred Plan | C&I Curtailment | C&I Curtailment-Turnkey-Manual HVAC Control | Small Industrial | Retail Trade | Winter Morning | % of Load | 1 | 2026 | 2.5003e-06
ENS | Preferred Plan | C&I Curtailment | C&I Curtailment-Turnkey-Manual HVAC Control | Small Industrial | Services | Winter Morning | % of Load | 1 | 2026 | 7.8991e-07
ENS | Preferred Plan | C&I Curtailment | C&I Curtailment-Turnkey-Auto-DR HVAC Control | Small Industrial | Miscellaneous | Winter Morning | % of Load | 1 | 2026 | 1.8302e-06
ENS | Preferred Plan | C&I Curtailment | C&I Curtailment-Turnkey-Auto-DR HVAC Control | Small Industrial | Offices | Winter Morning | % of Load | 1 | 2026 | 2.2924e-08
ENS | Preferred Plan | C&I Curtailment | C&I Curtailment-Turnkey-Auto-DR HVAC Control | Small Industrial | Retail Trade | Winter Morning | % of Load | 1 | 2026 | 7.9021e-08
ENS | Preferred Plan | C&I Curtailment | C&I Curtailment-Turnkey-Auto-DR HVAC Control | Small Industrial | Services | Winter Morning | % of Load | 1 | 2026 | 2.4965e-08
ENS | Preferred Plan | C&I Curtailment | C&I Curtailment-Turnkey-Standard Lighting Control | Small Industrial | Miscellaneous | Winter Morning | % of Load | 1 | 2026 | 1.8431e-05
ENS | Preferred Plan | C&I Curtailment | C&I Curtailment-Turnkey-Standard Lighting Control | Small Industrial | Offices | Winter Morning | % of Load | 1 | 2026 | 1.0159e-07
ENS | Preferred Plan | C&I Curtailment | C&I Curtailment-Turnkey-Standard Lighting Control | Small Industrial | Retail Trade | Winter Morning | % of Load | 1 | 2026 | 1.0826e-06
ENS | Preferred Plan | C&I Curtailment | C&I Curtailment-Turnkey-Standard Lighting Control | Small Industrial | Services | Winter Morning | % of Load | 1 | 2026 | 3.4203e-07
ENS | Preferred Plan | C&I Curtailment | C&I Curtailment-Turnkey-Water Heating Control | Small Industrial | Miscellaneous | Winter Morning | % of Load | 1 | 2026 | 1.3827e-06
ENS | Preferred Plan | C&I Curtailment | C&I Curtailment-Turnkey-Water Heating Control | Small Industrial | Offices | Winter Morning | % of Load | 1 | 2026 | 7.197e-09
ENS | Preferred Plan | C&I Curtailment | C&I Curtailment-Turnkey-Water Heating Control | Small Industrial | Retail Trade | Winter Morning | % of Load | 1 | 2026 | 1.3497e-07
ENS | Preferred Plan | C&I Curtailment | C&I Curtailment-Turnkey-Water Heating Control | Small Industrial | Services | Winter Morning | % of Load | 1 | 2026 | 4.264e-08
ENS | Preferred Plan | C&I Curtailment | C&I Curtailment-Turnkey-Other | Small Industrial | Miscellaneous | Winter Morning | % of Load | 1 | 2026 | 2.1561e-05
ENS | Preferred Plan | C&I Curtailment | C&I Curtailment-Turnkey-Other | Small Industrial | Offices | Winter Morning | % of Load | 1 | 2026 | 1.3573e-07
ENS | Preferred Plan | C&I Curtailment | C&I Curtailment-Turnkey-Other | Small Industrial | Retail Trade | Winter Morning | % of Load | 1 | 2026 | 1.4928e-06
ENS | Preferred Plan | C&I Curtailment | C&I Curtailment-Turnkey-Other | Small Industrial | Services | Winter Morning | % of Load | 1 | 2026 | 4.7161e-07
ENS | Preferred Plan | C&I Curtailment | C&I Curtailment-Turnkey-Industrial | Small Industrial | Manufacturing | Winter Morning | % of Load | 1 | 2026 | 5.2476e-06
ENS | Preferred Plan | C&I Curtailment | C&I Curtailment-Turnkey-Manual HVAC Control | Small Industrial | Miscellaneous | Winter Evening | % of Load | 1 | 2026 | 7.0378e-05
ENS | Preferred Plan | C&I Curtailment | C&I Curtailment-Turnkey-Manual HVAC Control | Small Industrial | Offices | Winter Evening | % of Load | 1 | 2026 | 8.8147e-07
ENS | Preferred Plan | C&I Curtailment | C&I Curtailment-Turnkey-Manual HVAC Control | Small Industrial | Retail Trade | Winter Evening | % of Load | 1 | 2026 | 3.0386e-06
ENS | Preferred Plan | C&I Curtailment | C&I Curtailment-Turnkey-Manual HVAC Control | Small Industrial | Services | Winter Evening | % of Load | 1 | 2026 | 9.5996e-07
ENS | Preferred Plan | C&I Curtailment | C&I Curtailment-Turnkey-Auto-DR HVAC Control | Small Industrial | Miscellaneous | Winter Evening | % of Load | 1 | 2026 | 2.2243e-06
ENS | Preferred Plan | C&I Curtailment | C&I Curtailment-Turnkey-Auto-DR HVAC Control | Small Industrial | Offices | Winter Evening | % of Load | 1 | 2026 | 2.7859e-08
ENS | Preferred Plan | C&I Curtailment | C&I Curtailment-Turnkey-Auto-DR HVAC Control | Small Industrial | Retail Trade | Winter Evening | % of Load | 1 | 2026 | 9.6033e-08
ENS | Preferred Plan | C&I Curtailment | C&I Curtailment-Turnkey-Auto-DR HVAC Control | Small Industrial | Services | Winter Evening | % of Load | 1 | 2026 | 3.0339e-08
ENS | Preferred Plan | C&I Curtailment | C&I Curtailment-Turnkey-Standard Lighting Control | Small Industrial | Miscellaneous | Winter Evening | % of Load | 1 | 2026 | 2.2399e-05
ENS | Preferred Plan | C&I Curtailment | C&I Curtailment-Turnkey-Standard Lighting Control | Small Industrial | Offices | Winter Evening | % of Load | 1 | 2026 | 1.2346e-07
ENS | Preferred Plan | C&I Curtailment | C&I Curtailment-Turnkey-Standard Lighting Control | Small Industrial | Retail Trade | Winter Evening | % of Load | 1 | 2026 | 1.3157e-06
ENS | Preferred Plan | C&I Curtailment | C&I Curtailment-Turnkey-Standard Lighting Control | Small Industrial | Services | Winter Evening | % of Load | 1 | 2026 | 4.1566e-07
ENS | Preferred Plan | C&I Curtailment | C&I Curtailment-Turnkey-Water Heating Control | Small Industrial | Miscellaneous | Winter Evening | % of Load | 1 | 2026 | 1.6804e-06
ENS | Preferred Plan | C&I Curtailment | C&I Curtailment-Turnkey-Water Heating Control | Small Industrial | Offices | Winter Evening | % of Load | 1 | 2026 | 8.7464e-09
ENS | Preferred Plan | C&I Curtailment | C&I Curtailment-Turnkey-Water Heating Control | Small Industrial | Retail Trade | Winter Evening | % of Load | 1 | 2026 | 1.6403e-07
ENS | Preferred Plan | C&I Curtailment | C&I Curtailment-Turnkey-Water Heating Control | Small Industrial | Services | Winter Evening | % of Load | 1 | 2026 | 5.182e-08
ENS | Preferred Plan | C&I Curtailment | C&I Curtailment-Turnkey-Other | Small Industrial | Miscellaneous | Winter Evening | % of Load | 1 | 2026 | 2.6202e-05
ENS | Preferred Plan | C&I Curtailment | C&I Curtailment-Turnkey-Other | Small Industrial | Offices | Winter Evening | % of Load | 1 | 2026 | 1.6495e-07
ENS | Preferred Plan | C&I Curtailment | C&I Curtailment-Turnkey-Other | Small Industrial | Retail Trade | Winter Evening | % of Load | 1 | 2026 | 1.8142e-06
ENS | Preferred Plan | C&I Curtailment | C&I Curtailment-Turnkey-Other | Small Industrial | Services | Winter Evening | % of Load | 1 | 2026 | 5.7314e-07
ENS | Preferred Plan | C&I Curtailment | C&I Curtailment-Turnkey-Industrial | Small Industrial | Manufacturing | Winter Evening | % of Load | 1 | 2026 | 6.3773e-06
ENS | Preferred Plan | C&I Curtailment | C&I Curtailment-Turnkey-Manual HVAC Control | Medium Industrial | Miscellaneous | Winter Morning | % of Load | 1 | 2026 | 0.0011054
ENS | Preferred Plan | C&I Curtailment | C&I Curtailment-Turnkey-Manual HVAC Control | Medium Industrial | Offices | Winter Morning | % of Load | 1 | 2026 | 1.7428e-05
ENS | Preferred Plan | C&I Curtailment | C&I Curtailment-Turnkey-Manual HVAC Control | Medium Industrial | Retail Trade | Winter Morning | % of Load | 1 | 2026 | 0.00024968
ENS | Preferred Plan | C&I Curtailment | C&I Curtailment-Turnkey-Manual HVAC Control | Medium Industrial | Services | Winter Morning | % of Load | 1 | 2026 | 1.1497e-05
ENS | Preferred Plan | C&I Curtailment | C&I Curtailment-Turnkey-Auto-DR HVAC Control | Medium Industrial | Miscellaneous | Winter Morning | % of Load | 1 | 2026 | 3.4935e-05
ENS | Preferred Plan | C&I Curtailment | C&I Curtailment-Turnkey-Auto-DR HVAC Control | Medium Industrial | Offices | Winter Morning | % of Load | 1 | 2026 | 5.508e-07
ENS | Preferred Plan | C&I Curtailment | C&I Curtailment-Turnkey-Auto-DR HVAC Control | Medium Industrial | Retail Trade | Winter Morning | % of Load | 1 | 2026 | 7.8911e-06
ENS | Preferred Plan | C&I Curtailment | C&I Curtailment-Turnkey-Auto-DR HVAC Control | Medium Industrial | Services | Winter Morning | % of Load | 1 | 2026 | 3.6336e-07
ENS | Preferred Plan | C&I Curtailment | C&I Curtailment-Turnkey-Standard Lighting Control | Medium Industrial | Miscellaneous | Winter Morning | % of Load | 1 | 2026 | 0.00035181
ENS | Preferred Plan | C&I Curtailment | C&I Curtailment-Turnkey-Standard Lighting Control | Medium Industrial | Offices | Winter Morning | % of Load | 1 | 2026 | 2.4409e-06
ENS | Preferred Plan | C&I Curtailment | C&I Curtailment-Turnkey-Standard Lighting Control | Medium Industrial | Retail Trade | Winter Morning | % of Load | 1 | 2026 | 0.00010811
ENS | Preferred Plan | C&I Curtailment | C&I Curtailment-Turnkey-Standard Lighting Control | Medium Industrial | Services | Winter Morning | % of Load | 1 | 2026 | 4.9782e-06
ENS | Preferred Plan | C&I Curtailment | C&I Curtailment-Turnkey-Water Heating Control | Medium Industrial | Miscellaneous | Winter Morning | % of Load | 1 | 2026 | 2.6393e-05
ENS | Preferred Plan | C&I Curtailment | C&I Curtailment-Turnkey-Water Heating Control | Medium Industrial | Offices | Winter Morning | % of Load | 1 | 2026 | 1.7293e-07
ENS | Preferred Plan | C&I Curtailment | C&I Curtailment-Turnkey-Water Heating Control | Medium Industrial | Retail Trade | Winter Morning | % of Load | 1 | 2026 | 1.3478e-05
ENS | Preferred Plan | C&I Curtailment | C&I Curtailment-Turnkey-Water Heating Control | Medium Industrial | Services | Winter Morning | % of Load | 1 | 2026 | 6.2062e-07
ENS | Preferred Plan | C&I Curtailment | C&I Curtailment-Turnkey-Other | Medium Industrial | Miscellaneous | Winter Morning | % of Load | 1 | 2026 | 0.00041154
ENS | Preferred Plan | C&I Curtailment | C&I Curtailment-Turnkey-Other | Medium Industrial | Offices | Winter Morning | % of Load | 1 | 2026 | 3.2612e-06
ENS | Preferred Plan | C&I Curtailment | C&I Curtailment-Turnkey-Other | Medium Industrial | Retail Trade | Winter Morning | % of Load | 1 | 2026 | 0.00014907
ENS | Preferred Plan | C&I Curtailment | C&I Curtailment-Turnkey-Other | Medium Industrial | Services | Winter Morning | % of Load | 1 | 2026 | 6.8642e-06
ENS | Preferred Plan | C&I Curtailment | C&I Curtailment-Turnkey-Manual HVAC Control | Medium Industrial | Miscellaneous | Winter Evening | % of Load | 1 | 2026 | 0.00094663
ENS | Preferred Plan | C&I Curtailment | C&I Curtailment-Turnkey-Manual HVAC Control | Medium Industrial | Offices | Winter Evening | % of Load | 1 | 2026 | 1.4925e-05
ENS | Preferred Plan | C&I Curtailment | C&I Curtailment-Turnkey-Manual HVAC Control | Medium Industrial | Retail Trade | Winter Evening | % of Load | 1 | 2026 | 0.00021382
ENS | Preferred Plan | C&I Curtailment | C&I Curtailment-Turnkey-Manual HVAC Control | Medium Industrial | Services | Winter Evening | % of Load | 1 | 2026 | 9.8458e-06
ENS | Preferred Plan | C&I Curtailment | C&I Curtailment-Turnkey-Auto-DR HVAC Control | Medium Industrial | Miscellaneous | Winter Evening | % of Load | 1 | 2026 | 2.9918e-05
ENS | Preferred Plan | C&I Curtailment | C&I Curtailment-Turnkey-Auto-DR HVAC Control | Medium Industrial | Offices | Winter Evening | % of Load | 1 | 2026 | 4.7169e-07
ENS | Preferred Plan | C&I Curtailment | C&I Curtailment-Turnkey-Auto-DR HVAC Control | Medium Industrial | Retail Trade | Winter Evening | % of Load | 1 | 2026 | 6.7577e-06
ENS | Preferred Plan | C&I Curtailment | C&I Curtailment-Turnkey-Auto-DR HVAC Control | Medium Industrial | Services | Winter Evening | % of Load | 1 | 2026 | 3.1117e-07
ENS | Preferred Plan | C&I Curtailment | C&I Curtailment-Turnkey-Standard Lighting Control | Medium Industrial | Miscellaneous | Winter Evening | % of Load | 1 | 2026 | 0.00030128
ENS | Preferred Plan | C&I Curtailment | C&I Curtailment-Turnkey-Standard Lighting Control | Medium Industrial | Offices | Winter Evening | % of Load | 1 | 2026 | 2.0903e-06
ENS | Preferred Plan | C&I Curtailment | C&I Curtailment-Turnkey-Standard Lighting Control | Medium Industrial | Retail Trade | Winter Evening | % of Load | 1 | 2026 | 9.2584e-05
ENS | Preferred Plan | C&I Curtailment | C&I Curtailment-Turnkey-Standard Lighting Control | Medium Industrial | Services | Winter Evening | % of Load | 1 | 2026 | 4.2632e-06
ENS | Preferred Plan | C&I Curtailment | C&I Curtailment-Turnkey-Water Heating Control | Medium Industrial | Miscellaneous | Winter Evening | % of Load | 1 | 2026 | 2.2602e-05
ENS | Preferred Plan | C&I Curtailment | C&I Curtailment-Turnkey-Water Heating Control | Medium Industrial | Offices | Winter Evening | % of Load | 1 | 2026 | 1.4809e-07
ENS | Preferred Plan | C&I Curtailment | C&I Curtailment-Turnkey-Water Heating Control | Medium Industrial | Retail Trade | Winter Evening | % of Load | 1 | 2026 | 1.1542e-05
ENS | Preferred Plan | C&I Curtailment | C&I Curtailment-Turnkey-Water Heating Control | Medium Industrial | Services | Winter Evening | % of Load | 1 | 2026 | 5.3148e-07
ENS | Preferred Plan | C&I Curtailment | C&I Curtailment-Turnkey-Other | Medium Industrial | Miscellaneous | Winter Evening | % of Load | 1 | 2026 | 0.00035244
ENS | Preferred Plan | C&I Curtailment | C&I Curtailment-Turnkey-Other | Medium Industrial | Offices | Winter Evening | % of Load | 1 | 2026 | 2.7928e-06
ENS | Preferred Plan | C&I Curtailment | C&I Curtailment-Turnkey-Other | Medium Industrial | Retail Trade | Winter Evening | % of Load | 1 | 2026 | 0.00012766
ENS | Preferred Plan | C&I Curtailment | C&I Curtailment-Turnkey-Other | Medium Industrial | Services | Winter Evening | % of Load | 1 | 2026 | 5.8784e-06
ENS | Preferred Plan | C&I Curtailment | C&I Curtailment-Turnkey-Manual HVAC Control | Large Industrial | Miscellaneous | Winter Morning | % of Load | 1 | 2026 | 2.297e-05
ENS | Preferred Plan | C&I Curtailment | C&I Curtailment-Turnkey-Auto-DR HVAC Control | Large Industrial | Miscellaneous | Winter Morning | % of Load | 1 | 2026 | 7.2596e-07
ENS | Preferred Plan | C&I Curtailment | C&I Curtailment-Turnkey-Standard Lighting Control | Large Industrial | Miscellaneous | Winter Morning | % of Load | 1 | 2026 | 1.002e-05
ENS | Preferred Plan | C&I Curtailment | C&I Curtailment-Turnkey-Water Heating Control | Large Industrial | Miscellaneous | Winter Morning | % of Load | 1 | 2026 | 4.6268e-07
ENS | Preferred Plan | C&I Curtailment | C&I Curtailment-Turnkey-Other | Large Industrial | Miscellaneous | Winter Morning | % of Load | 1 | 2026 | 1e-05
ENS | Preferred Plan | C&I Curtailment | C&I Curtailment-Turnkey-Industrial | Large Industrial | Manufacturing | Winter Morning | % of Load | 1 | 2026 | 1.9962e-06
ENS | Preferred Plan | C&I Curtailment | C&I Curtailment-Turnkey-Manual HVAC Control | Large Industrial | Miscellaneous | Winter Evening | % of Load | 1 | 2026 | 2.0214e-05
ENS | Preferred Plan | C&I Curtailment | C&I Curtailment-Turnkey-Auto-DR HVAC Control | Large Industrial | Miscellaneous | Winter Evening | % of Load | 1 | 2026 | 6.3885e-07
ENS | Preferred Plan | C&I Curtailment | C&I Curtailment-Turnkey-Standard Lighting Control | Large Industrial | Miscellaneous | Winter Evening | % of Load | 1 | 2026 | 8.8176e-06
ENS | Preferred Plan | C&I Curtailment | C&I Curtailment-Turnkey-Water Heating Control | Large Industrial | Miscellaneous | Winter Evening | % of Load | 1 | 2026 | 4.0716e-07
ENS | Preferred Plan | C&I Curtailment | C&I Curtailment-Turnkey-Other | Large Industrial | Miscellaneous | Winter Evening | % of Load | 1 | 2026 | 8.8005e-06
ENS | Preferred Plan | C&I Curtailment | C&I Curtailment-Turnkey-Industrial | Large Industrial | Manufacturing | Winter Evening | % of Load | 1 | 2026 | 1.7567e-06
ENS | Preferred Plan | C&I Loadshift to BUGs | C&I Loadshift to BUGs | Large General | Miscellaneous | Winter Morning | % of Load | 1 | 2026 | 0.0023452
ENS | Preferred Plan | C&I Loadshift to BUGs | C&I Loadshift to BUGs | Large General | Miscellaneous | Winter Evening | % of Load | 1 | 2026 | 0.0017859
ENS | Preferred Plan | C&I Loadshift to BUGs | C&I Loadshift to BUGs | Small Industrial | Miscellaneous | Winter Morning | % of Load | 1 | 2026 | 0.00062279
ENS | Preferred Plan | C&I Loadshift to BUGs | C&I Loadshift to BUGs | Small Industrial | Miscellaneous | Winter Evening | % of Load | 1 | 2026 | 0.00075687
ENS | Preferred Plan | C&I Loadshift to BUGs | C&I Loadshift to BUGs | Medium Industrial | Manufacturing | Winter Morning | % of Load | 1 | 2026 | 0.00044035
ENS | Preferred Plan | C&I Loadshift to BUGs | C&I Loadshift to BUGs | Medium Industrial | Miscellaneous | Winter Morning | % of Load | 1 | 2026 | 0.0019111
ENS | Preferred Plan | C&I Loadshift to BUGs | C&I Loadshift to BUGs | Medium Industrial | Manufacturing | Winter Evening | % of Load | 1 | 2026 | 0.0003771
ENS | Preferred Plan | C&I Loadshift to BUGs | C&I Loadshift to BUGs | Medium Industrial | Miscellaneous | Winter Evening | % of Load | 1 | 2026 | 0.0016366
ENS | Preferred Plan | Dynamic Pricing | Dynamic Pricing with enabling tech. | Small General | Manufacturing | Winter Morning | % of Load | 1 | 2026 | 2.3231e-06
ENS | Preferred Plan | Dynamic Pricing | Dynamic Pricing with enabling tech. | Small General | Manufacturing | Winter Evening | % of Load | 1 | 2026 | 2.3872e-06
ENS | Preferred Plan | Dynamic Pricing | Dynamic Pricing with enabling tech. | Residential Charitable | Residential LI | Winter Morning | % of Load | 1 | 2026 | 6.7475e-05
ENS | Preferred Plan | Dynamic Pricing | Dynamic Pricing with enabling tech. | Residential Charitable | Residential Market Rate | Winter Morning | % of Load | 1 | 2026 | 0.00038281
ENS | Preferred Plan | Dynamic Pricing | Dynamic Pricing w/o enabling tech. | Residential Charitable | Residential LI | Winter Morning | % of Load | 1 | 2026 | 0.0012012
ENS | Preferred Plan | Dynamic Pricing | Dynamic Pricing w/o enabling tech. | Residential Charitable | Residential Market Rate | Winter Morning | % of Load | 1 | 2026 | 0.006815
ENS | Preferred Plan | Dynamic Pricing | Dynamic Pricing with enabling tech. | Residential Charitable | Residential LI | Winter Evening | % of Load | 1 | 2026 | 6.8001e-05
ENS | Preferred Plan | Dynamic Pricing | Dynamic Pricing with enabling tech. | Residential Charitable | Residential Market Rate | Winter Evening | % of Load | 1 | 2026 | 0.0003858
ENS | Preferred Plan | Dynamic Pricing | Dynamic Pricing w/o enabling tech. | Residential Charitable | Residential LI | Winter Evening | % of Load | 1 | 2026 | 0.0012106
ENS | Preferred Plan | Dynamic Pricing | Dynamic Pricing w/o enabling tech. | Residential Charitable | Residential Market Rate | Winter Evening | % of Load | 1 | 2026 | 0.0068681
ENS | Preferred Plan | BTM Battery Control | BTM Battery Control-BYOB | Residential Charitable | Residential Market Rate | Winter Morning | % of Load | 0 | 2026 | 8.8779e-05
ENS | Preferred Plan | BTM Battery Control | BTM Battery Control-BYOB | Residential Charitable | Residential Market Rate | Winter Evening | % of Load | 0 | 2026 | 0.00010129
ENS | Preferred Plan | EV Charging Control | EV Charging Control | EV Res LDV | EV | Winter Morning | % of Load | 0 | 2026 | 2.4478e-06
ENS | Preferred Plan | EV Charging Control | EV Charging Control | EV Res LDV | EV | Winter Evening | % of Load | 0 | 2026 | 2.5978e-05
ENS | Preferred Plan | EV Charging Control | EV Charging Control | EV Com LDV | EV | Winter Morning | % of Load | 0 | 2026 | 8.5697e-07
ENS | Preferred Plan | EV Charging Control | EV Charging Control | EV Com LDV | EV | Winter Evening | % of Load | 0 | 2026 | 9.095e-06
ENS | Preferred Plan | Behavioral DR | Behavioral DR | Residential Charitable | Residential LI | Winter Morning | % of Load | 1 | 2026 | 3.5919e-05
ENS | Preferred Plan | Behavioral DR | Behavioral DR | Residential Charitable | Residential Market Rate | Winter Morning | % of Load | 1 | 2026 | 0.00020456
ENS | Preferred Plan | Behavioral DR | Behavioral DR | Residential Charitable | Residential LI | Winter Evening | % of Load | 1 | 2026 | 3.6199e-05
ENS | Preferred Plan | Behavioral DR | Behavioral DR | Residential Charitable | Residential Market Rate | Winter Evening | % of Load | 1 | 2026 | 0.00020616
ENS | Preferred Plan | Time-of-Use Rates (TOU) | Time-of-Use Rates (TOU) | Residential Charitable | Residential LI | Winter Morning | % of Load | 0 | 2026 | 0.00031242
ENS | Preferred Plan | Time-of-Use Rates (TOU) | Time-of-Use Rates (TOU) | Residential Charitable | Residential Market Rate | Winter Morning | % of Load | 0 | 2026 | 0.0017793
ENS | Preferred Plan | Time-of-Use Rates (TOU) | Time-of-Use Rates (TOU) | Residential Charitable | Residential LI | Winter Evening | % of Load | 0 | 2026 | 0.00031486
ENS | Preferred Plan | Time-of-Use Rates (TOU) | Time-of-Use Rates (TOU) | Residential Charitable | Residential Market Rate | Winter Evening | % of Load | 0 | 2026 | 0.0017932
ENS | Preferred Plan | DLC-Thermostat | DLC-Thermostat-BYOT-Central Heat Pump | Residential Charitable | Residential LI | Winter Morning | % of Load | 0 | 2027 | 2.3919e-05
ENS | Preferred Plan | DLC-Thermostat | DLC-Thermostat-BYOT-Central Heat Pump | Residential Charitable | Residential Market Rate | Winter Morning | % of Load | 0 | 2027 | 0.00014637
ENS | Preferred Plan | DLC-Thermostat | DLC-Thermostat-DI-Baseboard Heating | Residential Charitable | Residential LI | Winter Morning | % of Load | 0 | 2027 | 0.00012217
ENS | Preferred Plan | DLC-Thermostat | DLC-Thermostat-DI-Baseboard Heating | Residential Charitable | Residential Market Rate | Winter Morning | % of Load | 0 | 2027 | 0.0011629
ENS | Preferred Plan | DLC-Thermostat | DLC-Thermostat-BYOT-Baseboard Heating | Residential Charitable | Residential LI | Winter Morning | % of Load | 0 | 2027 | 1.428e-05
ENS | Preferred Plan | DLC-Thermostat | DLC-Thermostat-BYOT-Baseboard Heating | Residential Charitable | Residential Market Rate | Winter Morning | % of Load | 0 | 2027 | 0.00013593
ENS | Preferred Plan | DLC-Thermostat | DLC-Thermostat-DI-MSHP | Residential Charitable | Residential LI | Winter Morning | % of Load | 0 | 2027 | 7.0791e-05
ENS | Preferred Plan | DLC-Thermostat | DLC-Thermostat-DI-MSHP | Residential Charitable | Residential Market Rate | Winter Morning | % of Load | 0 | 2027 | 0.00067386
ENS | Preferred Plan | DLC-Thermostat | DLC-Thermostat-BYOT-MSHP | Residential Charitable | Residential LI | Winter Morning | % of Load | 0 | 2027 | 6.398e-06
ENS | Preferred Plan | DLC-Thermostat | DLC-Thermostat-BYOT-MSHP | Residential Charitable | Residential Market Rate | Winter Morning | % of Load | 0 | 2027 | 6.0903e-05
ENS | Preferred Plan | DLC-Thermostat | DLC-Thermostat-BYOT-Central Heat Pump | Residential Charitable | Residential LI | Winter Evening | % of Load | 0 | 2027 | 2.1308e-05
ENS | Preferred Plan | DLC-Thermostat | DLC-Thermostat-BYOT-Central Heat Pump | Residential Charitable | Residential Market Rate | Winter Evening | % of Load | 0 | 2027 | 0.00013039
ENS | Preferred Plan | DLC-Thermostat | DLC-Thermostat-DI-Baseboard Heating | Residential Charitable | Residential LI | Winter Evening | % of Load | 0 | 2027 | 0.00010883
ENS | Preferred Plan | DLC-Thermostat | DLC-Thermostat-DI-Baseboard Heating | Residential Charitable | Residential Market Rate | Winter Evening | % of Load | 0 | 2027 | 0.001036
ENS | Preferred Plan | DLC-Thermostat | DLC-Thermostat-BYOT-Baseboard Heating | Residential Charitable | Residential LI | Winter Evening | % of Load | 0 | 2027 | 1.2721e-05
ENS | Preferred Plan | DLC-Thermostat | DLC-Thermostat-BYOT-Baseboard Heating | Residential Charitable | Residential Market Rate | Winter Evening | % of Load | 0 | 2027 | 0.0001211
ENS | Preferred Plan | DLC-Thermostat | DLC-Thermostat-DI-MSHP | Residential Charitable | Residential LI | Winter Evening | % of Load | 0 | 2027 | 6.3065e-05
ENS | Preferred Plan | DLC-Thermostat | DLC-Thermostat-DI-MSHP | Residential Charitable | Residential Market Rate | Winter Evening | % of Load | 0 | 2027 | 0.00060032
ENS | Preferred Plan | DLC-Thermostat | DLC-Thermostat-BYOT-MSHP | Residential Charitable | Residential LI | Winter Evening | % of Load | 0 | 2027 | 5.6997e-06
ENS | Preferred Plan | DLC-Thermostat | DLC-Thermostat-BYOT-MSHP | Residential Charitable | Residential Market Rate | Winter Evening | % of Load | 0 | 2027 | 5.4256e-05
ENS | Preferred Plan | DLC-Water Heating | DLC-Switch-Water Heating | Residential Charitable | Residential LI | Winter Morning | % of Load | 0 | 2027 | 7.5418e-05
ENS | Preferred Plan | DLC-Water Heating | DLC-Switch-Water Heating | Residential Charitable | Residential Market Rate | Winter Morning | % of Load | 0 | 2027 | 0.00086149
ENS | Preferred Plan | DLC-Water Heating | DLC-Switch-Water Heating | Residential Charitable | Residential LI | Winter Evening | % of Load | 0 | 2027 | 5.6787e-05
ENS | Preferred Plan | DLC-Water Heating | DLC-Switch-Water Heating | Residential Charitable | Residential Market Rate | Winter Evening | % of Load | 0 | 2027 | 0.00064867
ENS | Preferred Plan | C&I Curtailment | C&I Curtailment-Turnkey-Manual HVAC Control | General | Miscellaneous | Winter Morning | % of Load | 1 | 2027 | 0.00075716
ENS | Preferred Plan | C&I Curtailment | C&I Curtailment-Turnkey-Manual HVAC Control | General | Offices | Winter Morning | % of Load | 1 | 2027 | 5.0502e-05
ENS | Preferred Plan | C&I Curtailment | C&I Curtailment-Turnkey-Manual HVAC Control | General | Retail Trade | Winter Morning | % of Load | 1 | 2027 | 0.00017701
ENS | Preferred Plan | C&I Curtailment | C&I Curtailment-Turnkey-Manual HVAC Control | General | Services | Winter Morning | % of Load | 1 | 2027 | 0.00011444
ENS | Preferred Plan | C&I Curtailment | C&I Curtailment-Turnkey-Auto-DR HVAC Control | General | Miscellaneous | Winter Morning | % of Load | 1 | 2027 | 3.0055e-05
ENS | Preferred Plan | C&I Curtailment | C&I Curtailment-Turnkey-Auto-DR HVAC Control | General | Offices | Winter Morning | % of Load | 1 | 2027 | 2.0046e-06
ENS | Preferred Plan | C&I Curtailment | C&I Curtailment-Turnkey-Auto-DR HVAC Control | General | Retail Trade | Winter Morning | % of Load | 1 | 2027 | 7.0264e-06
ENS | Preferred Plan | C&I Curtailment | C&I Curtailment-Turnkey-Auto-DR HVAC Control | General | Services | Winter Morning | % of Load | 1 | 2027 | 4.5424e-06
ENS | Preferred Plan | C&I Curtailment | C&I Curtailment-Turnkey-Standard Lighting Control | General | Miscellaneous | Winter Morning | % of Load | 1 | 2027 | 0.00031576
ENS | Preferred Plan | C&I Curtailment | C&I Curtailment-Turnkey-Standard Lighting Control | General | Offices | Winter Morning | % of Load | 1 | 2027 | 6.5152e-06
ENS | Preferred Plan | C&I Curtailment | C&I Curtailment-Turnkey-Standard Lighting Control | General | Retail Trade | Winter Morning | % of Load | 1 | 2027 | 7.1962e-05
ENS | Preferred Plan | C&I Curtailment | C&I Curtailment-Turnkey-Standard Lighting Control | General | Services | Winter Morning | % of Load | 1 | 2027 | 4.6565e-05
ENS | Preferred Plan | C&I Curtailment | C&I Curtailment-Turnkey-Water Heating Control | General | Miscellaneous | Winter Morning | % of Load | 1 | 2027 | 1.9352e-05
ENS | Preferred Plan | C&I Curtailment | C&I Curtailment-Turnkey-Water Heating Control | General | Offices | Winter Morning | % of Load | 1 | 2027 | 5.1868e-07
ENS | Preferred Plan | C&I Curtailment | C&I Curtailment-Turnkey-Water Heating Control | General | Retail Trade | Winter Morning | % of Load | 1 | 2027 | 1.0307e-05
ENS | Preferred Plan | C&I Curtailment | C&I Curtailment-Turnkey-Water Heating Control | General | Services | Winter Morning | % of Load | 1 | 2027 | 6.6582e-06
ENS | Preferred Plan | C&I Curtailment | C&I Curtailment-Turnkey-Other | General | Miscellaneous | Winter Morning | % of Load | 1 | 2027 | 0.00034517
ENS | Preferred Plan | C&I Curtailment | C&I Curtailment-Turnkey-Other | General | Offices | Winter Morning | % of Load | 1 | 2027 | 9.4689e-06
ENS | Preferred Plan | C&I Curtailment | C&I Curtailment-Turnkey-Other | General | Retail Trade | Winter Morning | % of Load | 1 | 2027 | 0.00010906
ENS | Preferred Plan | C&I Curtailment | C&I Curtailment-Turnkey-Other | General | Services | Winter Morning | % of Load | 1 | 2027 | 7.0491e-05
ENS | Preferred Plan | C&I Curtailment | C&I Curtailment-Turnkey-Manual HVAC Control | General | Miscellaneous | Winter Evening | % of Load | 1 | 2027 | 0.00078477
ENS | Preferred Plan | C&I Curtailment | C&I Curtailment-Turnkey-Manual HVAC Control | General | Offices | Winter Evening | % of Load | 1 | 2027 | 5.2343e-05
ENS | Preferred Plan | C&I Curtailment | C&I Curtailment-Turnkey-Manual HVAC Control | General | Retail Trade | Winter Evening | % of Load | 1 | 2027 | 0.00018347
ENS | Preferred Plan | C&I Curtailment | C&I Curtailment-Turnkey-Manual HVAC Control | General | Services | Winter Evening | % of Load | 1 | 2027 | 0.00011861
ENS | Preferred Plan | C&I Curtailment | C&I Curtailment-Turnkey-Auto-DR HVAC Control | General | Miscellaneous | Winter Evening | % of Load | 1 | 2027 | 3.1151e-05
ENS | Preferred Plan | C&I Curtailment | C&I Curtailment-Turnkey-Auto-DR HVAC Control | General | Offices | Winter Evening | % of Load | 1 | 2027 | 2.0777e-06
ENS | Preferred Plan | C&I Curtailment | C&I Curtailment-Turnkey-Auto-DR HVAC Control | General | Retail Trade | Winter Evening | % of Load | 1 | 2027 | 7.2826e-06
ENS | Preferred Plan | C&I Curtailment | C&I Curtailment-Turnkey-Auto-DR HVAC Control | General | Services | Winter Evening | % of Load | 1 | 2027 | 4.7081e-06
ENS | Preferred Plan | C&I Curtailment | C&I Curtailment-Turnkey-Standard Lighting Control | General | Miscellaneous | Winter Evening | % of Load | 1 | 2027 | 0.00032727
ENS | Preferred Plan | C&I Curtailment | C&I Curtailment-Turnkey-Standard Lighting Control | General | Offices | Winter Evening | % of Load | 1 | 2027 | 6.7528e-06
ENS | Preferred Plan | C&I Curtailment | C&I Curtailment-Turnkey-Standard Lighting Control | General | Retail Trade | Winter Evening | % of Load | 1 | 2027 | 7.4586e-05
ENS | Preferred Plan | C&I Curtailment | C&I Curtailment-Turnkey-Standard Lighting Control | General | Services | Winter Evening | % of Load | 1 | 2027 | 4.8263e-05
ENS | Preferred Plan | C&I Curtailment | C&I Curtailment-Turnkey-Water Heating Control | General | Miscellaneous | Winter Evening | % of Load | 1 | 2027 | 2.0058e-05
ENS | Preferred Plan | C&I Curtailment | C&I Curtailment-Turnkey-Water Heating Control | General | Offices | Winter Evening | % of Load | 1 | 2027 | 5.3759e-07
ENS | Preferred Plan | C&I Curtailment | C&I Curtailment-Turnkey-Water Heating Control | General | Retail Trade | Winter Evening | % of Load | 1 | 2027 | 1.0683e-05
ENS | Preferred Plan | C&I Curtailment | C&I Curtailment-Turnkey-Water Heating Control | General | Services | Winter Evening | % of Load | 1 | 2027 | 6.9009e-06
ENS | Preferred Plan | C&I Curtailment | C&I Curtailment-Turnkey-Other | General | Miscellaneous | Winter Evening | % of Load | 1 | 2027 | 0.00035776
ENS | Preferred Plan | C&I Curtailment | C&I Curtailment-Turnkey-Other | General | Offices | Winter Evening | % of Load | 1 | 2027 | 9.8142e-06
ENS | Preferred Plan | C&I Curtailment | C&I Curtailment-Turnkey-Other | General | Retail Trade | Winter Evening | % of Load | 1 | 2027 | 0.00011303
ENS | Preferred Plan | C&I Curtailment | C&I Curtailment-Turnkey-Other | General | Services | Winter Evening | % of Load | 1 | 2027 | 7.3061e-05
ENS | Preferred Plan | C&I Curtailment | C&I Curtailment-Turnkey-Manual HVAC Control | Large General | Miscellaneous | Winter Morning | % of Load | 1 | 2027 | 0.00060577
ENS | Preferred Plan | C&I Curtailment | C&I Curtailment-Turnkey-Manual HVAC Control | Large General | Retail Trade | Winter Morning | % of Load | 1 | 2027 | 2.5863e-05
ENS | Preferred Plan | C&I Curtailment | C&I Curtailment-Turnkey-Manual HVAC Control | Large General | Services | Winter Morning | % of Load | 1 | 2027 | 4.1417e-05
ENS | Preferred Plan | C&I Curtailment | C&I Curtailment-Turnkey-Auto-DR HVAC Control | Large General | Miscellaneous | Winter Morning | % of Load | 1 | 2027 | 2.4045e-05
ENS | Preferred Plan | C&I Curtailment | C&I Curtailment-Turnkey-Auto-DR HVAC Control | Large General | Retail Trade | Winter Morning | % of Load | 1 | 2027 | 1.0266e-06
ENS | Preferred Plan | C&I Curtailment | C&I Curtailment-Turnkey-Auto-DR HVAC Control | Large General | Services | Winter Morning | % of Load | 1 | 2027 | 1.644e-06
ENS | Preferred Plan | C&I Curtailment | C&I Curtailment-Turnkey-Standard Lighting Control | Large General | Miscellaneous | Winter Morning | % of Load | 1 | 2027 | 0.00026231
ENS | Preferred Plan | C&I Curtailment | C&I Curtailment-Turnkey-Standard Lighting Control | Large General | Retail Trade | Winter Morning | % of Load | 1 | 2027 | 1.0466e-05
ENS | Preferred Plan | C&I Curtailment | C&I Curtailment-Turnkey-Standard Lighting Control | Large General | Services | Winter Morning | % of Load | 1 | 2027 | 1.6761e-05
ENS | Preferred Plan | C&I Curtailment | C&I Curtailment-Turnkey-Water Heating Control | Large General | Miscellaneous | Winter Morning | % of Load | 1 | 2027 | 1.2411e-05
ENS | Preferred Plan | C&I Curtailment | C&I Curtailment-Turnkey-Water Heating Control | Large General | Retail Trade | Winter Morning | % of Load | 1 | 2027 | 1.5121e-06
ENS | Preferred Plan | C&I Curtailment | C&I Curtailment-Turnkey-Water Heating Control | Large General | Services | Winter Morning | % of Load | 1 | 2027 | 2.4215e-06
ENS | Preferred Plan | C&I Curtailment | C&I Curtailment-Turnkey-Other | Large General | Miscellaneous | Winter Morning | % of Load | 1 | 2027 | 0.00026778
ENS | Preferred Plan | C&I Curtailment | C&I Curtailment-Turnkey-Other | Large General | Retail Trade | Winter Morning | % of Load | 1 | 2027 | 1.5948e-05
ENS | Preferred Plan | C&I Curtailment | C&I Curtailment-Turnkey-Other | Large General | Services | Winter Morning | % of Load | 1 | 2027 | 2.5539e-05
ENS | Preferred Plan | C&I Curtailment | C&I Curtailment-Turnkey-Manual HVAC Control | Large General | Miscellaneous | Winter Evening | % of Load | 1 | 2027 | 0.00046126
ENS | Preferred Plan | C&I Curtailment | C&I Curtailment-Turnkey-Manual HVAC Control | Large General | Retail Trade | Winter Evening | % of Load | 1 | 2027 | 1.9693e-05
ENS | Preferred Plan | C&I Curtailment | C&I Curtailment-Turnkey-Manual HVAC Control | Large General | Services | Winter Evening | % of Load | 1 | 2027 | 3.1537e-05
ENS | Preferred Plan | C&I Curtailment | C&I Curtailment-Turnkey-Auto-DR HVAC Control | Large General | Miscellaneous | Winter Evening | % of Load | 1 | 2027 | 1.8309e-05
ENS | Preferred Plan | C&I Curtailment | C&I Curtailment-Turnkey-Auto-DR HVAC Control | Large General | Retail Trade | Winter Evening | % of Load | 1 | 2027 | 7.8171e-07
ENS | Preferred Plan | C&I Curtailment | C&I Curtailment-Turnkey-Auto-DR HVAC Control | Large General | Services | Winter Evening | % of Load | 1 | 2027 | 1.2518e-06
ENS | Preferred Plan | C&I Curtailment | C&I Curtailment-Turnkey-Standard Lighting Control | Large General | Miscellaneous | Winter Evening | % of Load | 1 | 2027 | 0.00019974
ENS | Preferred Plan | C&I Curtailment | C&I Curtailment-Turnkey-Standard Lighting Control | Large General | Retail Trade | Winter Evening | % of Load | 1 | 2027 | 7.9695e-06
ENS | Preferred Plan | C&I Curtailment | C&I Curtailment-Turnkey-Standard Lighting Control | Large General | Services | Winter Evening | % of Load | 1 | 2027 | 1.2762e-05
ENS | Preferred Plan | C&I Curtailment | C&I Curtailment-Turnkey-Water Heating Control | Large General | Miscellaneous | Winter Evening | % of Load | 1 | 2027 | 9.45e-06
ENS | Preferred Plan | C&I Curtailment | C&I Curtailment-Turnkey-Water Heating Control | Large General | Retail Trade | Winter Evening | % of Load | 1 | 2027 | 1.1514e-06
ENS | Preferred Plan | C&I Curtailment | C&I Curtailment-Turnkey-Water Heating Control | Large General | Services | Winter Evening | % of Load | 1 | 2027 | 1.8438e-06
ENS | Preferred Plan | C&I Curtailment | C&I Curtailment-Turnkey-Other | Large General | Miscellaneous | Winter Evening | % of Load | 1 | 2027 | 0.0002039
ENS | Preferred Plan | C&I Curtailment | C&I Curtailment-Turnkey-Other | Large General | Retail Trade | Winter Evening | % of Load | 1 | 2027 | 1.2144e-05
ENS | Preferred Plan | C&I Curtailment | C&I Curtailment-Turnkey-Other | Large General | Services | Winter Evening | % of Load | 1 | 2027 | 1.9447e-05
ENS | Preferred Plan | C&I Curtailment | C&I Curtailment-Turnkey-Manual HVAC Control | Small Industrial | Miscellaneous | Winter Morning | % of Load | 1 | 2027 | 0.00010074
ENS | Preferred Plan | C&I Curtailment | C&I Curtailment-Turnkey-Manual HVAC Control | Small Industrial | Offices | Winter Morning | % of Load | 1 | 2027 | 1.2682e-06
ENS | Preferred Plan | C&I Curtailment | C&I Curtailment-Turnkey-Manual HVAC Control | Small Industrial | Retail Trade | Winter Morning | % of Load | 1 | 2027 | 4.3274e-06
ENS | Preferred Plan | C&I Curtailment | C&I Curtailment-Turnkey-Manual HVAC Control | Small Industrial | Services | Winter Morning | % of Load | 1 | 2027 | 1.3671e-06
ENS | Preferred Plan | C&I Curtailment | C&I Curtailment-Turnkey-Auto-DR HVAC Control | Small Industrial | Miscellaneous | Winter Morning | % of Load | 1 | 2027 | 3.9989e-06
ENS | Preferred Plan | C&I Curtailment | C&I Curtailment-Turnkey-Auto-DR HVAC Control | Small Industrial | Offices | Winter Morning | % of Load | 1 | 2027 | 5.034e-08
ENS | Preferred Plan | C&I Curtailment | C&I Curtailment-Turnkey-Auto-DR HVAC Control | Small Industrial | Retail Trade | Winter Morning | % of Load | 1 | 2027 | 1.7177e-07
ENS | Preferred Plan | C&I Curtailment | C&I Curtailment-Turnkey-Auto-DR HVAC Control | Small Industrial | Services | Winter Morning | % of Load | 1 | 2027 | 5.4267e-08
ENS | Preferred Plan | C&I Curtailment | C&I Curtailment-Turnkey-Standard Lighting Control | Small Industrial | Miscellaneous | Winter Morning | % of Load | 1 | 2027 | 3.1679e-05
ENS | Preferred Plan | C&I Curtailment | C&I Curtailment-Turnkey-Standard Lighting Control | Small Industrial | Offices | Winter Morning | % of Load | 1 | 2027 | 1.7373e-07
ENS | Preferred Plan | C&I Curtailment | C&I Curtailment-Turnkey-Standard Lighting Control | Small Industrial | Retail Trade | Winter Morning | % of Load | 1 | 2027 | 1.864e-06
ENS | Preferred Plan | C&I Curtailment | C&I Curtailment-Turnkey-Standard Lighting Control | Small Industrial | Services | Winter Morning | % of Load | 1 | 2027 | 5.8888e-07
ENS | Preferred Plan | C&I Curtailment | C&I Curtailment-Turnkey-Water Heating Control | Small Industrial | Miscellaneous | Winter Morning | % of Load | 1 | 2027 | 2.4513e-06
ENS | Preferred Plan | C&I Curtailment | C&I Curtailment-Turnkey-Water Heating Control | Small Industrial | Offices | Winter Morning | % of Load | 1 | 2027 | 1.2672e-08
ENS | Preferred Plan | C&I Curtailment | C&I Curtailment-Turnkey-Water Heating Control | Small Industrial | Retail Trade | Winter Morning | % of Load | 1 | 2027 | 2.3867e-07
ENS | Preferred Plan | C&I Curtailment | C&I Curtailment-Turnkey-Water Heating Control | Small Industrial | Services | Winter Morning | % of Load | 1 | 2027 | 7.5404e-08
ENS | Preferred Plan | C&I Curtailment | C&I Curtailment-Turnkey-Other | Small Industrial | Miscellaneous | Winter Morning | % of Load | 1 | 2027 | 3.8073e-05
ENS | Preferred Plan | C&I Curtailment | C&I Curtailment-Turnkey-Other | Small Industrial | Offices | Winter Morning | % of Load | 1 | 2027 | 2.3915e-07
ENS | Preferred Plan | C&I Curtailment | C&I Curtailment-Turnkey-Other | Small Industrial | Retail Trade | Winter Morning | % of Load | 1 | 2027 | 2.6356e-06
ENS | Preferred Plan | C&I Curtailment | C&I Curtailment-Turnkey-Other | Small Industrial | Services | Winter Morning | % of Load | 1 | 2027 | 8.3265e-07
ENS | Preferred Plan | C&I Curtailment | C&I Curtailment-Turnkey-Industrial | Small Industrial | Manufacturing | Winter Morning | % of Load | 1 | 2027 | 9.2121e-06
ENS | Preferred Plan | C&I Curtailment | C&I Curtailment-Turnkey-Manual HVAC Control | Small Industrial | Miscellaneous | Winter Evening | % of Load | 1 | 2027 | 0.00012242
ENS | Preferred Plan | C&I Curtailment | C&I Curtailment-Turnkey-Manual HVAC Control | Small Industrial | Offices | Winter Evening | % of Load | 1 | 2027 | 1.5411e-06
ENS | Preferred Plan | C&I Curtailment | C&I Curtailment-Turnkey-Manual HVAC Control | Small Industrial | Retail Trade | Winter Evening | % of Load | 1 | 2027 | 5.2587e-06
ENS | Preferred Plan | C&I Curtailment | C&I Curtailment-Turnkey-Manual HVAC Control | Small Industrial | Services | Winter Evening | % of Load | 1 | 2027 | 1.6614e-06
ENS | Preferred Plan | C&I Curtailment | C&I Curtailment-Turnkey-Auto-DR HVAC Control | Small Industrial | Miscellaneous | Winter Evening | % of Load | 1 | 2027 | 4.8595e-06
ENS | Preferred Plan | C&I Curtailment | C&I Curtailment-Turnkey-Auto-DR HVAC Control | Small Industrial | Offices | Winter Evening | % of Load | 1 | 2027 | 6.1174e-08
ENS | Preferred Plan | C&I Curtailment | C&I Curtailment-Turnkey-Auto-DR HVAC Control | Small Industrial | Retail Trade | Winter Evening | % of Load | 1 | 2027 | 2.0874e-07
ENS | Preferred Plan | C&I Curtailment | C&I Curtailment-Turnkey-Auto-DR HVAC Control | Small Industrial | Services | Winter Evening | % of Load | 1 | 2027 | 6.5946e-08
ENS | Preferred Plan | C&I Curtailment | C&I Curtailment-Turnkey-Standard Lighting Control | Small Industrial | Miscellaneous | Winter Evening | % of Load | 1 | 2027 | 3.8496e-05
ENS | Preferred Plan | C&I Curtailment | C&I Curtailment-Turnkey-Standard Lighting Control | Small Industrial | Offices | Winter Evening | % of Load | 1 | 2027 | 2.1112e-07
ENS | Preferred Plan | C&I Curtailment | C&I Curtailment-Turnkey-Standard Lighting Control | Small Industrial | Retail Trade | Winter Evening | % of Load | 1 | 2027 | 2.2651e-06
ENS | Preferred Plan | C&I Curtailment | C&I Curtailment-Turnkey-Standard Lighting Control | Small Industrial | Services | Winter Evening | % of Load | 1 | 2027 | 7.1561e-07
ENS | Preferred Plan | C&I Curtailment | C&I Curtailment-Turnkey-Water Heating Control | Small Industrial | Miscellaneous | Winter Evening | % of Load | 1 | 2027 | 2.9789e-06
ENS | Preferred Plan | C&I Curtailment | C&I Curtailment-Turnkey-Water Heating Control | Small Industrial | Offices | Winter Evening | % of Load | 1 | 2027 | 1.5399e-08
ENS | Preferred Plan | C&I Curtailment | C&I Curtailment-Turnkey-Water Heating Control | Small Industrial | Retail Trade | Winter Evening | % of Load | 1 | 2027 | 2.9004e-07
ENS | Preferred Plan | C&I Curtailment | C&I Curtailment-Turnkey-Water Heating Control | Small Industrial | Services | Winter Evening | % of Load | 1 | 2027 | 9.1631e-08
ENS | Preferred Plan | C&I Curtailment | C&I Curtailment-Turnkey-Other | Small Industrial | Miscellaneous | Winter Evening | % of Load | 1 | 2027 | 4.6267e-05
ENS | Preferred Plan | C&I Curtailment | C&I Curtailment-Turnkey-Other | Small Industrial | Offices | Winter Evening | % of Load | 1 | 2027 | 2.9062e-07
ENS | Preferred Plan | C&I Curtailment | C&I Curtailment-Turnkey-Other | Small Industrial | Retail Trade | Winter Evening | % of Load | 1 | 2027 | 3.2028e-06
ENS | Preferred Plan | C&I Curtailment | C&I Curtailment-Turnkey-Other | Small Industrial | Services | Winter Evening | % of Load | 1 | 2027 | 1.0118e-06
ENS | Preferred Plan | C&I Curtailment | C&I Curtailment-Turnkey-Industrial | Small Industrial | Manufacturing | Winter Evening | % of Load | 1 | 2027 | 1.1195e-05
ENS | Preferred Plan | C&I Curtailment | C&I Curtailment-Turnkey-Manual HVAC Control | Medium Industrial | Miscellaneous | Winter Morning | % of Load | 1 | 2027 | 0.0019227
ENS | Preferred Plan | C&I Curtailment | C&I Curtailment-Turnkey-Manual HVAC Control | Medium Industrial | Offices | Winter Morning | % of Load | 1 | 2027 | 3.0467e-05
ENS | Preferred Plan | C&I Curtailment | C&I Curtailment-Turnkey-Manual HVAC Control | Medium Industrial | Retail Trade | Winter Morning | % of Load | 1 | 2027 | 0.00043207
ENS | Preferred Plan | C&I Curtailment | C&I Curtailment-Turnkey-Manual HVAC Control | Medium Industrial | Services | Winter Morning | % of Load | 1 | 2027 | 1.9895e-05
ENS | Preferred Plan | C&I Curtailment | C&I Curtailment-Turnkey-Auto-DR HVAC Control | Medium Industrial | Miscellaneous | Winter Morning | % of Load | 1 | 2027 | 7.6319e-05
ENS | Preferred Plan | C&I Curtailment | C&I Curtailment-Turnkey-Auto-DR HVAC Control | Medium Industrial | Offices | Winter Morning | % of Load | 1 | 2027 | 1.2094e-06
ENS | Preferred Plan | C&I Curtailment | C&I Curtailment-Turnkey-Auto-DR HVAC Control | Medium Industrial | Retail Trade | Winter Morning | % of Load | 1 | 2027 | 1.715e-05
ENS | Preferred Plan | C&I Curtailment | C&I Curtailment-Turnkey-Auto-DR HVAC Control | Medium Industrial | Services | Winter Morning | % of Load | 1 | 2027 | 7.8973e-07
ENS | Preferred Plan | C&I Curtailment | C&I Curtailment-Turnkey-Standard Lighting Control | Medium Industrial | Miscellaneous | Winter Morning | % of Load | 1 | 2027 | 0.00060458
ENS | Preferred Plan | C&I Curtailment | C&I Curtailment-Turnkey-Standard Lighting Control | Medium Industrial | Offices | Winter Morning | % of Load | 1 | 2027 | 4.1736e-06
ENS | Preferred Plan | C&I Curtailment | C&I Curtailment-Turnkey-Standard Lighting Control | Medium Industrial | Retail Trade | Winter Morning | % of Load | 1 | 2027 | 0.00018611
ENS | Preferred Plan | C&I Curtailment | C&I Curtailment-Turnkey-Standard Lighting Control | Medium Industrial | Services | Winter Morning | % of Load | 1 | 2027 | 8.5696e-06
ENS | Preferred Plan | C&I Curtailment | C&I Curtailment-Turnkey-Water Heating Control | Medium Industrial | Miscellaneous | Winter Morning | % of Load | 1 | 2027 | 4.6783e-05
ENS | Preferred Plan | C&I Curtailment | C&I Curtailment-Turnkey-Water Heating Control | Medium Industrial | Offices | Winter Morning | % of Load | 1 | 2027 | 3.0442e-07
ENS | Preferred Plan | C&I Curtailment | C&I Curtailment-Turnkey-Water Heating Control | Medium Industrial | Retail Trade | Winter Morning | % of Load | 1 | 2027 | 2.383e-05
ENS | Preferred Plan | C&I Curtailment | C&I Curtailment-Turnkey-Water Heating Control | Medium Industrial | Services | Winter Morning | % of Load | 1 | 2027 | 1.0973e-06
ENS | Preferred Plan | C&I Curtailment | C&I Curtailment-Turnkey-Other | Medium Industrial | Miscellaneous | Winter Morning | % of Load | 1 | 2027 | 0.00072662
ENS | Preferred Plan | C&I Curtailment | C&I Curtailment-Turnkey-Other | Medium Industrial | Offices | Winter Morning | % of Load | 1 | 2027 | 5.7453e-06
ENS | Preferred Plan | C&I Curtailment | C&I Curtailment-Turnkey-Other | Medium Industrial | Retail Trade | Winter Morning | % of Load | 1 | 2027 | 0.00026315
ENS | Preferred Plan | C&I Curtailment | C&I Curtailment-Turnkey-Other | Medium Industrial | Services | Winter Morning | % of Load | 1 | 2027 | 1.2117e-05
ENS | Preferred Plan | C&I Curtailment | C&I Curtailment-Turnkey-Manual HVAC Control | Medium Industrial | Miscellaneous | Winter Evening | % of Load | 1 | 2027 | 0.0016464
ENS | Preferred Plan | C&I Curtailment | C&I Curtailment-Turnkey-Manual HVAC Control | Medium Industrial | Offices | Winter Evening | % of Load | 1 | 2027 | 2.609e-05
ENS | Preferred Plan | C&I Curtailment | C&I Curtailment-Turnkey-Manual HVAC Control | Medium Industrial | Retail Trade | Winter Evening | % of Load | 1 | 2027 | 0.00036999
ENS | Preferred Plan | C&I Curtailment | C&I Curtailment-Turnkey-Manual HVAC Control | Medium Industrial | Services | Winter Evening | % of Load | 1 | 2027 | 1.7037e-05
ENS | Preferred Plan | C&I Curtailment | C&I Curtailment-Turnkey-Auto-DR HVAC Control | Medium Industrial | Miscellaneous | Winter Evening | % of Load | 1 | 2027 | 6.5353e-05
ENS | Preferred Plan | C&I Curtailment | C&I Curtailment-Turnkey-Auto-DR HVAC Control | Medium Industrial | Offices | Winter Evening | % of Load | 1 | 2027 | 1.0356e-06
ENS | Preferred Plan | C&I Curtailment | C&I Curtailment-Turnkey-Auto-DR HVAC Control | Medium Industrial | Retail Trade | Winter Evening | % of Load | 1 | 2027 | 1.4686e-05
ENS | Preferred Plan | C&I Curtailment | C&I Curtailment-Turnkey-Auto-DR HVAC Control | Medium Industrial | Services | Winter Evening | % of Load | 1 | 2027 | 6.7626e-07
ENS | Preferred Plan | C&I Curtailment | C&I Curtailment-Turnkey-Standard Lighting Control | Medium Industrial | Miscellaneous | Winter Evening | % of Load | 1 | 2027 | 0.00051772
ENS | Preferred Plan | C&I Curtailment | C&I Curtailment-Turnkey-Standard Lighting Control | Medium Industrial | Offices | Winter Evening | % of Load | 1 | 2027 | 3.574e-06
ENS | Preferred Plan | C&I Curtailment | C&I Curtailment-Turnkey-Standard Lighting Control | Medium Industrial | Retail Trade | Winter Evening | % of Load | 1 | 2027 | 0.00015937
ENS | Preferred Plan | C&I Curtailment | C&I Curtailment-Turnkey-Standard Lighting Control | Medium Industrial | Services | Winter Evening | % of Load | 1 | 2027 | 7.3384e-06
ENS | Preferred Plan | C&I Curtailment | C&I Curtailment-Turnkey-Water Heating Control | Medium Industrial | Miscellaneous | Winter Evening | % of Load | 1 | 2027 | 4.0061e-05
ENS | Preferred Plan | C&I Curtailment | C&I Curtailment-Turnkey-Water Heating Control | Medium Industrial | Offices | Winter Evening | % of Load | 1 | 2027 | 2.6069e-07
ENS | Preferred Plan | C&I Curtailment | C&I Curtailment-Turnkey-Water Heating Control | Medium Industrial | Retail Trade | Winter Evening | % of Load | 1 | 2027 | 2.0406e-05
ENS | Preferred Plan | C&I Curtailment | C&I Curtailment-Turnkey-Water Heating Control | Medium Industrial | Services | Winter Evening | % of Load | 1 | 2027 | 9.3965e-07
ENS | Preferred Plan | C&I Curtailment | C&I Curtailment-Turnkey-Other | Medium Industrial | Miscellaneous | Winter Evening | % of Load | 1 | 2027 | 0.00062222
ENS | Preferred Plan | C&I Curtailment | C&I Curtailment-Turnkey-Other | Medium Industrial | Offices | Winter Evening | % of Load | 1 | 2027 | 4.9198e-06
ENS | Preferred Plan | C&I Curtailment | C&I Curtailment-Turnkey-Other | Medium Industrial | Retail Trade | Winter Evening | % of Load | 1 | 2027 | 0.00022534
ENS | Preferred Plan | C&I Curtailment | C&I Curtailment-Turnkey-Other | Medium Industrial | Services | Winter Evening | % of Load | 1 | 2027 | 1.0376e-05
ENS | Preferred Plan | C&I Curtailment | C&I Curtailment-Turnkey-Manual HVAC Control | Large Industrial | Miscellaneous | Winter Morning | % of Load | 1 | 2027 | 3.9922e-05
ENS | Preferred Plan | C&I Curtailment | C&I Curtailment-Turnkey-Auto-DR HVAC Control | Large Industrial | Miscellaneous | Winter Morning | % of Load | 1 | 2027 | 1.5847e-06
ENS | Preferred Plan | C&I Curtailment | C&I Curtailment-Turnkey-Standard Lighting Control | Large Industrial | Miscellaneous | Winter Morning | % of Load | 1 | 2027 | 1.7287e-05
ENS | Preferred Plan | C&I Curtailment | C&I Curtailment-Turnkey-Water Heating Control | Large Industrial | Miscellaneous | Winter Morning | % of Load | 1 | 2027 | 8.1789e-07
ENS | Preferred Plan | C&I Curtailment | C&I Curtailment-Turnkey-Other | Large Industrial | Miscellaneous | Winter Morning | % of Load | 1 | 2027 | 1.7647e-05
ENS | Preferred Plan | C&I Curtailment | C&I Curtailment-Turnkey-Industrial | Large Industrial | Manufacturing | Winter Morning | % of Load | 1 | 2027 | 3.5028e-06
ENS | Preferred Plan | C&I Curtailment | C&I Curtailment-Turnkey-Manual HVAC Control | Large Industrial | Miscellaneous | Winter Evening | % of Load | 1 | 2027 | 3.5129e-05
ENS | Preferred Plan | C&I Curtailment | C&I Curtailment-Turnkey-Auto-DR HVAC Control | Large Industrial | Miscellaneous | Winter Evening | % of Load | 1 | 2027 | 1.3944e-06
ENS | Preferred Plan | C&I Curtailment | C&I Curtailment-Turnkey-Standard Lighting Control | Large Industrial | Miscellaneous | Winter Evening | % of Load | 1 | 2027 | 1.5212e-05
ENS | Preferred Plan | C&I Curtailment | C&I Curtailment-Turnkey-Water Heating Control | Large Industrial | Miscellaneous | Winter Evening | % of Load | 1 | 2027 | 7.1971e-07
ENS | Preferred Plan | C&I Curtailment | C&I Curtailment-Turnkey-Other | Large Industrial | Miscellaneous | Winter Evening | % of Load | 1 | 2027 | 1.5529e-05
ENS | Preferred Plan | C&I Curtailment | C&I Curtailment-Turnkey-Industrial | Large Industrial | Manufacturing | Winter Evening | % of Load | 1 | 2027 | 3.0823e-06
ENS | Preferred Plan | C&I Loadshift to BUGs | C&I Loadshift to BUGs | Large General | Miscellaneous | Winter Morning | % of Load | 1 | 2027 | 0.0023479
ENS | Preferred Plan | C&I Loadshift to BUGs | C&I Loadshift to BUGs | Large General | Miscellaneous | Winter Evening | % of Load | 1 | 2027 | 0.0017878
ENS | Preferred Plan | C&I Loadshift to BUGs | C&I Loadshift to BUGs | Small Industrial | Miscellaneous | Winter Morning | % of Load | 1 | 2027 | 0.00062701
ENS | Preferred Plan | C&I Loadshift to BUGs | C&I Loadshift to BUGs | Small Industrial | Miscellaneous | Winter Evening | % of Load | 1 | 2027 | 0.00076195
ENS | Preferred Plan | C&I Loadshift to BUGs | C&I Loadshift to BUGs | Medium Industrial | Manufacturing | Winter Morning | % of Load | 1 | 2027 | 0.00044129
ENS | Preferred Plan | C&I Loadshift to BUGs | C&I Loadshift to BUGs | Medium Industrial | Miscellaneous | Winter Morning | % of Load | 1 | 2027 | 0.0019152
ENS | Preferred Plan | C&I Loadshift to BUGs | C&I Loadshift to BUGs | Medium Industrial | Manufacturing | Winter Evening | % of Load | 1 | 2027 | 0.00037788
ENS | Preferred Plan | C&I Loadshift to BUGs | C&I Loadshift to BUGs | Medium Industrial | Miscellaneous | Winter Evening | % of Load | 1 | 2027 | 0.00164
ENS | Preferred Plan | Dynamic Pricing | Dynamic Pricing with enabling tech. | Small General | Manufacturing | Winter Morning | % of Load | 1 | 2027 | 3.8726e-06
ENS | Preferred Plan | Dynamic Pricing | Dynamic Pricing with enabling tech. | Small General | Manufacturing | Winter Evening | % of Load | 1 | 2027 | 3.9792e-06
ENS | Preferred Plan | Dynamic Pricing | Dynamic Pricing with enabling tech. | Residential Charitable | Residential LI | Winter Morning | % of Load | 1 | 2027 | 0.00019812
ENS | Preferred Plan | Dynamic Pricing | Dynamic Pricing with enabling tech. | Residential Charitable | Residential Market Rate | Winter Morning | % of Load | 1 | 2027 | 0.0011242
ENS | Preferred Plan | Dynamic Pricing | Dynamic Pricing w/o enabling tech. | Residential Charitable | Residential LI | Winter Morning | % of Load | 1 | 2027 | 0.0013885
ENS | Preferred Plan | Dynamic Pricing | Dynamic Pricing w/o enabling tech. | Residential Charitable | Residential Market Rate | Winter Morning | % of Load | 1 | 2027 | 0.0078792
ENS | Preferred Plan | Dynamic Pricing | Dynamic Pricing with enabling tech. | Residential Charitable | Residential LI | Winter Evening | % of Load | 1 | 2027 | 0.00019965
ENS | Preferred Plan | Dynamic Pricing | Dynamic Pricing with enabling tech. | Residential Charitable | Residential Market Rate | Winter Evening | % of Load | 1 | 2027 | 0.0011329
ENS | Preferred Plan | Dynamic Pricing | Dynamic Pricing w/o enabling tech. | Residential Charitable | Residential LI | Winter Evening | % of Load | 1 | 2027 | 0.0013992
ENS | Preferred Plan | Dynamic Pricing | Dynamic Pricing w/o enabling tech. | Residential Charitable | Residential Market Rate | Winter Evening | % of Load | 1 | 2027 | 0.0079402
ENS | Preferred Plan | Behavioral DR | Behavioral DR | Residential Charitable | Residential LI | Winter Morning | % of Load | 1 | 2027 | 7.8597e-05
ENS | Preferred Plan | Behavioral DR | Behavioral DR | Residential Charitable | Residential Market Rate | Winter Morning | % of Load | 1 | 2027 | 0.0004478
ENS | Preferred Plan | Behavioral DR | Behavioral DR | Residential Charitable | Residential LI | Winter Evening | % of Load | 1 | 2027 | 7.9205e-05
ENS | Preferred Plan | Behavioral DR | Behavioral DR | Residential Charitable | Residential Market Rate | Winter Evening | % of Load | 1 | 2027 | 0.00045126
ENS | Preferred Plan | Time-of-Use Rates (TOU) | Time-of-Use Rates (TOU) | Residential Charitable | Residential LI | Winter Morning | % of Load | 0 | 2027 | 0.00033234
ENS | Preferred Plan | Time-of-Use Rates (TOU) | Time-of-Use Rates (TOU) | Residential Charitable | Residential Market Rate | Winter Morning | % of Load | 0 | 2027 | 0.0018935
ENS | Preferred Plan | Time-of-Use Rates (TOU) | Time-of-Use Rates (TOU) | Residential Charitable | Residential LI | Winter Evening | % of Load | 0 | 2027 | 0.00033491
ENS | Preferred Plan | Time-of-Use Rates (TOU) | Time-of-Use Rates (TOU) | Residential Charitable | Residential Market Rate | Winter Evening | % of Load | 0 | 2027 | 0.0019081
ENS | Preferred Plan | DLC-Thermostat | DLC-Thermostat-BYOT-Central Heat Pump | Residential Charitable | Residential LI | Winter Morning | % of Load | 0 | 2028 | 2.3314e-05
ENS | Preferred Plan | DLC-Thermostat | DLC-Thermostat-BYOT-Central Heat Pump | Residential Charitable | Residential Market Rate | Winter Morning | % of Load | 0 | 2028 | 0.00014267
ENS | Preferred Plan | DLC-Thermostat | DLC-Thermostat-DI-Baseboard Heating | Residential Charitable | Residential LI | Winter Morning | % of Load | 0 | 2028 | 0.00011848
ENS | Preferred Plan | DLC-Thermostat | DLC-Thermostat-DI-Baseboard Heating | Residential Charitable | Residential Market Rate | Winter Morning | % of Load | 0 | 2028 | 0.0011279
ENS | Preferred Plan | DLC-Thermostat | DLC-Thermostat-BYOT-Baseboard Heating | Residential Charitable | Residential LI | Winter Morning | % of Load | 0 | 2028 | 1.3854e-05
ENS | Preferred Plan | DLC-Thermostat | DLC-Thermostat-BYOT-Baseboard Heating | Residential Charitable | Residential Market Rate | Winter Morning | % of Load | 0 | 2028 | 0.00013188
ENS | Preferred Plan | DLC-Thermostat | DLC-Thermostat-DI-MSHP | Residential Charitable | Residential LI | Winter Morning | % of Load | 0 | 2028 | 6.8655e-05
ENS | Preferred Plan | DLC-Thermostat | DLC-Thermostat-DI-MSHP | Residential Charitable | Residential Market Rate | Winter Morning | % of Load | 0 | 2028 | 0.00065353
ENS | Preferred Plan | DLC-Thermostat | DLC-Thermostat-BYOT-MSHP | Residential Charitable | Residential LI | Winter Morning | % of Load | 0 | 2028 | 6.2013e-06
ENS | Preferred Plan | DLC-Thermostat | DLC-Thermostat-BYOT-MSHP | Residential Charitable | Residential Market Rate | Winter Morning | % of Load | 0 | 2028 | 5.903e-05
ENS | Preferred Plan | DLC-Thermostat | DLC-Thermostat-BYOT-Central Heat Pump | Residential Charitable | Residential LI | Winter Evening | % of Load | 0 | 2028 | 2.0838e-05
ENS | Preferred Plan | DLC-Thermostat | DLC-Thermostat-BYOT-Central Heat Pump | Residential Charitable | Residential Market Rate | Winter Evening | % of Load | 0 | 2028 | 0.00012751
ENS | Preferred Plan | DLC-Thermostat | DLC-Thermostat-DI-Baseboard Heating | Residential Charitable | Residential LI | Winter Evening | % of Load | 0 | 2028 | 0.0001059
ENS | Preferred Plan | DLC-Thermostat | DLC-Thermostat-DI-Baseboard Heating | Residential Charitable | Residential Market Rate | Winter Evening | % of Load | 0 | 2028 | 0.001008
ENS | Preferred Plan | DLC-Thermostat | DLC-Thermostat-BYOT-Baseboard Heating | Residential Charitable | Residential LI | Winter Evening | % of Load | 0 | 2028 | 1.2382e-05
ENS | Preferred Plan | DLC-Thermostat | DLC-Thermostat-BYOT-Baseboard Heating | Residential Charitable | Residential Market Rate | Winter Evening | % of Load | 0 | 2028 | 0.00011787
ENS | Preferred Plan | DLC-Thermostat | DLC-Thermostat-DI-MSHP | Residential Charitable | Residential LI | Winter Evening | % of Load | 0 | 2028 | 6.1362e-05
ENS | Preferred Plan | DLC-Thermostat | DLC-Thermostat-DI-MSHP | Residential Charitable | Residential Market Rate | Winter Evening | % of Load | 0 | 2028 | 0.00058411
ENS | Preferred Plan | DLC-Thermostat | DLC-Thermostat-BYOT-MSHP | Residential Charitable | Residential LI | Winter Evening | % of Load | 0 | 2028 | 5.5425e-06
ENS | Preferred Plan | DLC-Thermostat | DLC-Thermostat-BYOT-MSHP | Residential Charitable | Residential Market Rate | Winter Evening | % of Load | 0 | 2028 | 5.2759e-05
ENS | Preferred Plan | DLC-Water Heating | DLC-Switch-Water Heating | Residential Charitable | Residential LI | Winter Morning | % of Load | 0 | 2028 | 7.3137e-05
ENS | Preferred Plan | DLC-Water Heating | DLC-Switch-Water Heating | Residential Charitable | Residential Market Rate | Winter Morning | % of Load | 0 | 2028 | 0.00083543
ENS | Preferred Plan | DLC-Water Heating | DLC-Switch-Water Heating | Residential Charitable | Residential LI | Winter Evening | % of Load | 0 | 2028 | 5.5249e-05
ENS | Preferred Plan | DLC-Water Heating | DLC-Switch-Water Heating | Residential Charitable | Residential Market Rate | Winter Evening | % of Load | 0 | 2028 | 0.0006311
ENS | Preferred Plan | C&I Curtailment | C&I Curtailment-Turnkey-Manual HVAC Control | General | Miscellaneous | Winter Morning | % of Load | 1 | 2028 | 0.00089519
ENS | Preferred Plan | C&I Curtailment | C&I Curtailment-Turnkey-Manual HVAC Control | General | Offices | Winter Morning | % of Load | 1 | 2028 | 6.0334e-05
ENS | Preferred Plan | C&I Curtailment | C&I Curtailment-Turnkey-Manual HVAC Control | General | Retail Trade | Winter Morning | % of Load | 1 | 2028 | 0.00020809
ENS | Preferred Plan | C&I Curtailment | C&I Curtailment-Turnkey-Manual HVAC Control | General | Services | Winter Morning | % of Load | 1 | 2028 | 0.00013453
ENS | Preferred Plan | C&I Curtailment | C&I Curtailment-Turnkey-Auto-DR HVAC Control | General | Miscellaneous | Winter Morning | % of Load | 1 | 2028 | 4.4683e-05
ENS | Preferred Plan | C&I Curtailment | C&I Curtailment-Turnkey-Auto-DR HVAC Control | General | Offices | Winter Morning | % of Load | 1 | 2028 | 3.0116e-06
ENS | Preferred Plan | C&I Curtailment | C&I Curtailment-Turnkey-Auto-DR HVAC Control | General | Retail Trade | Winter Morning | % of Load | 1 | 2028 | 1.0387e-05
ENS | Preferred Plan | C&I Curtailment | C&I Curtailment-Turnkey-Auto-DR HVAC Control | General | Services | Winter Morning | % of Load | 1 | 2028 | 6.7149e-06
ENS | Preferred Plan | C&I Curtailment | C&I Curtailment-Turnkey-Standard Lighting Control | General | Miscellaneous | Winter Morning | % of Load | 1 | 2028 | 0.00037131
ENS | Preferred Plan | C&I Curtailment | C&I Curtailment-Turnkey-Standard Lighting Control | General | Offices | Winter Morning | % of Load | 1 | 2028 | 7.5195e-06
ENS | Preferred Plan | C&I Curtailment | C&I Curtailment-Turnkey-Standard Lighting Control | General | Retail Trade | Winter Morning | % of Load | 1 | 2028 | 8.3583e-05
ENS | Preferred Plan | C&I Curtailment | C&I Curtailment-Turnkey-Standard Lighting Control | General | Services | Winter Morning | % of Load | 1 | 2028 | 5.4094e-05
ENS | Preferred Plan | C&I Curtailment | C&I Curtailment-Turnkey-Water Heating Control | General | Miscellaneous | Winter Morning | % of Load | 1 | 2028 | 2.354e-05
ENS | Preferred Plan | C&I Curtailment | C&I Curtailment-Turnkey-Water Heating Control | General | Offices | Winter Morning | % of Load | 1 | 2028 | 6.2871e-07
ENS | Preferred Plan | C&I Curtailment | C&I Curtailment-Turnkey-Water Heating Control | General | Retail Trade | Winter Morning | % of Load | 1 | 2028 | 1.2596e-05
ENS | Preferred Plan | C&I Curtailment | C&I Curtailment-Turnkey-Water Heating Control | General | Services | Winter Morning | % of Load | 1 | 2028 | 8.1355e-06
ENS | Preferred Plan | C&I Curtailment | C&I Curtailment-Turnkey-Other | General | Miscellaneous | Winter Morning | % of Load | 1 | 2028 | 0.00041706
ENS | Preferred Plan | C&I Curtailment | C&I Curtailment-Turnkey-Other | General | Offices | Winter Morning | % of Load | 1 | 2028 | 1.1407e-05
ENS | Preferred Plan | C&I Curtailment | C&I Curtailment-Turnkey-Other | General | Retail Trade | Winter Morning | % of Load | 1 | 2028 | 0.00013193
ENS | Preferred Plan | C&I Curtailment | C&I Curtailment-Turnkey-Other | General | Services | Winter Morning | % of Load | 1 | 2028 | 8.5271e-05
ENS | Preferred Plan | C&I Curtailment | C&I Curtailment-Turnkey-Manual HVAC Control | General | Miscellaneous | Winter Evening | % of Load | 1 | 2028 | 0.00092762
ENS | Preferred Plan | C&I Curtailment | C&I Curtailment-Turnkey-Manual HVAC Control | General | Offices | Winter Evening | % of Load | 1 | 2028 | 6.252e-05
ENS | Preferred Plan | C&I Curtailment | C&I Curtailment-Turnkey-Manual HVAC Control | General | Retail Trade | Winter Evening | % of Load | 1 | 2028 | 0.00021562
ENS | Preferred Plan | C&I Curtailment | C&I Curtailment-Turnkey-Manual HVAC Control | General | Services | Winter Evening | % of Load | 1 | 2028 | 0.0001394
ENS | Preferred Plan | C&I Curtailment | C&I Curtailment-Turnkey-Auto-DR HVAC Control | General | Miscellaneous | Winter Evening | % of Load | 1 | 2028 | 4.6302e-05
ENS | Preferred Plan | C&I Curtailment | C&I Curtailment-Turnkey-Auto-DR HVAC Control | General | Offices | Winter Evening | % of Load | 1 | 2028 | 3.1207e-06
ENS | Preferred Plan | C&I Curtailment | C&I Curtailment-Turnkey-Auto-DR HVAC Control | General | Retail Trade | Winter Evening | % of Load | 1 | 2028 | 1.0763e-05
ENS | Preferred Plan | C&I Curtailment | C&I Curtailment-Turnkey-Auto-DR HVAC Control | General | Services | Winter Evening | % of Load | 1 | 2028 | 6.9582e-06
ENS | Preferred Plan | C&I Curtailment | C&I Curtailment-Turnkey-Standard Lighting Control | General | Miscellaneous | Winter Evening | % of Load | 1 | 2028 | 0.00038476
ENS | Preferred Plan | C&I Curtailment | C&I Curtailment-Turnkey-Standard Lighting Control | General | Offices | Winter Evening | % of Load | 1 | 2028 | 7.7919e-06
ENS | Preferred Plan | C&I Curtailment | C&I Curtailment-Turnkey-Standard Lighting Control | General | Retail Trade | Winter Evening | % of Load | 1 | 2028 | 8.6612e-05
ENS | Preferred Plan | C&I Curtailment | C&I Curtailment-Turnkey-Standard Lighting Control | General | Services | Winter Evening | % of Load | 1 | 2028 | 5.6054e-05
ENS | Preferred Plan | C&I Curtailment | C&I Curtailment-Turnkey-Water Heating Control | General | Miscellaneous | Winter Evening | % of Load | 1 | 2028 | 2.4393e-05
ENS | Preferred Plan | C&I Curtailment | C&I Curtailment-Turnkey-Water Heating Control | General | Offices | Winter Evening | % of Load | 1 | 2028 | 6.5148e-07
ENS | Preferred Plan | C&I Curtailment | C&I Curtailment-Turnkey-Water Heating Control | General | Retail Trade | Winter Evening | % of Load | 1 | 2028 | 1.3053e-05
ENS | Preferred Plan | C&I Curtailment | C&I Curtailment-Turnkey-Water Heating Control | General | Services | Winter Evening | % of Load | 1 | 2028 | 8.4303e-06
ENS | Preferred Plan | C&I Curtailment | C&I Curtailment-Turnkey-Other | General | Miscellaneous | Winter Evening | % of Load | 1 | 2028 | 0.00043217
ENS | Preferred Plan | C&I Curtailment | C&I Curtailment-Turnkey-Other | General | Offices | Winter Evening | % of Load | 1 | 2028 | 1.182e-05
ENS | Preferred Plan | C&I Curtailment | C&I Curtailment-Turnkey-Other | General | Retail Trade | Winter Evening | % of Load | 1 | 2028 | 0.00013671
ENS | Preferred Plan | C&I Curtailment | C&I Curtailment-Turnkey-Other | General | Services | Winter Evening | % of Load | 1 | 2028 | 8.8361e-05
ENS | Preferred Plan | C&I Curtailment | C&I Curtailment-Turnkey-Manual HVAC Control | Large General | Miscellaneous | Winter Morning | % of Load | 1 | 2028 | 0.00071643
ENS | Preferred Plan | C&I Curtailment | C&I Curtailment-Turnkey-Manual HVAC Control | Large General | Retail Trade | Winter Morning | % of Load | 1 | 2028 | 3.0354e-05
ENS | Preferred Plan | C&I Curtailment | C&I Curtailment-Turnkey-Manual HVAC Control | Large General | Services | Winter Morning | % of Load | 1 | 2028 | 4.8609e-05
ENS | Preferred Plan | C&I Curtailment | C&I Curtailment-Turnkey-Auto-DR HVAC Control | Large General | Miscellaneous | Winter Morning | % of Load | 1 | 2028 | 3.576e-05
ENS | Preferred Plan | C&I Curtailment | C&I Curtailment-Turnkey-Auto-DR HVAC Control | Large General | Retail Trade | Winter Morning | % of Load | 1 | 2028 | 1.5151e-06
ENS | Preferred Plan | C&I Curtailment | C&I Curtailment-Turnkey-Auto-DR HVAC Control | Large General | Services | Winter Morning | % of Load | 1 | 2028 | 2.4263e-06
ENS | Preferred Plan | C&I Curtailment | C&I Curtailment-Turnkey-Standard Lighting Control | Large General | Miscellaneous | Winter Morning | % of Load | 1 | 2028 | 0.00030856
ENS | Preferred Plan | C&I Curtailment | C&I Curtailment-Turnkey-Standard Lighting Control | Large General | Retail Trade | Winter Morning | % of Load | 1 | 2028 | 1.2128e-05
ENS | Preferred Plan | C&I Curtailment | C&I Curtailment-Turnkey-Standard Lighting Control | Large General | Services | Winter Morning | % of Load | 1 | 2028 | 1.9422e-05
ENS | Preferred Plan | C&I Curtailment | C&I Curtailment-Turnkey-Water Heating Control | Large General | Miscellaneous | Winter Morning | % of Load | 1 | 2028 | 1.5006e-05
ENS | Preferred Plan | C&I Curtailment | C&I Curtailment-Turnkey-Water Heating Control | Large General | Retail Trade | Winter Morning | % of Load | 1 | 2028 | 1.8466e-06
ENS | Preferred Plan | C&I Curtailment | C&I Curtailment-Turnkey-Water Heating Control | Large General | Services | Winter Morning | % of Load | 1 | 2028 | 2.9571e-06
ENS | Preferred Plan | C&I Curtailment | C&I Curtailment-Turnkey-Other | Large General | Miscellaneous | Winter Morning | % of Load | 1 | 2028 | 0.00032289
ENS | Preferred Plan | C&I Curtailment | C&I Curtailment-Turnkey-Other | Large General | Retail Trade | Winter Morning | % of Load | 1 | 2028 | 1.9268e-05
ENS | Preferred Plan | C&I Curtailment | C&I Curtailment-Turnkey-Other | Large General | Services | Winter Morning | % of Load | 1 | 2028 | 3.0855e-05
ENS | Preferred Plan | C&I Curtailment | C&I Curtailment-Turnkey-Manual HVAC Control | Large General | Miscellaneous | Winter Evening | % of Load | 1 | 2028 | 0.0005454
ENS | Preferred Plan | C&I Curtailment | C&I Curtailment-Turnkey-Manual HVAC Control | Large General | Retail Trade | Winter Evening | % of Load | 1 | 2028 | 2.3108e-05
ENS | Preferred Plan | C&I Curtailment | C&I Curtailment-Turnkey-Manual HVAC Control | Large General | Services | Winter Evening | % of Load | 1 | 2028 | 3.7004e-05
ENS | Preferred Plan | C&I Curtailment | C&I Curtailment-Turnkey-Auto-DR HVAC Control | Large General | Miscellaneous | Winter Evening | % of Load | 1 | 2028 | 2.7223e-05
ENS | Preferred Plan | C&I Curtailment | C&I Curtailment-Turnkey-Auto-DR HVAC Control | Large General | Retail Trade | Winter Evening | % of Load | 1 | 2028 | 1.1534e-06
ENS | Preferred Plan | C&I Curtailment | C&I Curtailment-Turnkey-Auto-DR HVAC Control | Large General | Services | Winter Evening | % of Load | 1 | 2028 | 1.8471e-06
ENS | Preferred Plan | C&I Curtailment | C&I Curtailment-Turnkey-Standard Lighting Control | Large General | Miscellaneous | Winter Evening | % of Load | 1 | 2028 | 0.0002349
ENS | Preferred Plan | C&I Curtailment | C&I Curtailment-Turnkey-Standard Lighting Control | Large General | Retail Trade | Winter Evening | % of Load | 1 | 2028 | 9.2326e-06
ENS | Preferred Plan | C&I Curtailment | C&I Curtailment-Turnkey-Standard Lighting Control | Large General | Services | Winter Evening | % of Load | 1 | 2028 | 1.4785e-05
ENS | Preferred Plan | C&I Curtailment | C&I Curtailment-Turnkey-Water Heating Control | Large General | Miscellaneous | Winter Evening | % of Load | 1 | 2028 | 1.1424e-05
ENS | Preferred Plan | C&I Curtailment | C&I Curtailment-Turnkey-Water Heating Control | Large General | Retail Trade | Winter Evening | % of Load | 1 | 2028 | 1.4057e-06
ENS | Preferred Plan | C&I Curtailment | C&I Curtailment-Turnkey-Water Heating Control | Large General | Services | Winter Evening | % of Load | 1 | 2028 | 2.2511e-06
ENS | Preferred Plan | C&I Curtailment | C&I Curtailment-Turnkey-Other | Large General | Miscellaneous | Winter Evening | % of Load | 1 | 2028 | 0.0002458
ENS | Preferred Plan | C&I Curtailment | C&I Curtailment-Turnkey-Other | Large General | Retail Trade | Winter Evening | % of Load | 1 | 2028 | 1.4668e-05
ENS | Preferred Plan | C&I Curtailment | C&I Curtailment-Turnkey-Other | Large General | Services | Winter Evening | % of Load | 1 | 2028 | 2.3489e-05
ENS | Preferred Plan | C&I Curtailment | C&I Curtailment-Turnkey-Manual HVAC Control | Small Industrial | Miscellaneous | Winter Morning | % of Load | 1 | 2028 | 0.00011919
ENS | Preferred Plan | C&I Curtailment | C&I Curtailment-Turnkey-Manual HVAC Control | Small Industrial | Offices | Winter Morning | % of Load | 1 | 2028 | 1.5097e-06
ENS | Preferred Plan | C&I Curtailment | C&I Curtailment-Turnkey-Manual HVAC Control | Small Industrial | Retail Trade | Winter Morning | % of Load | 1 | 2028 | 5.0886e-06
ENS | Preferred Plan | C&I Curtailment | C&I Curtailment-Turnkey-Manual HVAC Control | Small Industrial | Services | Winter Morning | % of Load | 1 | 2028 | 1.6076e-06
ENS | Preferred Plan | C&I Curtailment | C&I Curtailment-Turnkey-Auto-DR HVAC Control | Small Industrial | Miscellaneous | Winter Morning | % of Load | 1 | 2028 | 5.9492e-06
ENS | Preferred Plan | C&I Curtailment | C&I Curtailment-Turnkey-Auto-DR HVAC Control | Small Industrial | Offices | Winter Morning | % of Load | 1 | 2028 | 7.5356e-08
ENS | Preferred Plan | C&I Curtailment | C&I Curtailment-Turnkey-Auto-DR HVAC Control | Small Industrial | Retail Trade | Winter Morning | % of Load | 1 | 2028 | 2.54e-07
ENS | Preferred Plan | C&I Curtailment | C&I Curtailment-Turnkey-Auto-DR HVAC Control | Small Industrial | Services | Winter Morning | % of Load | 1 | 2028 | 8.0244e-08
ENS | Preferred Plan | C&I Curtailment | C&I Curtailment-Turnkey-Standard Lighting Control | Small Industrial | Miscellaneous | Winter Morning | % of Load | 1 | 2028 | 3.7083e-05
ENS | Preferred Plan | C&I Curtailment | C&I Curtailment-Turnkey-Standard Lighting Control | Small Industrial | Offices | Winter Morning | % of Load | 1 | 2028 | 2.0223e-07
ENS | Preferred Plan | C&I Curtailment | C&I Curtailment-Turnkey-Standard Lighting Control | Small Industrial | Retail Trade | Winter Morning | % of Load | 1 | 2028 | 2.1862e-06
ENS | Preferred Plan | C&I Curtailment | C&I Curtailment-Turnkey-Standard Lighting Control | Small Industrial | Services | Winter Morning | % of Load | 1 | 2028 | 6.9068e-07
ENS | Preferred Plan | C&I Curtailment | C&I Curtailment-Turnkey-Water Heating Control | Small Industrial | Miscellaneous | Winter Morning | % of Load | 1 | 2028 | 2.9666e-06
ENS | Preferred Plan | C&I Curtailment | C&I Curtailment-Turnkey-Water Heating Control | Small Industrial | Offices | Winter Morning | % of Load | 1 | 2028 | 1.5219e-08
ENS | Preferred Plan | C&I Curtailment | C&I Curtailment-Turnkey-Water Heating Control | Small Industrial | Retail Trade | Winter Morning | % of Load | 1 | 2028 | 2.8802e-07
ENS | Preferred Plan | C&I Curtailment | C&I Curtailment-Turnkey-Water Heating Control | Small Industrial | Services | Winter Morning | % of Load | 1 | 2028 | 9.0994e-08
ENS | Preferred Plan | C&I Curtailment | C&I Curtailment-Turnkey-Other | Small Industrial | Miscellaneous | Winter Morning | % of Load | 1 | 2028 | 4.5894e-05
ENS | Preferred Plan | C&I Curtailment | C&I Curtailment-Turnkey-Other | Small Industrial | Offices | Winter Morning | % of Load | 1 | 2028 | 2.8758e-07
ENS | Preferred Plan | C&I Curtailment | C&I Curtailment-Turnkey-Other | Small Industrial | Retail Trade | Winter Morning | % of Load | 1 | 2028 | 3.1761e-06
ENS | Preferred Plan | C&I Curtailment | C&I Curtailment-Turnkey-Other | Small Industrial | Services | Winter Morning | % of Load | 1 | 2028 | 1.0034e-06
ENS | Preferred Plan | C&I Curtailment | C&I Curtailment-Turnkey-Industrial | Small Industrial | Manufacturing | Winter Morning | % of Load | 1 | 2028 | 1.103e-05
ENS | Preferred Plan | C&I Curtailment | C&I Curtailment-Turnkey-Manual HVAC Control | Small Industrial | Miscellaneous | Winter Evening | % of Load | 1 | 2028 | 0.0001448
ENS | Preferred Plan | C&I Curtailment | C&I Curtailment-Turnkey-Manual HVAC Control | Small Industrial | Offices | Winter Evening | % of Load | 1 | 2028 | 1.8342e-06
ENS | Preferred Plan | C&I Curtailment | C&I Curtailment-Turnkey-Manual HVAC Control | Small Industrial | Retail Trade | Winter Evening | % of Load | 1 | 2028 | 6.1824e-06
ENS | Preferred Plan | C&I Curtailment | C&I Curtailment-Turnkey-Manual HVAC Control | Small Industrial | Services | Winter Evening | % of Load | 1 | 2028 | 1.9532e-06
ENS | Preferred Plan | C&I Curtailment | C&I Curtailment-Turnkey-Auto-DR HVAC Control | Small Industrial | Miscellaneous | Winter Evening | % of Load | 1 | 2028 | 7.2279e-06
ENS | Preferred Plan | C&I Curtailment | C&I Curtailment-Turnkey-Auto-DR HVAC Control | Small Industrial | Offices | Winter Evening | % of Load | 1 | 2028 | 9.1553e-08
ENS | Preferred Plan | C&I Curtailment | C&I Curtailment-Turnkey-Auto-DR HVAC Control | Small Industrial | Retail Trade | Winter Evening | % of Load | 1 | 2028 | 3.0859e-07
ENS | Preferred Plan | C&I Curtailment | C&I Curtailment-Turnkey-Auto-DR HVAC Control | Small Industrial | Services | Winter Evening | % of Load | 1 | 2028 | 9.7492e-08
ENS | Preferred Plan | C&I Curtailment | C&I Curtailment-Turnkey-Standard Lighting Control | Small Industrial | Miscellaneous | Winter Evening | % of Load | 1 | 2028 | 4.5053e-05
ENS | Preferred Plan | C&I Curtailment | C&I Curtailment-Turnkey-Standard Lighting Control | Small Industrial | Offices | Winter Evening | % of Load | 1 | 2028 | 2.4569e-07
ENS | Preferred Plan | C&I Curtailment | C&I Curtailment-Turnkey-Standard Lighting Control | Small Industrial | Retail Trade | Winter Evening | % of Load | 1 | 2028 | 2.6561e-06
ENS | Preferred Plan | C&I Curtailment | C&I Curtailment-Turnkey-Standard Lighting Control | Small Industrial | Services | Winter Evening | % of Load | 1 | 2028 | 8.3913e-07
ENS | Preferred Plan | C&I Curtailment | C&I Curtailment-Turnkey-Water Heating Control | Small Industrial | Miscellaneous | Winter Evening | % of Load | 1 | 2028 | 3.6043e-06
ENS | Preferred Plan | C&I Curtailment | C&I Curtailment-Turnkey-Water Heating Control | Small Industrial | Offices | Winter Evening | % of Load | 1 | 2028 | 1.849e-08
ENS | Preferred Plan | C&I Curtailment | C&I Curtailment-Turnkey-Water Heating Control | Small Industrial | Retail Trade | Winter Evening | % of Load | 1 | 2028 | 3.4993e-07
ENS | Preferred Plan | C&I Curtailment | C&I Curtailment-Turnkey-Water Heating Control | Small Industrial | Services | Winter Evening | % of Load | 1 | 2028 | 1.1055e-07
ENS | Preferred Plan | C&I Curtailment | C&I Curtailment-Turnkey-Other | Small Industrial | Miscellaneous | Winter Evening | % of Load | 1 | 2028 | 5.5758e-05
ENS | Preferred Plan | C&I Curtailment | C&I Curtailment-Turnkey-Other | Small Industrial | Offices | Winter Evening | % of Load | 1 | 2028 | 3.4939e-07
ENS | Preferred Plan | C&I Curtailment | C&I Curtailment-Turnkey-Other | Small Industrial | Retail Trade | Winter Evening | % of Load | 1 | 2028 | 3.8587e-06
ENS | Preferred Plan | C&I Curtailment | C&I Curtailment-Turnkey-Other | Small Industrial | Services | Winter Evening | % of Load | 1 | 2028 | 1.2191e-06
ENS | Preferred Plan | C&I Curtailment | C&I Curtailment-Turnkey-Industrial | Small Industrial | Manufacturing | Winter Evening | % of Load | 1 | 2028 | 1.34e-05
ENS | Preferred Plan | C&I Curtailment | C&I Curtailment-Turnkey-Manual HVAC Control | Medium Industrial | Miscellaneous | Winter Morning | % of Load | 1 | 2028 | 0.0022752
ENS | Preferred Plan | C&I Curtailment | C&I Curtailment-Turnkey-Manual HVAC Control | Medium Industrial | Offices | Winter Morning | % of Load | 1 | 2028 | 3.6278e-05
ENS | Preferred Plan | C&I Curtailment | C&I Curtailment-Turnkey-Manual HVAC Control | Medium Industrial | Retail Trade | Winter Morning | % of Load | 1 | 2028 | 0.00050819
ENS | Preferred Plan | C&I Curtailment | C&I Curtailment-Turnkey-Manual HVAC Control | Medium Industrial | Services | Winter Morning | % of Load | 1 | 2028 | 2.3401e-05
ENS | Preferred Plan | C&I Curtailment | C&I Curtailment-Turnkey-Auto-DR HVAC Control | Medium Industrial | Miscellaneous | Winter Morning | % of Load | 1 | 2028 | 0.00011357
ENS | Preferred Plan | C&I Curtailment | C&I Curtailment-Turnkey-Auto-DR HVAC Control | Medium Industrial | Offices | Winter Morning | % of Load | 1 | 2028 | 1.8108e-06
ENS | Preferred Plan | C&I Curtailment | C&I Curtailment-Turnkey-Auto-DR HVAC Control | Medium Industrial | Retail Trade | Winter Morning | % of Load | 1 | 2028 | 2.5366e-05
ENS | Preferred Plan | C&I Curtailment | C&I Curtailment-Turnkey-Auto-DR HVAC Control | Medium Industrial | Services | Winter Morning | % of Load | 1 | 2028 | 1.168e-06
ENS | Preferred Plan | C&I Curtailment | C&I Curtailment-Turnkey-Standard Lighting Control | Medium Industrial | Miscellaneous | Winter Morning | % of Load | 1 | 2028 | 0.00070789
ENS | Preferred Plan | C&I Curtailment | C&I Curtailment-Turnkey-Standard Lighting Control | Medium Industrial | Offices | Winter Morning | % of Load | 1 | 2028 | 4.8595e-06
ENS | Preferred Plan | C&I Curtailment | C&I Curtailment-Turnkey-Standard Lighting Control | Medium Industrial | Retail Trade | Winter Morning | % of Load | 1 | 2028 | 0.00021833
ENS | Preferred Plan | C&I Curtailment | C&I Curtailment-Turnkey-Standard Lighting Control | Medium Industrial | Services | Winter Morning | % of Load | 1 | 2028 | 1.0054e-05
ENS | Preferred Plan | C&I Curtailment | C&I Curtailment-Turnkey-Water Heating Control | Medium Industrial | Miscellaneous | Winter Morning | % of Load | 1 | 2028 | 5.6631e-05
ENS | Preferred Plan | C&I Curtailment | C&I Curtailment-Turnkey-Water Heating Control | Medium Industrial | Offices | Winter Morning | % of Load | 1 | 2028 | 3.657e-07
ENS | Preferred Plan | C&I Curtailment | C&I Curtailment-Turnkey-Water Heating Control | Medium Industrial | Retail Trade | Winter Morning | % of Load | 1 | 2028 | 2.8765e-05
ENS | Preferred Plan | C&I Curtailment | C&I Curtailment-Turnkey-Water Heating Control | Medium Industrial | Services | Winter Morning | % of Load | 1 | 2028 | 1.3245e-06
ENS | Preferred Plan | C&I Curtailment | C&I Curtailment-Turnkey-Other | Medium Industrial | Miscellaneous | Winter Morning | % of Load | 1 | 2028 | 0.00087608
ENS | Preferred Plan | C&I Curtailment | C&I Curtailment-Turnkey-Other | Medium Industrial | Offices | Winter Morning | % of Load | 1 | 2028 | 6.9105e-06
ENS | Preferred Plan | C&I Curtailment | C&I Curtailment-Turnkey-Other | Medium Industrial | Retail Trade | Winter Morning | % of Load | 1 | 2028 | 0.00031719
ENS | Preferred Plan | C&I Curtailment | C&I Curtailment-Turnkey-Other | Medium Industrial | Services | Winter Morning | % of Load | 1 | 2028 | 1.4606e-05
ENS | Preferred Plan | C&I Curtailment | C&I Curtailment-Turnkey-Manual HVAC Control | Medium Industrial | Miscellaneous | Winter Evening | % of Load | 1 | 2028 | 0.0019479
ENS | Preferred Plan | C&I Curtailment | C&I Curtailment-Turnkey-Manual HVAC Control | Medium Industrial | Offices | Winter Evening | % of Load | 1 | 2028 | 3.1059e-05
ENS | Preferred Plan | C&I Curtailment | C&I Curtailment-Turnkey-Manual HVAC Control | Medium Industrial | Retail Trade | Winter Evening | % of Load | 1 | 2028 | 0.00043508
ENS | Preferred Plan | C&I Curtailment | C&I Curtailment-Turnkey-Manual HVAC Control | Medium Industrial | Services | Winter Evening | % of Load | 1 | 2028 | 2.0034e-05
ENS | Preferred Plan | C&I Curtailment | C&I Curtailment-Turnkey-Auto-DR HVAC Control | Medium Industrial | Miscellaneous | Winter Evening | % of Load | 1 | 2028 | 9.7228e-05
ENS | Preferred Plan | C&I Curtailment | C&I Curtailment-Turnkey-Auto-DR HVAC Control | Medium Industrial | Offices | Winter Evening | % of Load | 1 | 2028 | 1.5503e-06
ENS | Preferred Plan | C&I Curtailment | C&I Curtailment-Turnkey-Auto-DR HVAC Control | Medium Industrial | Retail Trade | Winter Evening | % of Load | 1 | 2028 | 2.1717e-05
ENS | Preferred Plan | C&I Curtailment | C&I Curtailment-Turnkey-Auto-DR HVAC Control | Medium Industrial | Services | Winter Evening | % of Load | 1 | 2028 | 1e-06
ENS | Preferred Plan | C&I Curtailment | C&I Curtailment-Turnkey-Standard Lighting Control | Medium Industrial | Miscellaneous | Winter Evening | % of Load | 1 | 2028 | 0.00060605
ENS | Preferred Plan | C&I Curtailment | C&I Curtailment-Turnkey-Standard Lighting Control | Medium Industrial | Offices | Winter Evening | % of Load | 1 | 2028 | 4.1603e-06
ENS | Preferred Plan | C&I Curtailment | C&I Curtailment-Turnkey-Standard Lighting Control | Medium Industrial | Retail Trade | Winter Evening | % of Load | 1 | 2028 | 0.00018692
ENS | Preferred Plan | C&I Curtailment | C&I Curtailment-Turnkey-Standard Lighting Control | Medium Industrial | Services | Winter Evening | % of Load | 1 | 2028 | 8.6072e-06
ENS | Preferred Plan | C&I Curtailment | C&I Curtailment-Turnkey-Water Heating Control | Medium Industrial | Miscellaneous | Winter Evening | % of Load | 1 | 2028 | 4.8484e-05
ENS | Preferred Plan | C&I Curtailment | C&I Curtailment-Turnkey-Water Heating Control | Medium Industrial | Offices | Winter Evening | % of Load | 1 | 2028 | 3.1309e-07
ENS | Preferred Plan | C&I Curtailment | C&I Curtailment-Turnkey-Water Heating Control | Medium Industrial | Retail Trade | Winter Evening | % of Load | 1 | 2028 | 2.4626e-05
ENS | Preferred Plan | C&I Curtailment | C&I Curtailment-Turnkey-Water Heating Control | Medium Industrial | Services | Winter Evening | % of Load | 1 | 2028 | 1.134e-06
ENS | Preferred Plan | C&I Curtailment | C&I Curtailment-Turnkey-Other | Medium Industrial | Miscellaneous | Winter Evening | % of Load | 1 | 2028 | 0.00075004
ENS | Preferred Plan | C&I Curtailment | C&I Curtailment-Turnkey-Other | Medium Industrial | Offices | Winter Evening | % of Load | 1 | 2028 | 5.9163e-06
ENS | Preferred Plan | C&I Curtailment | C&I Curtailment-Turnkey-Other | Medium Industrial | Retail Trade | Winter Evening | % of Load | 1 | 2028 | 0.00027156
ENS | Preferred Plan | C&I Curtailment | C&I Curtailment-Turnkey-Other | Medium Industrial | Services | Winter Evening | % of Load | 1 | 2028 | 1.2504e-05
ENS | Preferred Plan | C&I Curtailment | C&I Curtailment-Turnkey-Manual HVAC Control | Large Industrial | Miscellaneous | Winter Morning | % of Load | 1 | 2028 | 4.719e-05
ENS | Preferred Plan | C&I Curtailment | C&I Curtailment-Turnkey-Auto-DR HVAC Control | Large Industrial | Miscellaneous | Winter Morning | % of Load | 1 | 2028 | 2.3555e-06
ENS | Preferred Plan | C&I Curtailment | C&I Curtailment-Turnkey-Standard Lighting Control | Large Industrial | Miscellaneous | Winter Morning | % of Load | 1 | 2028 | 2.0324e-05
ENS | Preferred Plan | C&I Curtailment | C&I Curtailment-Turnkey-Water Heating Control | Large Industrial | Miscellaneous | Winter Morning | % of Load | 1 | 2028 | 9.884e-07
ENS | Preferred Plan | C&I Curtailment | C&I Curtailment-Turnkey-Other | Large Industrial | Miscellaneous | Winter Morning | % of Load | 1 | 2028 | 2.1268e-05
ENS | Preferred Plan | C&I Curtailment | C&I Curtailment-Turnkey-Industrial | Large Industrial | Manufacturing | Winter Morning | % of Load | 1 | 2028 | 4.1939e-06
ENS | Preferred Plan | C&I Curtailment | C&I Curtailment-Turnkey-Manual HVAC Control | Large Industrial | Miscellaneous | Winter Evening | % of Load | 1 | 2028 | 4.1515e-05
ENS | Preferred Plan | C&I Curtailment | C&I Curtailment-Turnkey-Auto-DR HVAC Control | Large Industrial | Miscellaneous | Winter Evening | % of Load | 1 | 2028 | 2.0722e-06
ENS | Preferred Plan | C&I Curtailment | C&I Curtailment-Turnkey-Standard Lighting Control | Large Industrial | Miscellaneous | Winter Evening | % of Load | 1 | 2028 | 1.788e-05
ENS | Preferred Plan | C&I Curtailment | C&I Curtailment-Turnkey-Water Heating Control | Large Industrial | Miscellaneous | Winter Evening | % of Load | 1 | 2028 | 8.6956e-07
ENS | Preferred Plan | C&I Curtailment | C&I Curtailment-Turnkey-Other | Large Industrial | Miscellaneous | Winter Evening | % of Load | 1 | 2028 | 1.871e-05
ENS | Preferred Plan | C&I Curtailment | C&I Curtailment-Turnkey-Industrial | Large Industrial | Manufacturing | Winter Evening | % of Load | 1 | 2028 | 3.6896e-06
ENS | Preferred Plan | C&I Loadshift to BUGs | C&I Loadshift to BUGs | Large General | Miscellaneous | Winter Morning | % of Load | 1 | 2028 | 0.0023235
ENS | Preferred Plan | C&I Loadshift to BUGs | C&I Loadshift to BUGs | Large General | Miscellaneous | Winter Evening | % of Load | 1 | 2028 | 0.0017688
ENS | Preferred Plan | C&I Loadshift to BUGs | C&I Loadshift to BUGs | Small Industrial | Miscellaneous | Winter Morning | % of Load | 1 | 2028 | 0.00062644
ENS | Preferred Plan | C&I Loadshift to BUGs | C&I Loadshift to BUGs | Small Industrial | Miscellaneous | Winter Evening | % of Load | 1 | 2028 | 0.00076108
ENS | Preferred Plan | C&I Loadshift to BUGs | C&I Loadshift to BUGs | Medium Industrial | Manufacturing | Winter Morning | % of Load | 1 | 2028 | 0.00043899
ENS | Preferred Plan | C&I Loadshift to BUGs | C&I Loadshift to BUGs | Medium Industrial | Miscellaneous | Winter Morning | % of Load | 1 | 2028 | 0.0019052
ENS | Preferred Plan | C&I Loadshift to BUGs | C&I Loadshift to BUGs | Medium Industrial | Manufacturing | Winter Evening | % of Load | 1 | 2028 | 0.00037583
ENS | Preferred Plan | C&I Loadshift to BUGs | C&I Loadshift to BUGs | Medium Industrial | Miscellaneous | Winter Evening | % of Load | 1 | 2028 | 0.0016311
ENS | Preferred Plan | Dynamic Pricing | Dynamic Pricing with enabling tech. | Small General | Manufacturing | Winter Morning | % of Load | 1 | 2028 | 4.8487e-06
ENS | Preferred Plan | Dynamic Pricing | Dynamic Pricing with enabling tech. | Small General | Manufacturing | Winter Evening | % of Load | 1 | 2028 | 4.981e-06
ENS | Preferred Plan | Dynamic Pricing | Dynamic Pricing with enabling tech. | Residential Charitable | Residential LI | Winter Morning | % of Load | 1 | 2028 | 0.00043618
ENS | Preferred Plan | Dynamic Pricing | Dynamic Pricing with enabling tech. | Residential Charitable | Residential Market Rate | Winter Morning | % of Load | 1 | 2028 | 0.0024756
ENS | Preferred Plan | Dynamic Pricing | Dynamic Pricing w/o enabling tech. | Residential Charitable | Residential LI | Winter Morning | % of Load | 1 | 2028 | 0.0015379
ENS | Preferred Plan | Dynamic Pricing | Dynamic Pricing w/o enabling tech. | Residential Charitable | Residential Market Rate | Winter Morning | % of Load | 1 | 2028 | 0.0087287
ENS | Preferred Plan | Dynamic Pricing | Dynamic Pricing with enabling tech. | Residential Charitable | Residential LI | Winter Evening | % of Load | 1 | 2028 | 0.00043946
ENS | Preferred Plan | Dynamic Pricing | Dynamic Pricing with enabling tech. | Residential Charitable | Residential Market Rate | Winter Evening | % of Load | 1 | 2028 | 0.0024942
ENS | Preferred Plan | Dynamic Pricing | Dynamic Pricing w/o enabling tech. | Residential Charitable | Residential LI | Winter Evening | % of Load | 1 | 2028 | 0.0015495
ENS | Preferred Plan | Dynamic Pricing | Dynamic Pricing w/o enabling tech. | Residential Charitable | Residential Market Rate | Winter Evening | % of Load | 1 | 2028 | 0.0087943
ENS | Preferred Plan | Behavioral DR | Behavioral DR | Residential Charitable | Residential LI | Winter Morning | % of Load | 1 | 2028 | 0.00017077
ENS | Preferred Plan | Behavioral DR | Behavioral DR | Residential Charitable | Residential Market Rate | Winter Morning | % of Load | 1 | 2028 | 0.00097307
ENS | Preferred Plan | Behavioral DR | Behavioral DR | Residential Charitable | Residential LI | Winter Evening | % of Load | 1 | 2028 | 0.00017205
ENS | Preferred Plan | Behavioral DR | Behavioral DR | Residential Charitable | Residential Market Rate | Winter Evening | % of Load | 1 | 2028 | 0.00098038
ENS | Preferred Plan | Time-of-Use Rates (TOU) | Time-of-Use Rates (TOU) | Residential Charitable | Residential LI | Winter Morning | % of Load | 0 | 2028 | 0.0003306
ENS | Preferred Plan | Time-of-Use Rates (TOU) | Time-of-Use Rates (TOU) | Residential Charitable | Residential Market Rate | Winter Morning | % of Load | 0 | 2028 | 0.0018838
ENS | Preferred Plan | Time-of-Use Rates (TOU) | Time-of-Use Rates (TOU) | Residential Charitable | Residential LI | Winter Evening | % of Load | 0 | 2028 | 0.00033308
ENS | Preferred Plan | Time-of-Use Rates (TOU) | Time-of-Use Rates (TOU) | Residential Charitable | Residential Market Rate | Winter Evening | % of Load | 0 | 2028 | 0.001898
ENS | Preferred Plan | DLC-Thermostat | DLC-Thermostat-BYOT-Central Heat Pump | Residential Charitable | Residential LI | Winter Morning | % of Load | 0 | 2029 | 2.2781e-05
ENS | Preferred Plan | DLC-Thermostat | DLC-Thermostat-BYOT-Central Heat Pump | Residential Charitable | Residential Market Rate | Winter Morning | % of Load | 0 | 2029 | 0.00013941
ENS | Preferred Plan | DLC-Thermostat | DLC-Thermostat-DI-Baseboard Heating | Residential Charitable | Residential LI | Winter Morning | % of Load | 0 | 2029 | 0.00011632
ENS | Preferred Plan | DLC-Thermostat | DLC-Thermostat-DI-Baseboard Heating | Residential Charitable | Residential Market Rate | Winter Morning | % of Load | 0 | 2029 | 0.0011073
ENS | Preferred Plan | DLC-Thermostat | DLC-Thermostat-BYOT-Baseboard Heating | Residential Charitable | Residential LI | Winter Morning | % of Load | 0 | 2029 | 1.3603e-05
ENS | Preferred Plan | DLC-Thermostat | DLC-Thermostat-BYOT-Baseboard Heating | Residential Charitable | Residential Market Rate | Winter Morning | % of Load | 0 | 2029 | 0.00012948
ENS | Preferred Plan | DLC-Thermostat | DLC-Thermostat-DI-MSHP | Residential Charitable | Residential LI | Winter Morning | % of Load | 0 | 2029 | 6.7405e-05
ENS | Preferred Plan | DLC-Thermostat | DLC-Thermostat-DI-MSHP | Residential Charitable | Residential Market Rate | Winter Morning | % of Load | 0 | 2029 | 0.00064163
ENS | Preferred Plan | DLC-Thermostat | DLC-Thermostat-BYOT-MSHP | Residential Charitable | Residential LI | Winter Morning | % of Load | 0 | 2029 | 6.1082e-06
ENS | Preferred Plan | DLC-Thermostat | DLC-Thermostat-BYOT-MSHP | Residential Charitable | Residential Market Rate | Winter Morning | % of Load | 0 | 2029 | 5.8144e-05
ENS | Preferred Plan | DLC-Thermostat | DLC-Thermostat-BYOT-Central Heat Pump | Residential Charitable | Residential LI | Winter Evening | % of Load | 0 | 2029 | 2.0123e-05
ENS | Preferred Plan | DLC-Thermostat | DLC-Thermostat-BYOT-Central Heat Pump | Residential Charitable | Residential Market Rate | Winter Evening | % of Load | 0 | 2029 | 0.00012314
ENS | Preferred Plan | DLC-Thermostat | DLC-Thermostat-DI-Baseboard Heating | Residential Charitable | Residential LI | Winter Evening | % of Load | 0 | 2029 | 0.00010275
ENS | Preferred Plan | DLC-Thermostat | DLC-Thermostat-DI-Baseboard Heating | Residential Charitable | Residential Market Rate | Winter Evening | % of Load | 0 | 2029 | 0.00097806
ENS | Preferred Plan | DLC-Thermostat | DLC-Thermostat-BYOT-Baseboard Heating | Residential Charitable | Residential LI | Winter Evening | % of Load | 0 | 2029 | 1.2015e-05
ENS | Preferred Plan | DLC-Thermostat | DLC-Thermostat-BYOT-Baseboard Heating | Residential Charitable | Residential Market Rate | Winter Evening | % of Load | 0 | 2029 | 0.00011437
ENS | Preferred Plan | DLC-Thermostat | DLC-Thermostat-DI-MSHP | Residential Charitable | Residential LI | Winter Evening | % of Load | 0 | 2029 | 5.9539e-05
ENS | Preferred Plan | DLC-Thermostat | DLC-Thermostat-DI-MSHP | Residential Charitable | Residential Market Rate | Winter Evening | % of Load | 0 | 2029 | 0.00056676
ENS | Preferred Plan | DLC-Thermostat | DLC-Thermostat-BYOT-MSHP | Residential Charitable | Residential LI | Winter Evening | % of Load | 0 | 2029 | 5.3954e-06
ENS | Preferred Plan | DLC-Thermostat | DLC-Thermostat-BYOT-MSHP | Residential Charitable | Residential Market Rate | Winter Evening | % of Load | 0 | 2029 | 5.1359e-05
ENS | Preferred Plan | DLC-Water Heating | DLC-Switch-Water Heating | Residential Charitable | Residential LI | Winter Morning | % of Load | 0 | 2029 | 7.1809e-05
ENS | Preferred Plan | DLC-Water Heating | DLC-Switch-Water Heating | Residential Charitable | Residential Market Rate | Winter Morning | % of Load | 0 | 2029 | 0.00082026
ENS | Preferred Plan | DLC-Water Heating | DLC-Switch-Water Heating | Residential Charitable | Residential LI | Winter Evening | % of Load | 0 | 2029 | 5.3611e-05
ENS | Preferred Plan | DLC-Water Heating | DLC-Switch-Water Heating | Residential Charitable | Residential Market Rate | Winter Evening | % of Load | 0 | 2029 | 0.00061239
ENS | Preferred Plan | C&I Curtailment | C&I Curtailment-Turnkey-Manual HVAC Control | General | Miscellaneous | Winter Morning | % of Load | 1 | 2029 | 0.0010305
ENS | Preferred Plan | C&I Curtailment | C&I Curtailment-Turnkey-Manual HVAC Control | General | Offices | Winter Morning | % of Load | 1 | 2029 | 7.0124e-05
ENS | Preferred Plan | C&I Curtailment | C&I Curtailment-Turnkey-Manual HVAC Control | General | Retail Trade | Winter Morning | % of Load | 1 | 2029 | 0.00023813
ENS | Preferred Plan | C&I Curtailment | C&I Curtailment-Turnkey-Manual HVAC Control | General | Services | Winter Morning | % of Load | 1 | 2029 | 0.00015396
ENS | Preferred Plan | C&I Curtailment | C&I Curtailment-Turnkey-Auto-DR HVAC Control | General | Miscellaneous | Winter Morning | % of Load | 1 | 2029 | 6.478e-05
ENS | Preferred Plan | C&I Curtailment | C&I Curtailment-Turnkey-Auto-DR HVAC Control | General | Offices | Winter Morning | % of Load | 1 | 2029 | 4.4083e-06
ENS | Preferred Plan | C&I Curtailment | C&I Curtailment-Turnkey-Auto-DR HVAC Control | General | Retail Trade | Winter Morning | % of Load | 1 | 2029 | 1.497e-05
ENS | Preferred Plan | C&I Curtailment | C&I Curtailment-Turnkey-Auto-DR HVAC Control | General | Services | Winter Morning | % of Load | 1 | 2029 | 9.6786e-06
ENS | Preferred Plan | C&I Curtailment | C&I Curtailment-Turnkey-Standard Lighting Control | General | Miscellaneous | Winter Morning | % of Load | 1 | 2029 | 0.00042778
ENS | Preferred Plan | C&I Curtailment | C&I Curtailment-Turnkey-Standard Lighting Control | General | Offices | Winter Morning | % of Load | 1 | 2029 | 8.5321e-06
ENS | Preferred Plan | C&I Curtailment | C&I Curtailment-Turnkey-Standard Lighting Control | General | Retail Trade | Winter Morning | % of Load | 1 | 2029 | 9.5193e-05
ENS | Preferred Plan | C&I Curtailment | C&I Curtailment-Turnkey-Standard Lighting Control | General | Services | Winter Morning | % of Load | 1 | 2029 | 6.1618e-05
ENS | Preferred Plan | C&I Curtailment | C&I Curtailment-Turnkey-Water Heating Control | General | Miscellaneous | Winter Morning | % of Load | 1 | 2029 | 2.7885e-05
ENS | Preferred Plan | C&I Curtailment | C&I Curtailment-Turnkey-Water Heating Control | General | Offices | Winter Morning | % of Load | 1 | 2029 | 7.4267e-07
ENS | Preferred Plan | C&I Curtailment | C&I Curtailment-Turnkey-Water Heating Control | General | Retail Trade | Winter Morning | % of Load | 1 | 2029 | 1.4979e-05
ENS | Preferred Plan | C&I Curtailment | C&I Curtailment-Turnkey-Water Heating Control | General | Services | Winter Morning | % of Load | 1 | 2029 | 9.6733e-06
ENS | Preferred Plan | C&I Curtailment | C&I Curtailment-Turnkey-Other | General | Miscellaneous | Winter Morning | % of Load | 1 | 2029 | 0.00049056
ENS | Preferred Plan | C&I Curtailment | C&I Curtailment-Turnkey-Other | General | Offices | Winter Morning | % of Load | 1 | 2029 | 1.338e-05
ENS | Preferred Plan | C&I Curtailment | C&I Curtailment-Turnkey-Other | General | Retail Trade | Winter Morning | % of Load | 1 | 2029 | 0.00015539
ENS | Preferred Plan | C&I Curtailment | C&I Curtailment-Turnkey-Other | General | Services | Winter Morning | % of Load | 1 | 2029 | 0.00010043
ENS | Preferred Plan | C&I Curtailment | C&I Curtailment-Turnkey-Manual HVAC Control | General | Miscellaneous | Winter Evening | % of Load | 1 | 2029 | 0.0010677
ENS | Preferred Plan | C&I Curtailment | C&I Curtailment-Turnkey-Manual HVAC Control | General | Offices | Winter Evening | % of Load | 1 | 2029 | 7.2653e-05
ENS | Preferred Plan | C&I Curtailment | C&I Curtailment-Turnkey-Manual HVAC Control | General | Retail Trade | Winter Evening | % of Load | 1 | 2029 | 0.00024672
ENS | Preferred Plan | C&I Curtailment | C&I Curtailment-Turnkey-Manual HVAC Control | General | Services | Winter Evening | % of Load | 1 | 2029 | 0.00015952
ENS | Preferred Plan | C&I Curtailment | C&I Curtailment-Turnkey-Auto-DR HVAC Control | General | Miscellaneous | Winter Evening | % of Load | 1 | 2029 | 6.7117e-05
ENS | Preferred Plan | C&I Curtailment | C&I Curtailment-Turnkey-Auto-DR HVAC Control | General | Offices | Winter Evening | % of Load | 1 | 2029 | 4.5673e-06
ENS | Preferred Plan | C&I Curtailment | C&I Curtailment-Turnkey-Auto-DR HVAC Control | General | Retail Trade | Winter Evening | % of Load | 1 | 2029 | 1.551e-05
ENS | Preferred Plan | C&I Curtailment | C&I Curtailment-Turnkey-Auto-DR HVAC Control | General | Services | Winter Evening | % of Load | 1 | 2029 | 1.0028e-05
ENS | Preferred Plan | C&I Curtailment | C&I Curtailment-Turnkey-Standard Lighting Control | General | Miscellaneous | Winter Evening | % of Load | 1 | 2029 | 0.00044321
ENS | Preferred Plan | C&I Curtailment | C&I Curtailment-Turnkey-Standard Lighting Control | General | Offices | Winter Evening | % of Load | 1 | 2029 | 8.8399e-06
ENS | Preferred Plan | C&I Curtailment | C&I Curtailment-Turnkey-Standard Lighting Control | General | Retail Trade | Winter Evening | % of Load | 1 | 2029 | 9.8627e-05
ENS | Preferred Plan | C&I Curtailment | C&I Curtailment-Turnkey-Standard Lighting Control | General | Services | Winter Evening | % of Load | 1 | 2029 | 6.3841e-05
ENS | Preferred Plan | C&I Curtailment | C&I Curtailment-Turnkey-Water Heating Control | General | Miscellaneous | Winter Evening | % of Load | 1 | 2029 | 2.8891e-05
ENS | Preferred Plan | C&I Curtailment | C&I Curtailment-Turnkey-Water Heating Control | General | Offices | Winter Evening | % of Load | 1 | 2029 | 7.6946e-07
ENS | Preferred Plan | C&I Curtailment | C&I Curtailment-Turnkey-Water Heating Control | General | Retail Trade | Winter Evening | % of Load | 1 | 2029 | 1.552e-05
ENS | Preferred Plan | C&I Curtailment | C&I Curtailment-Turnkey-Water Heating Control | General | Services | Winter Evening | % of Load | 1 | 2029 | 1.0022e-05
ENS | Preferred Plan | C&I Curtailment | C&I Curtailment-Turnkey-Other | General | Miscellaneous | Winter Evening | % of Load | 1 | 2029 | 0.00050826
ENS | Preferred Plan | C&I Curtailment | C&I Curtailment-Turnkey-Other | General | Offices | Winter Evening | % of Load | 1 | 2029 | 1.3863e-05
ENS | Preferred Plan | C&I Curtailment | C&I Curtailment-Turnkey-Other | General | Retail Trade | Winter Evening | % of Load | 1 | 2029 | 0.00016099
ENS | Preferred Plan | C&I Curtailment | C&I Curtailment-Turnkey-Other | General | Services | Winter Evening | % of Load | 1 | 2029 | 0.00010406
ENS | Preferred Plan | C&I Curtailment | C&I Curtailment-Turnkey-Manual HVAC Control | Large General | Miscellaneous | Winter Morning | % of Load | 1 | 2029 | 0.00082588
ENS | Preferred Plan | C&I Curtailment | C&I Curtailment-Turnkey-Manual HVAC Control | Large General | Retail Trade | Winter Morning | % of Load | 1 | 2029 | 3.4719e-05
ENS | Preferred Plan | C&I Curtailment | C&I Curtailment-Turnkey-Manual HVAC Control | Large General | Services | Winter Morning | % of Load | 1 | 2029 | 5.5598e-05
ENS | Preferred Plan | C&I Curtailment | C&I Curtailment-Turnkey-Auto-DR HVAC Control | Large General | Miscellaneous | Winter Morning | % of Load | 1 | 2029 | 5.1918e-05
ENS | Preferred Plan | C&I Curtailment | C&I Curtailment-Turnkey-Auto-DR HVAC Control | Large General | Retail Trade | Winter Morning | % of Load | 1 | 2029 | 2.1826e-06
ENS | Preferred Plan | C&I Curtailment | C&I Curtailment-Turnkey-Auto-DR HVAC Control | Large General | Services | Winter Morning | % of Load | 1 | 2029 | 3.4951e-06
ENS | Preferred Plan | C&I Curtailment | C&I Curtailment-Turnkey-Standard Lighting Control | Large General | Miscellaneous | Winter Morning | % of Load | 1 | 2029 | 0.00035602
ENS | Preferred Plan | C&I Curtailment | C&I Curtailment-Turnkey-Standard Lighting Control | Large General | Retail Trade | Winter Morning | % of Load | 1 | 2029 | 1.3797e-05
ENS | Preferred Plan | C&I Curtailment | C&I Curtailment-Turnkey-Standard Lighting Control | Large General | Services | Winter Morning | % of Load | 1 | 2029 | 2.2094e-05
ENS | Preferred Plan | C&I Curtailment | C&I Curtailment-Turnkey-Water Heating Control | Large General | Miscellaneous | Winter Morning | % of Load | 1 | 2029 | 1.7694e-05
ENS | Preferred Plan | C&I Curtailment | C&I Curtailment-Turnkey-Water Heating Control | Large General | Retail Trade | Winter Morning | % of Load | 1 | 2029 | 2.1966e-06
ENS | Preferred Plan | C&I Curtailment | C&I Curtailment-Turnkey-Water Heating Control | Large General | Services | Winter Morning | % of Load | 1 | 2029 | 3.5176e-06
ENS | Preferred Plan | C&I Curtailment | C&I Curtailment-Turnkey-Other | Large General | Miscellaneous | Winter Morning | % of Load | 1 | 2029 | 0.00037943
ENS | Preferred Plan | C&I Curtailment | C&I Curtailment-Turnkey-Other | Large General | Retail Trade | Winter Morning | % of Load | 1 | 2029 | 2.269e-05
ENS | Preferred Plan | C&I Curtailment | C&I Curtailment-Turnkey-Other | Large General | Services | Winter Morning | % of Load | 1 | 2029 | 3.6335e-05
ENS | Preferred Plan | C&I Curtailment | C&I Curtailment-Turnkey-Manual HVAC Control | Large General | Miscellaneous | Winter Evening | % of Load | 1 | 2029 | 0.00062862
ENS | Preferred Plan | C&I Curtailment | C&I Curtailment-Turnkey-Manual HVAC Control | Large General | Retail Trade | Winter Evening | % of Load | 1 | 2029 | 2.6426e-05
ENS | Preferred Plan | C&I Curtailment | C&I Curtailment-Turnkey-Manual HVAC Control | Large General | Services | Winter Evening | % of Load | 1 | 2029 | 4.2319e-05
ENS | Preferred Plan | C&I Curtailment | C&I Curtailment-Turnkey-Auto-DR HVAC Control | Large General | Miscellaneous | Winter Evening | % of Load | 1 | 2029 | 3.9518e-05
ENS | Preferred Plan | C&I Curtailment | C&I Curtailment-Turnkey-Auto-DR HVAC Control | Large General | Retail Trade | Winter Evening | % of Load | 1 | 2029 | 1.6613e-06
ENS | Preferred Plan | C&I Curtailment | C&I Curtailment-Turnkey-Auto-DR HVAC Control | Large General | Services | Winter Evening | % of Load | 1 | 2029 | 2.6603e-06
ENS | Preferred Plan | C&I Curtailment | C&I Curtailment-Turnkey-Standard Lighting Control | Large General | Miscellaneous | Winter Evening | % of Load | 1 | 2029 | 0.00027098
ENS | Preferred Plan | C&I Curtailment | C&I Curtailment-Turnkey-Standard Lighting Control | Large General | Retail Trade | Winter Evening | % of Load | 1 | 2029 | 1.0501e-05
ENS | Preferred Plan | C&I Curtailment | C&I Curtailment-Turnkey-Standard Lighting Control | Large General | Services | Winter Evening | % of Load | 1 | 2029 | 1.6817e-05
ENS | Preferred Plan | C&I Curtailment | C&I Curtailment-Turnkey-Water Heating Control | Large General | Miscellaneous | Winter Evening | % of Load | 1 | 2029 | 1.3468e-05
ENS | Preferred Plan | C&I Curtailment | C&I Curtailment-Turnkey-Water Heating Control | Large General | Retail Trade | Winter Evening | % of Load | 1 | 2029 | 1.672e-06
ENS | Preferred Plan | C&I Curtailment | C&I Curtailment-Turnkey-Water Heating Control | Large General | Services | Winter Evening | % of Load | 1 | 2029 | 2.6775e-06
ENS | Preferred Plan | C&I Curtailment | C&I Curtailment-Turnkey-Other | Large General | Miscellaneous | Winter Evening | % of Load | 1 | 2029 | 0.0002888
ENS | Preferred Plan | C&I Curtailment | C&I Curtailment-Turnkey-Other | Large General | Retail Trade | Winter Evening | % of Load | 1 | 2029 | 1.727e-05
ENS | Preferred Plan | C&I Curtailment | C&I Curtailment-Turnkey-Other | Large General | Services | Winter Evening | % of Load | 1 | 2029 | 2.7656e-05
ENS | Preferred Plan | C&I Curtailment | C&I Curtailment-Turnkey-Manual HVAC Control | Small Industrial | Miscellaneous | Winter Morning | % of Load | 1 | 2029 | 0.0001372
ENS | Preferred Plan | C&I Curtailment | C&I Curtailment-Turnkey-Manual HVAC Control | Small Industrial | Offices | Winter Morning | % of Load | 1 | 2029 | 1.7479e-06
ENS | Preferred Plan | C&I Curtailment | C&I Curtailment-Turnkey-Manual HVAC Control | Small Industrial | Retail Trade | Winter Morning | % of Load | 1 | 2029 | 5.8263e-06
ENS | Preferred Plan | C&I Curtailment | C&I Curtailment-Turnkey-Manual HVAC Control | Small Industrial | Services | Winter Morning | % of Load | 1 | 2029 | 1.8407e-06
ENS | Preferred Plan | C&I Curtailment | C&I Curtailment-Turnkey-Auto-DR HVAC Control | Small Industrial | Miscellaneous | Winter Morning | % of Load | 1 | 2029 | 8.625e-06
ENS | Preferred Plan | C&I Curtailment | C&I Curtailment-Turnkey-Auto-DR HVAC Control | Small Industrial | Offices | Winter Morning | % of Load | 1 | 2029 | 1.0988e-07
ENS | Preferred Plan | C&I Curtailment | C&I Curtailment-Turnkey-Auto-DR HVAC Control | Small Industrial | Retail Trade | Winter Morning | % of Load | 1 | 2029 | 3.6626e-07
ENS | Preferred Plan | C&I Curtailment | C&I Curtailment-Turnkey-Auto-DR HVAC Control | Small Industrial | Services | Winter Morning | % of Load | 1 | 2029 | 1.1571e-07
ENS | Preferred Plan | C&I Curtailment | C&I Curtailment-Turnkey-Standard Lighting Control | Small Industrial | Miscellaneous | Winter Morning | % of Load | 1 | 2029 | 4.253e-05
ENS | Preferred Plan | C&I Curtailment | C&I Curtailment-Turnkey-Standard Lighting Control | Small Industrial | Offices | Winter Morning | % of Load | 1 | 2029 | 2.3079e-07
ENS | Preferred Plan | C&I Curtailment | C&I Curtailment-Turnkey-Standard Lighting Control | Small Industrial | Retail Trade | Winter Morning | % of Load | 1 | 2029 | 2.5099e-06
ENS | Preferred Plan | C&I Curtailment | C&I Curtailment-Turnkey-Standard Lighting Control | Small Industrial | Services | Winter Morning | % of Load | 1 | 2029 | 7.9294e-07
ENS | Preferred Plan | C&I Curtailment | C&I Curtailment-Turnkey-Water Heating Control | Small Industrial | Miscellaneous | Winter Morning | % of Load | 1 | 2029 | 3.4951e-06
ENS | Preferred Plan | C&I Curtailment | C&I Curtailment-Turnkey-Water Heating Control | Small Industrial | Offices | Winter Morning | % of Load | 1 | 2029 | 1.7824e-08
ENS | Preferred Plan | C&I Curtailment | C&I Curtailment-Turnkey-Water Heating Control | Small Industrial | Retail Trade | Winter Morning | % of Load | 1 | 2029 | 3.3847e-07
ENS | Preferred Plan | C&I Curtailment | C&I Curtailment-Turnkey-Water Heating Control | Small Industrial | Services | Winter Morning | % of Load | 1 | 2029 | 1.0693e-07
ENS | Preferred Plan | C&I Curtailment | C&I Curtailment-Turnkey-Other | Small Industrial | Miscellaneous | Winter Morning | % of Load | 1 | 2029 | 5.3833e-05
ENS | Preferred Plan | C&I Curtailment | C&I Curtailment-Turnkey-Other | Small Industrial | Offices | Winter Morning | % of Load | 1 | 2029 | 3.3663e-07
ENS | Preferred Plan | C&I Curtailment | C&I Curtailment-Turnkey-Other | Small Industrial | Retail Trade | Winter Morning | % of Load | 1 | 2029 | 3.725e-06
ENS | Preferred Plan | C&I Curtailment | C&I Curtailment-Turnkey-Other | Small Industrial | Services | Winter Morning | % of Load | 1 | 2029 | 1.1768e-06
ENS | Preferred Plan | C&I Curtailment | C&I Curtailment-Turnkey-Industrial | Small Industrial | Manufacturing | Winter Morning | % of Load | 1 | 2029 | 1.2867e-05
ENS | Preferred Plan | C&I Curtailment | C&I Curtailment-Turnkey-Manual HVAC Control | Small Industrial | Miscellaneous | Winter Evening | % of Load | 1 | 2029 | 0.00016667
ENS | Preferred Plan | C&I Curtailment | C&I Curtailment-Turnkey-Manual HVAC Control | Small Industrial | Offices | Winter Evening | % of Load | 1 | 2029 | 2.1233e-06
ENS | Preferred Plan | C&I Curtailment | C&I Curtailment-Turnkey-Manual HVAC Control | Small Industrial | Retail Trade | Winter Evening | % of Load | 1 | 2029 | 7.0775e-06
ENS | Preferred Plan | C&I Curtailment | C&I Curtailment-Turnkey-Manual HVAC Control | Small Industrial | Services | Winter Evening | % of Load | 1 | 2029 | 2.236e-06
ENS | Preferred Plan | C&I Curtailment | C&I Curtailment-Turnkey-Auto-DR HVAC Control | Small Industrial | Miscellaneous | Winter Evening | % of Load | 1 | 2029 | 1.0477e-05
ENS | Preferred Plan | C&I Curtailment | C&I Curtailment-Turnkey-Auto-DR HVAC Control | Small Industrial | Offices | Winter Evening | % of Load | 1 | 2029 | 1.3348e-07
ENS | Preferred Plan | C&I Curtailment | C&I Curtailment-Turnkey-Auto-DR HVAC Control | Small Industrial | Retail Trade | Winter Evening | % of Load | 1 | 2029 | 4.4492e-07
ENS | Preferred Plan | C&I Curtailment | C&I Curtailment-Turnkey-Auto-DR HVAC Control | Small Industrial | Services | Winter Evening | % of Load | 1 | 2029 | 1.4056e-07
ENS | Preferred Plan | C&I Curtailment | C&I Curtailment-Turnkey-Standard Lighting Control | Small Industrial | Miscellaneous | Winter Evening | % of Load | 1 | 2029 | 5.1663e-05
ENS | Preferred Plan | C&I Curtailment | C&I Curtailment-Turnkey-Standard Lighting Control | Small Industrial | Offices | Winter Evening | % of Load | 1 | 2029 | 2.8036e-07
ENS | Preferred Plan | C&I Curtailment | C&I Curtailment-Turnkey-Standard Lighting Control | Small Industrial | Retail Trade | Winter Evening | % of Load | 1 | 2029 | 3.0489e-06
ENS | Preferred Plan | C&I Curtailment | C&I Curtailment-Turnkey-Standard Lighting Control | Small Industrial | Services | Winter Evening | % of Load | 1 | 2029 | 9.6323e-07
ENS | Preferred Plan | C&I Curtailment | C&I Curtailment-Turnkey-Water Heating Control | Small Industrial | Miscellaneous | Winter Evening | % of Load | 1 | 2029 | 4.2457e-06
ENS | Preferred Plan | C&I Curtailment | C&I Curtailment-Turnkey-Water Heating Control | Small Industrial | Offices | Winter Evening | % of Load | 1 | 2029 | 2.1652e-08
ENS | Preferred Plan | C&I Curtailment | C&I Curtailment-Turnkey-Water Heating Control | Small Industrial | Retail Trade | Winter Evening | % of Load | 1 | 2029 | 4.1116e-07
ENS | Preferred Plan | C&I Curtailment | C&I Curtailment-Turnkey-Water Heating Control | Small Industrial | Services | Winter Evening | % of Load | 1 | 2029 | 1.299e-07
ENS | Preferred Plan | C&I Curtailment | C&I Curtailment-Turnkey-Other | Small Industrial | Miscellaneous | Winter Evening | % of Load | 1 | 2029 | 6.5394e-05
ENS | Preferred Plan | C&I Curtailment | C&I Curtailment-Turnkey-Other | Small Industrial | Offices | Winter Evening | % of Load | 1 | 2029 | 4.0892e-07
ENS | Preferred Plan | C&I Curtailment | C&I Curtailment-Turnkey-Other | Small Industrial | Retail Trade | Winter Evening | % of Load | 1 | 2029 | 4.5249e-06
ENS | Preferred Plan | C&I Curtailment | C&I Curtailment-Turnkey-Other | Small Industrial | Services | Winter Evening | % of Load | 1 | 2029 | 1.4295e-06
ENS | Preferred Plan | C&I Curtailment | C&I Curtailment-Turnkey-Industrial | Small Industrial | Manufacturing | Winter Evening | % of Load | 1 | 2029 | 1.563e-05
ENS | Preferred Plan | C&I Curtailment | C&I Curtailment-Turnkey-Manual HVAC Control | Medium Industrial | Miscellaneous | Winter Morning | % of Load | 1 | 2029 | 0.0026229
ENS | Preferred Plan | C&I Curtailment | C&I Curtailment-Turnkey-Manual HVAC Control | Medium Industrial | Offices | Winter Morning | % of Load | 1 | 2029 | 4.2064e-05
ENS | Preferred Plan | C&I Curtailment | C&I Curtailment-Turnkey-Manual HVAC Control | Medium Industrial | Retail Trade | Winter Morning | % of Load | 1 | 2029 | 0.00058272
ENS | Preferred Plan | C&I Curtailment | C&I Curtailment-Turnkey-Manual HVAC Control | Medium Industrial | Services | Winter Morning | % of Load | 1 | 2029 | 2.6833e-05
ENS | Preferred Plan | C&I Curtailment | C&I Curtailment-Turnkey-Auto-DR HVAC Control | Medium Industrial | Miscellaneous | Winter Morning | % of Load | 1 | 2029 | 0.00016489
ENS | Preferred Plan | C&I Curtailment | C&I Curtailment-Turnkey-Auto-DR HVAC Control | Medium Industrial | Offices | Winter Morning | % of Load | 1 | 2029 | 2.6443e-06
ENS | Preferred Plan | C&I Curtailment | C&I Curtailment-Turnkey-Auto-DR HVAC Control | Medium Industrial | Retail Trade | Winter Morning | % of Load | 1 | 2029 | 3.6632e-05
ENS | Preferred Plan | C&I Curtailment | C&I Curtailment-Turnkey-Auto-DR HVAC Control | Medium Industrial | Services | Winter Morning | % of Load | 1 | 2029 | 1.6868e-06
ENS | Preferred Plan | C&I Curtailment | C&I Curtailment-Turnkey-Standard Lighting Control | Medium Industrial | Miscellaneous | Winter Morning | % of Load | 1 | 2029 | 0.00081307
ENS | Preferred Plan | C&I Curtailment | C&I Curtailment-Turnkey-Standard Lighting Control | Medium Industrial | Offices | Winter Morning | % of Load | 1 | 2029 | 5.554e-06
ENS | Preferred Plan | C&I Curtailment | C&I Curtailment-Turnkey-Standard Lighting Control | Medium Industrial | Retail Trade | Winter Morning | % of Load | 1 | 2029 | 0.00025103
ENS | Preferred Plan | C&I Curtailment | C&I Curtailment-Turnkey-Standard Lighting Control | Medium Industrial | Services | Winter Morning | % of Load | 1 | 2029 | 1.1559e-05
ENS | Preferred Plan | C&I Curtailment | C&I Curtailment-Turnkey-Water Heating Control | Medium Industrial | Miscellaneous | Winter Morning | % of Load | 1 | 2029 | 6.6818e-05
ENS | Preferred Plan | C&I Curtailment | C&I Curtailment-Turnkey-Water Heating Control | Medium Industrial | Offices | Winter Morning | % of Load | 1 | 2029 | 4.2894e-07
ENS | Preferred Plan | C&I Curtailment | C&I Curtailment-Turnkey-Water Heating Control | Medium Industrial | Retail Trade | Winter Morning | % of Load | 1 | 2029 | 3.3853e-05
ENS | Preferred Plan | C&I Curtailment | C&I Curtailment-Turnkey-Water Heating Control | Medium Industrial | Services | Winter Morning | % of Load | 1 | 2029 | 1.5588e-06
ENS | Preferred Plan | C&I Curtailment | C&I Curtailment-Turnkey-Other | Medium Industrial | Miscellaneous | Winter Morning | % of Load | 1 | 2029 | 0.0010292
ENS | Preferred Plan | C&I Curtailment | C&I Curtailment-Turnkey-Other | Medium Industrial | Offices | Winter Morning | % of Load | 1 | 2029 | 8.101e-06
ENS | Preferred Plan | C&I Curtailment | C&I Curtailment-Turnkey-Other | Medium Industrial | Retail Trade | Winter Morning | % of Load | 1 | 2029 | 0.00037256
ENS | Preferred Plan | C&I Curtailment | C&I Curtailment-Turnkey-Other | Medium Industrial | Services | Winter Morning | % of Load | 1 | 2029 | 1.7155e-05
ENS | Preferred Plan | C&I Curtailment | C&I Curtailment-Turnkey-Manual HVAC Control | Medium Industrial | Miscellaneous | Winter Evening | % of Load | 1 | 2029 | 0.0022452
ENS | Preferred Plan | C&I Curtailment | C&I Curtailment-Turnkey-Manual HVAC Control | Medium Industrial | Offices | Winter Evening | % of Load | 1 | 2029 | 3.6007e-05
ENS | Preferred Plan | C&I Curtailment | C&I Curtailment-Turnkey-Manual HVAC Control | Medium Industrial | Retail Trade | Winter Evening | % of Load | 1 | 2029 | 0.00049881
ENS | Preferred Plan | C&I Curtailment | C&I Curtailment-Turnkey-Manual HVAC Control | Medium Industrial | Services | Winter Evening | % of Load | 1 | 2029 | 2.2969e-05
ENS | Preferred Plan | C&I Curtailment | C&I Curtailment-Turnkey-Auto-DR HVAC Control | Medium Industrial | Miscellaneous | Winter Evening | % of Load | 1 | 2029 | 0.00014115
ENS | Preferred Plan | C&I Curtailment | C&I Curtailment-Turnkey-Auto-DR HVAC Control | Medium Industrial | Offices | Winter Evening | % of Load | 1 | 2029 | 2.2635e-06
ENS | Preferred Plan | C&I Curtailment | C&I Curtailment-Turnkey-Auto-DR HVAC Control | Medium Industrial | Retail Trade | Winter Evening | % of Load | 1 | 2029 | 3.1357e-05
ENS | Preferred Plan | C&I Curtailment | C&I Curtailment-Turnkey-Auto-DR HVAC Control | Medium Industrial | Services | Winter Evening | % of Load | 1 | 2029 | 1.4439e-06
ENS | Preferred Plan | C&I Curtailment | C&I Curtailment-Turnkey-Standard Lighting Control | Medium Industrial | Miscellaneous | Winter Evening | % of Load | 1 | 2029 | 0.00069599
ENS | Preferred Plan | C&I Curtailment | C&I Curtailment-Turnkey-Standard Lighting Control | Medium Industrial | Offices | Winter Evening | % of Load | 1 | 2029 | 4.7543e-06
ENS | Preferred Plan | C&I Curtailment | C&I Curtailment-Turnkey-Standard Lighting Control | Medium Industrial | Retail Trade | Winter Evening | % of Load | 1 | 2029 | 0.00021488
ENS | Preferred Plan | C&I Curtailment | C&I Curtailment-Turnkey-Standard Lighting Control | Medium Industrial | Services | Winter Evening | % of Load | 1 | 2029 | 9.8946e-06
ENS | Preferred Plan | C&I Curtailment | C&I Curtailment-Turnkey-Water Heating Control | Medium Industrial | Miscellaneous | Winter Evening | % of Load | 1 | 2029 | 5.7196e-05
ENS | Preferred Plan | C&I Curtailment | C&I Curtailment-Turnkey-Water Heating Control | Medium Industrial | Offices | Winter Evening | % of Load | 1 | 2029 | 3.6717e-07
ENS | Preferred Plan | C&I Curtailment | C&I Curtailment-Turnkey-Water Heating Control | Medium Industrial | Retail Trade | Winter Evening | % of Load | 1 | 2029 | 2.8978e-05
ENS | Preferred Plan | C&I Curtailment | C&I Curtailment-Turnkey-Water Heating Control | Medium Industrial | Services | Winter Evening | % of Load | 1 | 2029 | 1.3343e-06
ENS | Preferred Plan | C&I Curtailment | C&I Curtailment-Turnkey-Other | Medium Industrial | Miscellaneous | Winter Evening | % of Load | 1 | 2029 | 0.00088096
ENS | Preferred Plan | C&I Curtailment | C&I Curtailment-Turnkey-Other | Medium Industrial | Offices | Winter Evening | % of Load | 1 | 2029 | 6.9345e-06
ENS | Preferred Plan | C&I Curtailment | C&I Curtailment-Turnkey-Other | Medium Industrial | Retail Trade | Winter Evening | % of Load | 1 | 2029 | 0.00031891
ENS | Preferred Plan | C&I Curtailment | C&I Curtailment-Turnkey-Other | Medium Industrial | Services | Winter Evening | % of Load | 1 | 2029 | 1.4685e-05
ENS | Preferred Plan | C&I Curtailment | C&I Curtailment-Turnkey-Manual HVAC Control | Large Industrial | Miscellaneous | Winter Morning | % of Load | 1 | 2029 | 5.4344e-05
ENS | Preferred Plan | C&I Curtailment | C&I Curtailment-Turnkey-Auto-DR HVAC Control | Large Industrial | Miscellaneous | Winter Morning | % of Load | 1 | 2029 | 3.4163e-06
ENS | Preferred Plan | C&I Curtailment | C&I Curtailment-Turnkey-Standard Lighting Control | Large Industrial | Miscellaneous | Winter Morning | % of Load | 1 | 2029 | 2.3426e-05
ENS | Preferred Plan | C&I Curtailment | C&I Curtailment-Turnkey-Water Heating Control | Large Industrial | Miscellaneous | Winter Morning | % of Load | 1 | 2029 | 1.1643e-06
ENS | Preferred Plan | C&I Curtailment | C&I Curtailment-Turnkey-Other | Large Industrial | Miscellaneous | Winter Morning | % of Load | 1 | 2029 | 2.4967e-05
ENS | Preferred Plan | C&I Curtailment | C&I Curtailment-Turnkey-Industrial | Large Industrial | Manufacturing | Winter Morning | % of Load | 1 | 2029 | 4.8978e-06
ENS | Preferred Plan | C&I Curtailment | C&I Curtailment-Turnkey-Manual HVAC Control | Large Industrial | Miscellaneous | Winter Evening | % of Load | 1 | 2029 | 4.7802e-05
ENS | Preferred Plan | C&I Curtailment | C&I Curtailment-Turnkey-Auto-DR HVAC Control | Large Industrial | Miscellaneous | Winter Evening | % of Load | 1 | 2029 | 3.005e-06
ENS | Preferred Plan | C&I Curtailment | C&I Curtailment-Turnkey-Standard Lighting Control | Large Industrial | Miscellaneous | Winter Evening | % of Load | 1 | 2029 | 2.0606e-05
ENS | Preferred Plan | C&I Curtailment | C&I Curtailment-Turnkey-Water Heating Control | Large Industrial | Miscellaneous | Winter Evening | % of Load | 1 | 2029 | 1.0241e-06
ENS | Preferred Plan | C&I Curtailment | C&I Curtailment-Turnkey-Other | Large Industrial | Miscellaneous | Winter Evening | % of Load | 1 | 2029 | 2.1961e-05
ENS | Preferred Plan | C&I Curtailment | C&I Curtailment-Turnkey-Industrial | Large Industrial | Manufacturing | Winter Evening | % of Load | 1 | 2029 | 4.3082e-06
ENS | Preferred Plan | C&I Loadshift to BUGs | C&I Loadshift to BUGs | Large General | Miscellaneous | Winter Morning | % of Load | 1 | 2029 | 0.002311
ENS | Preferred Plan | C&I Loadshift to BUGs | C&I Loadshift to BUGs | Large General | Miscellaneous | Winter Evening | % of Load | 1 | 2029 | 0.001759
ENS | Preferred Plan | C&I Loadshift to BUGs | C&I Loadshift to BUGs | Small Industrial | Miscellaneous | Winter Morning | % of Load | 1 | 2029 | 0.00062934
ENS | Preferred Plan | C&I Loadshift to BUGs | C&I Loadshift to BUGs | Small Industrial | Miscellaneous | Winter Evening | % of Load | 1 | 2029 | 0.00076449
ENS | Preferred Plan | C&I Loadshift to BUGs | C&I Loadshift to BUGs | Medium Industrial | Manufacturing | Winter Morning | % of Load | 1 | 2029 | 0.00043927
ENS | Preferred Plan | C&I Loadshift to BUGs | C&I Loadshift to BUGs | Medium Industrial | Miscellaneous | Winter Morning | % of Load | 1 | 2029 | 0.0019064
ENS | Preferred Plan | C&I Loadshift to BUGs | C&I Loadshift to BUGs | Medium Industrial | Manufacturing | Winter Evening | % of Load | 1 | 2029 | 0.00037602
ENS | Preferred Plan | C&I Loadshift to BUGs | C&I Loadshift to BUGs | Medium Industrial | Miscellaneous | Winter Evening | % of Load | 1 | 2029 | 0.0016319
ENS | Preferred Plan | Dynamic Pricing | Dynamic Pricing with enabling tech. | Small General | Manufacturing | Winter Morning | % of Load | 1 | 2029 | 5.8187e-06
ENS | Preferred Plan | Dynamic Pricing | Dynamic Pricing with enabling tech. | Small General | Manufacturing | Winter Evening | % of Load | 1 | 2029 | 5.9766e-06
ENS | Preferred Plan | Dynamic Pricing | Dynamic Pricing with enabling tech. | Residential Charitable | Residential LI | Winter Morning | % of Load | 1 | 2029 | 0.00091723
ENS | Preferred Plan | Dynamic Pricing | Dynamic Pricing with enabling tech. | Residential Charitable | Residential Market Rate | Winter Morning | % of Load | 1 | 2029 | 0.0052069
ENS | Preferred Plan | Dynamic Pricing | Dynamic Pricing w/o enabling tech. | Residential Charitable | Residential LI | Winter Morning | % of Load | 1 | 2029 | 0.0015321
ENS | Preferred Plan | Dynamic Pricing | Dynamic Pricing w/o enabling tech. | Residential Charitable | Residential Market Rate | Winter Morning | % of Load | 1 | 2029 | 0.0086975
ENS | Preferred Plan | Dynamic Pricing | Dynamic Pricing with enabling tech. | Residential Charitable | Residential LI | Winter Evening | % of Load | 1 | 2029 | 0.00092398
ENS | Preferred Plan | Dynamic Pricing | Dynamic Pricing with enabling tech. | Residential Charitable | Residential Market Rate | Winter Evening | % of Load | 1 | 2029 | 0.0052452
ENS | Preferred Plan | Dynamic Pricing | Dynamic Pricing w/o enabling tech. | Residential Charitable | Residential LI | Winter Evening | % of Load | 1 | 2029 | 0.0015434
ENS | Preferred Plan | Dynamic Pricing | Dynamic Pricing w/o enabling tech. | Residential Charitable | Residential Market Rate | Winter Evening | % of Load | 1 | 2029 | 0.0087615
ENS | Preferred Plan | Behavioral DR | Behavioral DR | Residential Charitable | Residential LI | Winter Morning | % of Load | 1 | 2029 | 0.00026365
ENS | Preferred Plan | Behavioral DR | Behavioral DR | Residential Charitable | Residential Market Rate | Winter Morning | % of Load | 1 | 2029 | 0.0015024
ENS | Preferred Plan | Behavioral DR | Behavioral DR | Residential Charitable | Residential LI | Winter Evening | % of Load | 1 | 2029 | 0.00026559
ENS | Preferred Plan | Behavioral DR | Behavioral DR | Residential Charitable | Residential Market Rate | Winter Evening | % of Load | 1 | 2029 | 0.0015135
ENS | Preferred Plan | Time-of-Use Rates (TOU) | Time-of-Use Rates (TOU) | Residential Charitable | Residential LI | Winter Morning | % of Load | 0 | 2029 | 0.00030576
ENS | Preferred Plan | Time-of-Use Rates (TOU) | Time-of-Use Rates (TOU) | Residential Charitable | Residential Market Rate | Winter Morning | % of Load | 0 | 2029 | 0.0017424
ENS | Preferred Plan | Time-of-Use Rates (TOU) | Time-of-Use Rates (TOU) | Residential Charitable | Residential LI | Winter Evening | % of Load | 0 | 2029 | 0.00030801
ENS | Preferred Plan | Time-of-Use Rates (TOU) | Time-of-Use Rates (TOU) | Residential Charitable | Residential Market Rate | Winter Evening | % of Load | 0 | 2029 | 0.0017552
ENS | Preferred Plan | DLC-Thermostat | DLC-Thermostat-BYOT-Central Heat Pump | Residential Charitable | Residential LI | Winter Morning | % of Load | 0 | 2030 | 2.2099e-05
ENS | Preferred Plan | DLC-Thermostat | DLC-Thermostat-BYOT-Central Heat Pump | Residential Charitable | Residential Market Rate | Winter Morning | % of Load | 0 | 2030 | 0.00013523
ENS | Preferred Plan | DLC-Thermostat | DLC-Thermostat-DI-Baseboard Heating | Residential Charitable | Residential LI | Winter Morning | % of Load | 0 | 2030 | 0.00011252
ENS | Preferred Plan | DLC-Thermostat | DLC-Thermostat-DI-Baseboard Heating | Residential Charitable | Residential Market Rate | Winter Morning | % of Load | 0 | 2030 | 0.0010711
ENS | Preferred Plan | DLC-Thermostat | DLC-Thermostat-BYOT-Baseboard Heating | Residential Charitable | Residential LI | Winter Morning | % of Load | 0 | 2030 | 1.3157e-05
ENS | Preferred Plan | DLC-Thermostat | DLC-Thermostat-BYOT-Baseboard Heating | Residential Charitable | Residential Market Rate | Winter Morning | % of Load | 0 | 2030 | 0.00012524
ENS | Preferred Plan | DLC-Thermostat | DLC-Thermostat-DI-MSHP | Residential Charitable | Residential LI | Winter Morning | % of Load | 0 | 2030 | 6.5204e-05
ENS | Preferred Plan | DLC-Thermostat | DLC-Thermostat-DI-MSHP | Residential Charitable | Residential Market Rate | Winter Morning | % of Load | 0 | 2030 | 0.00062067
ENS | Preferred Plan | DLC-Thermostat | DLC-Thermostat-BYOT-MSHP | Residential Charitable | Residential LI | Winter Morning | % of Load | 0 | 2030 | 5.9e-06
ENS | Preferred Plan | DLC-Thermostat | DLC-Thermostat-BYOT-MSHP | Residential Charitable | Residential Market Rate | Winter Morning | % of Load | 0 | 2030 | 5.6163e-05
ENS | Preferred Plan | DLC-Thermostat | DLC-Thermostat-BYOT-Central Heat Pump | Residential Charitable | Residential LI | Winter Evening | % of Load | 0 | 2030 | 1.9563e-05
ENS | Preferred Plan | DLC-Thermostat | DLC-Thermostat-BYOT-Central Heat Pump | Residential Charitable | Residential Market Rate | Winter Evening | % of Load | 0 | 2030 | 0.00011972
ENS | Preferred Plan | DLC-Thermostat | DLC-Thermostat-DI-Baseboard Heating | Residential Charitable | Residential LI | Winter Evening | % of Load | 0 | 2030 | 9.9609e-05
ENS | Preferred Plan | DLC-Thermostat | DLC-Thermostat-DI-Baseboard Heating | Residential Charitable | Residential Market Rate | Winter Evening | % of Load | 0 | 2030 | 0.00094818
ENS | Preferred Plan | DLC-Thermostat | DLC-Thermostat-BYOT-Baseboard Heating | Residential Charitable | Residential LI | Winter Evening | % of Load | 0 | 2030 | 1.1647e-05
ENS | Preferred Plan | DLC-Thermostat | DLC-Thermostat-BYOT-Baseboard Heating | Residential Charitable | Residential Market Rate | Winter Evening | % of Load | 0 | 2030 | 0.00011087
ENS | Preferred Plan | DLC-Thermostat | DLC-Thermostat-DI-MSHP | Residential Charitable | Residential LI | Winter Evening | % of Load | 0 | 2030 | 5.7723e-05
ENS | Preferred Plan | DLC-Thermostat | DLC-Thermostat-DI-MSHP | Residential Charitable | Residential Market Rate | Winter Evening | % of Load | 0 | 2030 | 0.00054947
ENS | Preferred Plan | DLC-Thermostat | DLC-Thermostat-BYOT-MSHP | Residential Charitable | Residential LI | Winter Evening | % of Load | 0 | 2030 | 5.2231e-06
ENS | Preferred Plan | DLC-Thermostat | DLC-Thermostat-BYOT-MSHP | Residential Charitable | Residential Market Rate | Winter Evening | % of Load | 0 | 2030 | 4.9719e-05
ENS | Preferred Plan | DLC-Water Heating | DLC-Switch-Water Heating | Residential Charitable | Residential LI | Winter Morning | % of Load | 0 | 2030 | 6.9457e-05
ENS | Preferred Plan | DLC-Water Heating | DLC-Switch-Water Heating | Residential Charitable | Residential Market Rate | Winter Morning | % of Load | 0 | 2030 | 0.0007934
ENS | Preferred Plan | DLC-Water Heating | DLC-Switch-Water Heating | Residential Charitable | Residential LI | Winter Evening | % of Load | 0 | 2030 | 5.1971e-05
ENS | Preferred Plan | DLC-Water Heating | DLC-Switch-Water Heating | Residential Charitable | Residential Market Rate | Winter Evening | % of Load | 0 | 2030 | 0.00059365
ENS | Preferred Plan | C&I Curtailment | C&I Curtailment-Turnkey-Manual HVAC Control | General | Miscellaneous | Winter Morning | % of Load | 1 | 2030 | 0.0011476
ENS | Preferred Plan | C&I Curtailment | C&I Curtailment-Turnkey-Manual HVAC Control | General | Offices | Winter Morning | % of Load | 1 | 2030 | 7.8863e-05
ENS | Preferred Plan | C&I Curtailment | C&I Curtailment-Turnkey-Manual HVAC Control | General | Retail Trade | Winter Morning | % of Load | 1 | 2030 | 0.00026358
ENS | Preferred Plan | C&I Curtailment | C&I Curtailment-Turnkey-Manual HVAC Control | General | Services | Winter Morning | % of Load | 1 | 2030 | 0.00017042
ENS | Preferred Plan | C&I Curtailment | C&I Curtailment-Turnkey-Auto-DR HVAC Control | General | Miscellaneous | Winter Morning | % of Load | 1 | 2030 | 9.1035e-05
ENS | Preferred Plan | C&I Curtailment | C&I Curtailment-Turnkey-Auto-DR HVAC Control | General | Offices | Winter Morning | % of Load | 1 | 2030 | 6.2561e-06
ENS | Preferred Plan | C&I Curtailment | C&I Curtailment-Turnkey-Auto-DR HVAC Control | General | Retail Trade | Winter Morning | % of Load | 1 | 2030 | 2.0909e-05
ENS | Preferred Plan | C&I Curtailment | C&I Curtailment-Turnkey-Auto-DR HVAC Control | General | Services | Winter Morning | % of Load | 1 | 2030 | 1.3519e-05
ENS | Preferred Plan | C&I Curtailment | C&I Curtailment-Turnkey-Standard Lighting Control | General | Miscellaneous | Winter Morning | % of Load | 1 | 2030 | 0.00047769
ENS | Preferred Plan | C&I Curtailment | C&I Curtailment-Turnkey-Standard Lighting Control | General | Offices | Winter Morning | % of Load | 1 | 2030 | 9.3775e-06
ENS | Preferred Plan | C&I Curtailment | C&I Curtailment-Turnkey-Standard Lighting Control | General | Retail Trade | Winter Morning | % of Load | 1 | 2030 | 0.00010501
ENS | Preferred Plan | C&I Curtailment | C&I Curtailment-Turnkey-Standard Lighting Control | General | Services | Winter Morning | % of Load | 1 | 2030 | 6.7983e-05
ENS | Preferred Plan | C&I Curtailment | C&I Curtailment-Turnkey-Water Heating Control | General | Miscellaneous | Winter Morning | % of Load | 1 | 2030 | 3.2029e-05
ENS | Preferred Plan | C&I Curtailment | C&I Curtailment-Turnkey-Water Heating Control | General | Offices | Winter Morning | % of Load | 1 | 2030 | 8.5045e-07
ENS | Preferred Plan | C&I Curtailment | C&I Curtailment-Turnkey-Water Heating Control | General | Retail Trade | Winter Morning | % of Load | 1 | 2030 | 1.7271e-05
ENS | Preferred Plan | C&I Curtailment | C&I Curtailment-Turnkey-Water Heating Control | General | Services | Winter Morning | % of Load | 1 | 2030 | 1.1152e-05
ENS | Preferred Plan | C&I Curtailment | C&I Curtailment-Turnkey-Other | General | Miscellaneous | Winter Morning | % of Load | 1 | 2030 | 0.00055939
ENS | Preferred Plan | C&I Curtailment | C&I Curtailment-Turnkey-Other | General | Offices | Winter Morning | % of Load | 1 | 2030 | 1.5214e-05
ENS | Preferred Plan | C&I Curtailment | C&I Curtailment-Turnkey-Other | General | Retail Trade | Winter Morning | % of Load | 1 | 2030 | 0.00017743
ENS | Preferred Plan | C&I Curtailment | C&I Curtailment-Turnkey-Other | General | Services | Winter Morning | % of Load | 1 | 2030 | 0.00011468
ENS | Preferred Plan | C&I Curtailment | C&I Curtailment-Turnkey-Manual HVAC Control | General | Miscellaneous | Winter Evening | % of Load | 1 | 2030 | 0.0011887
ENS | Preferred Plan | C&I Curtailment | C&I Curtailment-Turnkey-Manual HVAC Control | General | Offices | Winter Evening | % of Load | 1 | 2030 | 8.1691e-05
ENS | Preferred Plan | C&I Curtailment | C&I Curtailment-Turnkey-Manual HVAC Control | General | Retail Trade | Winter Evening | % of Load | 1 | 2030 | 0.00027303
ENS | Preferred Plan | C&I Curtailment | C&I Curtailment-Turnkey-Manual HVAC Control | General | Services | Winter Evening | % of Load | 1 | 2030 | 0.00017653
ENS | Preferred Plan | C&I Curtailment | C&I Curtailment-Turnkey-Auto-DR HVAC Control | General | Miscellaneous | Winter Evening | % of Load | 1 | 2030 | 9.4299e-05
ENS | Preferred Plan | C&I Curtailment | C&I Curtailment-Turnkey-Auto-DR HVAC Control | General | Offices | Winter Evening | % of Load | 1 | 2030 | 6.4804e-06
ENS | Preferred Plan | C&I Curtailment | C&I Curtailment-Turnkey-Auto-DR HVAC Control | General | Retail Trade | Winter Evening | % of Load | 1 | 2030 | 2.1659e-05
ENS | Preferred Plan | C&I Curtailment | C&I Curtailment-Turnkey-Auto-DR HVAC Control | General | Services | Winter Evening | % of Load | 1 | 2030 | 1.4004e-05
ENS | Preferred Plan | C&I Curtailment | C&I Curtailment-Turnkey-Standard Lighting Control | General | Miscellaneous | Winter Evening | % of Load | 1 | 2030 | 0.00049482
ENS | Preferred Plan | C&I Curtailment | C&I Curtailment-Turnkey-Standard Lighting Control | General | Offices | Winter Evening | % of Load | 1 | 2030 | 9.7138e-06
ENS | Preferred Plan | C&I Curtailment | C&I Curtailment-Turnkey-Standard Lighting Control | General | Retail Trade | Winter Evening | % of Load | 1 | 2030 | 0.00010877
ENS | Preferred Plan | C&I Curtailment | C&I Curtailment-Turnkey-Standard Lighting Control | General | Services | Winter Evening | % of Load | 1 | 2030 | 7.0421e-05
ENS | Preferred Plan | C&I Curtailment | C&I Curtailment-Turnkey-Water Heating Control | General | Miscellaneous | Winter Evening | % of Load | 1 | 2030 | 3.3177e-05
ENS | Preferred Plan | C&I Curtailment | C&I Curtailment-Turnkey-Water Heating Control | General | Offices | Winter Evening | % of Load | 1 | 2030 | 8.8094e-07
ENS | Preferred Plan | C&I Curtailment | C&I Curtailment-Turnkey-Water Heating Control | General | Retail Trade | Winter Evening | % of Load | 1 | 2030 | 1.7891e-05
ENS | Preferred Plan | C&I Curtailment | C&I Curtailment-Turnkey-Water Heating Control | General | Services | Winter Evening | % of Load | 1 | 2030 | 1.1552e-05
ENS | Preferred Plan | C&I Curtailment | C&I Curtailment-Turnkey-Other | General | Miscellaneous | Winter Evening | % of Load | 1 | 2030 | 0.00057945
ENS | Preferred Plan | C&I Curtailment | C&I Curtailment-Turnkey-Other | General | Offices | Winter Evening | % of Load | 1 | 2030 | 1.5759e-05
ENS | Preferred Plan | C&I Curtailment | C&I Curtailment-Turnkey-Other | General | Retail Trade | Winter Evening | % of Load | 1 | 2030 | 0.0001838
ENS | Preferred Plan | C&I Curtailment | C&I Curtailment-Turnkey-Other | General | Services | Winter Evening | % of Load | 1 | 2030 | 0.00011879
ENS | Preferred Plan | C&I Curtailment | C&I Curtailment-Turnkey-Manual HVAC Control | Large General | Miscellaneous | Winter Morning | % of Load | 1 | 2030 | 0.00092009
ENS | Preferred Plan | C&I Curtailment | C&I Curtailment-Turnkey-Manual HVAC Control | Large General | Retail Trade | Winter Morning | % of Load | 1 | 2030 | 3.8362e-05
ENS | Preferred Plan | C&I Curtailment | C&I Curtailment-Turnkey-Manual HVAC Control | Large General | Services | Winter Morning | % of Load | 1 | 2030 | 6.1432e-05
ENS | Preferred Plan | C&I Curtailment | C&I Curtailment-Turnkey-Auto-DR HVAC Control | Large General | Miscellaneous | Winter Morning | % of Load | 1 | 2030 | 7.2989e-05
ENS | Preferred Plan | C&I Curtailment | C&I Curtailment-Turnkey-Auto-DR HVAC Control | Large General | Retail Trade | Winter Morning | % of Load | 1 | 2030 | 3.0432e-06
ENS | Preferred Plan | C&I Curtailment | C&I Curtailment-Turnkey-Auto-DR HVAC Control | Large General | Services | Winter Morning | % of Load | 1 | 2030 | 4.8733e-06
ENS | Preferred Plan | C&I Curtailment | C&I Curtailment-Turnkey-Standard Lighting Control | Large General | Miscellaneous | Winter Morning | % of Load | 1 | 2030 | 0.00039774
ENS | Preferred Plan | C&I Curtailment | C&I Curtailment-Turnkey-Standard Lighting Control | Large General | Retail Trade | Winter Morning | % of Load | 1 | 2030 | 1.5183e-05
ENS | Preferred Plan | C&I Curtailment | C&I Curtailment-Turnkey-Standard Lighting Control | Large General | Services | Winter Morning | % of Load | 1 | 2030 | 2.4315e-05
ENS | Preferred Plan | C&I Curtailment | C&I Curtailment-Turnkey-Water Heating Control | Large General | Miscellaneous | Winter Morning | % of Load | 1 | 2030 | 2.0199e-05
ENS | Preferred Plan | C&I Curtailment | C&I Curtailment-Turnkey-Water Heating Control | Large General | Retail Trade | Winter Morning | % of Load | 1 | 2030 | 2.5305e-06
ENS | Preferred Plan | C&I Curtailment | C&I Curtailment-Turnkey-Water Heating Control | Large General | Services | Winter Morning | % of Load | 1 | 2030 | 4.0524e-06
ENS | Preferred Plan | C&I Curtailment | C&I Curtailment-Turnkey-Other | Large General | Miscellaneous | Winter Morning | % of Load | 1 | 2030 | 0.00043172
ENS | Preferred Plan | C&I Curtailment | C&I Curtailment-Turnkey-Other | Large General | Retail Trade | Winter Morning | % of Load | 1 | 2030 | 2.5874e-05
ENS | Preferred Plan | C&I Curtailment | C&I Curtailment-Turnkey-Other | Large General | Services | Winter Morning | % of Load | 1 | 2030 | 4.1434e-05
ENS | Preferred Plan | C&I Curtailment | C&I Curtailment-Turnkey-Manual HVAC Control | Large General | Miscellaneous | Winter Evening | % of Load | 1 | 2030 | 0.00070018
ENS | Preferred Plan | C&I Curtailment | C&I Curtailment-Turnkey-Manual HVAC Control | Large General | Retail Trade | Winter Evening | % of Load | 1 | 2030 | 2.9193e-05
ENS | Preferred Plan | C&I Curtailment | C&I Curtailment-Turnkey-Manual HVAC Control | Large General | Services | Winter Evening | % of Load | 1 | 2030 | 4.6749e-05
ENS | Preferred Plan | C&I Curtailment | C&I Curtailment-Turnkey-Auto-DR HVAC Control | Large General | Miscellaneous | Winter Evening | % of Load | 1 | 2030 | 5.5544e-05
ENS | Preferred Plan | C&I Curtailment | C&I Curtailment-Turnkey-Auto-DR HVAC Control | Large General | Retail Trade | Winter Evening | % of Load | 1 | 2030 | 2.3158e-06
ENS | Preferred Plan | C&I Curtailment | C&I Curtailment-Turnkey-Auto-DR HVAC Control | Large General | Services | Winter Evening | % of Load | 1 | 2030 | 3.7085e-06
ENS | Preferred Plan | C&I Curtailment | C&I Curtailment-Turnkey-Standard Lighting Control | Large General | Miscellaneous | Winter Evening | % of Load | 1 | 2030 | 0.00030268
ENS | Preferred Plan | C&I Curtailment | C&I Curtailment-Turnkey-Standard Lighting Control | Large General | Retail Trade | Winter Evening | % of Load | 1 | 2030 | 1.1555e-05
ENS | Preferred Plan | C&I Curtailment | C&I Curtailment-Turnkey-Standard Lighting Control | Large General | Services | Winter Evening | % of Load | 1 | 2030 | 1.8503e-05
ENS | Preferred Plan | C&I Curtailment | C&I Curtailment-Turnkey-Water Heating Control | Large General | Miscellaneous | Winter Evening | % of Load | 1 | 2030 | 1.5371e-05
ENS | Preferred Plan | C&I Curtailment | C&I Curtailment-Turnkey-Water Heating Control | Large General | Retail Trade | Winter Evening | % of Load | 1 | 2030 | 1.9257e-06
ENS | Preferred Plan | C&I Curtailment | C&I Curtailment-Turnkey-Water Heating Control | Large General | Services | Winter Evening | % of Load | 1 | 2030 | 3.0838e-06
ENS | Preferred Plan | C&I Curtailment | C&I Curtailment-Turnkey-Other | Large General | Miscellaneous | Winter Evening | % of Load | 1 | 2030 | 0.00032853
ENS | Preferred Plan | C&I Curtailment | C&I Curtailment-Turnkey-Other | Large General | Retail Trade | Winter Evening | % of Load | 1 | 2030 | 1.969e-05
ENS | Preferred Plan | C&I Curtailment | C&I Curtailment-Turnkey-Other | Large General | Services | Winter Evening | % of Load | 1 | 2030 | 3.1531e-05
ENS | Preferred Plan | C&I Curtailment | C&I Curtailment-Turnkey-Manual HVAC Control | Small Industrial | Miscellaneous | Winter Morning | % of Load | 1 | 2030 | 0.00015287
ENS | Preferred Plan | C&I Curtailment | C&I Curtailment-Turnkey-Manual HVAC Control | Small Industrial | Offices | Winter Morning | % of Load | 1 | 2030 | 1.959e-06
ENS | Preferred Plan | C&I Curtailment | C&I Curtailment-Turnkey-Manual HVAC Control | Small Industrial | Retail Trade | Winter Morning | % of Load | 1 | 2030 | 6.4569e-06
ENS | Preferred Plan | C&I Curtailment | C&I Curtailment-Turnkey-Manual HVAC Control | Small Industrial | Services | Winter Morning | % of Load | 1 | 2030 | 2.0399e-06
ENS | Preferred Plan | C&I Curtailment | C&I Curtailment-Turnkey-Auto-DR HVAC Control | Small Industrial | Miscellaneous | Winter Morning | % of Load | 1 | 2030 | 1.2127e-05
ENS | Preferred Plan | C&I Curtailment | C&I Curtailment-Turnkey-Auto-DR HVAC Control | Small Industrial | Offices | Winter Morning | % of Load | 1 | 2030 | 1.554e-07
ENS | Preferred Plan | C&I Curtailment | C&I Curtailment-Turnkey-Auto-DR HVAC Control | Small Industrial | Retail Trade | Winter Morning | % of Load | 1 | 2030 | 5.1221e-07
ENS | Preferred Plan | C&I Curtailment | C&I Curtailment-Turnkey-Auto-DR HVAC Control | Small Industrial | Services | Winter Morning | % of Load | 1 | 2030 | 1.6182e-07
ENS | Preferred Plan | C&I Curtailment | C&I Curtailment-Turnkey-Standard Lighting Control | Small Industrial | Miscellaneous | Winter Morning | % of Load | 1 | 2030 | 4.73e-05
ENS | Preferred Plan | C&I Curtailment | C&I Curtailment-Turnkey-Standard Lighting Control | Small Industrial | Offices | Winter Morning | % of Load | 1 | 2030 | 2.5538e-07
ENS | Preferred Plan | C&I Curtailment | C&I Curtailment-Turnkey-Standard Lighting Control | Small Industrial | Retail Trade | Winter Morning | % of Load | 1 | 2030 | 2.7944e-06
ENS | Preferred Plan | C&I Curtailment | C&I Curtailment-Turnkey-Standard Lighting Control | Small Industrial | Services | Winter Morning | % of Load | 1 | 2030 | 8.8281e-07
ENS | Preferred Plan | C&I Curtailment | C&I Curtailment-Turnkey-Water Heating Control | Small Industrial | Miscellaneous | Winter Morning | % of Load | 1 | 2030 | 3.9935e-06
ENS | Preferred Plan | C&I Curtailment | C&I Curtailment-Turnkey-Water Heating Control | Small Industrial | Offices | Winter Morning | % of Load | 1 | 2030 | 2.0242e-08
ENS | Preferred Plan | C&I Curtailment | C&I Curtailment-Turnkey-Water Heating Control | Small Industrial | Retail Trade | Winter Morning | % of Load | 1 | 2030 | 3.8573e-07
ENS | Preferred Plan | C&I Curtailment | C&I Curtailment-Turnkey-Water Heating Control | Small Industrial | Services | Winter Morning | % of Load | 1 | 2030 | 1.2186e-07
ENS | Preferred Plan | C&I Curtailment | C&I Curtailment-Turnkey-Other | Small Industrial | Miscellaneous | Winter Morning | % of Load | 1 | 2030 | 6.1242e-05
ENS | Preferred Plan | C&I Curtailment | C&I Curtailment-Turnkey-Other | Small Industrial | Offices | Winter Morning | % of Load | 1 | 2030 | 3.8215e-07
ENS | Preferred Plan | C&I Curtailment | C&I Curtailment-Turnkey-Other | Small Industrial | Retail Trade | Winter Morning | % of Load | 1 | 2030 | 4.237e-06
ENS | Preferred Plan | C&I Curtailment | C&I Curtailment-Turnkey-Other | Small Industrial | Services | Winter Morning | % of Load | 1 | 2030 | 1.3386e-06
ENS | Preferred Plan | C&I Curtailment | C&I Curtailment-Turnkey-Industrial | Small Industrial | Manufacturing | Winter Morning | % of Load | 1 | 2030 | 1.4557e-05
ENS | Preferred Plan | C&I Curtailment | C&I Curtailment-Turnkey-Manual HVAC Control | Small Industrial | Miscellaneous | Winter Evening | % of Load | 1 | 2030 | 0.00018566
ENS | Preferred Plan | C&I Curtailment | C&I Curtailment-Turnkey-Manual HVAC Control | Small Industrial | Offices | Winter Evening | % of Load | 1 | 2030 | 2.3792e-06
ENS | Preferred Plan | C&I Curtailment | C&I Curtailment-Turnkey-Manual HVAC Control | Small Industrial | Retail Trade | Winter Evening | % of Load | 1 | 2030 | 7.8418e-06
ENS | Preferred Plan | C&I Curtailment | C&I Curtailment-Turnkey-Manual HVAC Control | Small Industrial | Services | Winter Evening | % of Load | 1 | 2030 | 2.4774e-06
ENS | Preferred Plan | C&I Curtailment | C&I Curtailment-Turnkey-Auto-DR HVAC Control | Small Industrial | Miscellaneous | Winter Evening | % of Load | 1 | 2030 | 1.4728e-05
ENS | Preferred Plan | C&I Curtailment | C&I Curtailment-Turnkey-Auto-DR HVAC Control | Small Industrial | Offices | Winter Evening | % of Load | 1 | 2030 | 1.8874e-07
ENS | Preferred Plan | C&I Curtailment | C&I Curtailment-Turnkey-Auto-DR HVAC Control | Small Industrial | Retail Trade | Winter Evening | % of Load | 1 | 2030 | 6.2208e-07
ENS | Preferred Plan | C&I Curtailment | C&I Curtailment-Turnkey-Auto-DR HVAC Control | Small Industrial | Services | Winter Evening | % of Load | 1 | 2030 | 1.9653e-07
ENS | Preferred Plan | C&I Curtailment | C&I Curtailment-Turnkey-Standard Lighting Control | Small Industrial | Miscellaneous | Winter Evening | % of Load | 1 | 2030 | 5.7446e-05
ENS | Preferred Plan | C&I Curtailment | C&I Curtailment-Turnkey-Standard Lighting Control | Small Industrial | Offices | Winter Evening | % of Load | 1 | 2030 | 3.1016e-07
ENS | Preferred Plan | C&I Curtailment | C&I Curtailment-Turnkey-Standard Lighting Control | Small Industrial | Retail Trade | Winter Evening | % of Load | 1 | 2030 | 3.3938e-06
ENS | Preferred Plan | C&I Curtailment | C&I Curtailment-Turnkey-Standard Lighting Control | Small Industrial | Services | Winter Evening | % of Load | 1 | 2030 | 1.0722e-06
ENS | Preferred Plan | C&I Curtailment | C&I Curtailment-Turnkey-Water Heating Control | Small Industrial | Miscellaneous | Winter Evening | % of Load | 1 | 2030 | 4.8501e-06
ENS | Preferred Plan | C&I Curtailment | C&I Curtailment-Turnkey-Water Heating Control | Small Industrial | Offices | Winter Evening | % of Load | 1 | 2030 | 2.4584e-08
ENS | Preferred Plan | C&I Curtailment | C&I Curtailment-Turnkey-Water Heating Control | Small Industrial | Retail Trade | Winter Evening | % of Load | 1 | 2030 | 4.6846e-07
ENS | Preferred Plan | C&I Curtailment | C&I Curtailment-Turnkey-Water Heating Control | Small Industrial | Services | Winter Evening | % of Load | 1 | 2030 | 1.48e-07
ENS | Preferred Plan | C&I Curtailment | C&I Curtailment-Turnkey-Other | Small Industrial | Miscellaneous | Winter Evening | % of Load | 1 | 2030 | 7.4378e-05
ENS | Preferred Plan | C&I Curtailment | C&I Curtailment-Turnkey-Other | Small Industrial | Offices | Winter Evening | % of Load | 1 | 2030 | 4.6412e-07
ENS | Preferred Plan | C&I Curtailment | C&I Curtailment-Turnkey-Other | Small Industrial | Retail Trade | Winter Evening | % of Load | 1 | 2030 | 5.1458e-06
ENS | Preferred Plan | C&I Curtailment | C&I Curtailment-Turnkey-Other | Small Industrial | Services | Winter Evening | % of Load | 1 | 2030 | 1.6257e-06
ENS | Preferred Plan | C&I Curtailment | C&I Curtailment-Turnkey-Industrial | Small Industrial | Manufacturing | Winter Evening | % of Load | 1 | 2030 | 1.768e-05
ENS | Preferred Plan | C&I Curtailment | C&I Curtailment-Turnkey-Manual HVAC Control | Medium Industrial | Miscellaneous | Winter Morning | % of Load | 1 | 2030 | 0.0029232
ENS | Preferred Plan | C&I Curtailment | C&I Curtailment-Turnkey-Manual HVAC Control | Medium Industrial | Offices | Winter Morning | % of Load | 1 | 2030 | 4.7155e-05
ENS | Preferred Plan | C&I Curtailment | C&I Curtailment-Turnkey-Manual HVAC Control | Medium Industrial | Retail Trade | Winter Morning | % of Load | 1 | 2030 | 0.00064594
ENS | Preferred Plan | C&I Curtailment | C&I Curtailment-Turnkey-Manual HVAC Control | Medium Industrial | Services | Winter Morning | % of Load | 1 | 2030 | 2.9744e-05
ENS | Preferred Plan | C&I Curtailment | C&I Curtailment-Turnkey-Auto-DR HVAC Control | Medium Industrial | Miscellaneous | Winter Morning | % of Load | 1 | 2030 | 0.00023189
ENS | Preferred Plan | C&I Curtailment | C&I Curtailment-Turnkey-Auto-DR HVAC Control | Medium Industrial | Offices | Winter Morning | % of Load | 1 | 2030 | 3.7407e-06
ENS | Preferred Plan | C&I Curtailment | C&I Curtailment-Turnkey-Auto-DR HVAC Control | Medium Industrial | Retail Trade | Winter Morning | % of Load | 1 | 2030 | 5.1242e-05
ENS | Preferred Plan | C&I Curtailment | C&I Curtailment-Turnkey-Auto-DR HVAC Control | Medium Industrial | Services | Winter Morning | % of Load | 1 | 2030 | 2.3595e-06
ENS | Preferred Plan | C&I Curtailment | C&I Curtailment-Turnkey-Standard Lighting Control | Medium Industrial | Miscellaneous | Winter Morning | % of Load | 1 | 2030 | 0.00090448
ENS | Preferred Plan | C&I Curtailment | C&I Curtailment-Turnkey-Standard Lighting Control | Medium Industrial | Offices | Winter Morning | % of Load | 1 | 2030 | 6.1473e-06
ENS | Preferred Plan | C&I Curtailment | C&I Curtailment-Turnkey-Standard Lighting Control | Medium Industrial | Retail Trade | Winter Morning | % of Load | 1 | 2030 | 0.00027955
ENS | Preferred Plan | C&I Curtailment | C&I Curtailment-Turnkey-Standard Lighting Control | Medium Industrial | Services | Winter Morning | % of Load | 1 | 2030 | 1.2872e-05
ENS | Preferred Plan | C&I Curtailment | C&I Curtailment-Turnkey-Water Heating Control | Medium Industrial | Miscellaneous | Winter Morning | % of Load | 1 | 2030 | 7.6364e-05
ENS | Preferred Plan | C&I Curtailment | C&I Curtailment-Turnkey-Water Heating Control | Medium Industrial | Offices | Winter Morning | % of Load | 1 | 2030 | 4.8724e-07
ENS | Preferred Plan | C&I Curtailment | C&I Curtailment-Turnkey-Water Heating Control | Medium Industrial | Retail Trade | Winter Morning | % of Load | 1 | 2030 | 3.8588e-05
ENS | Preferred Plan | C&I Curtailment | C&I Curtailment-Turnkey-Water Heating Control | Medium Industrial | Services | Winter Morning | % of Load | 1 | 2030 | 1.7769e-06
ENS | Preferred Plan | C&I Curtailment | C&I Curtailment-Turnkey-Other | Medium Industrial | Miscellaneous | Winter Morning | % of Load | 1 | 2030 | 0.0011711
ENS | Preferred Plan | C&I Curtailment | C&I Curtailment-Turnkey-Other | Medium Industrial | Offices | Winter Morning | % of Load | 1 | 2030 | 9.1987e-06
ENS | Preferred Plan | C&I Curtailment | C&I Curtailment-Turnkey-Other | Medium Industrial | Retail Trade | Winter Morning | % of Load | 1 | 2030 | 0.00042387
ENS | Preferred Plan | C&I Curtailment | C&I Curtailment-Turnkey-Other | Medium Industrial | Services | Winter Morning | % of Load | 1 | 2030 | 1.9518e-05
ENS | Preferred Plan | C&I Curtailment | C&I Curtailment-Turnkey-Manual HVAC Control | Medium Industrial | Miscellaneous | Winter Evening | % of Load | 1 | 2030 | 0.0025018
ENS | Preferred Plan | C&I Curtailment | C&I Curtailment-Turnkey-Manual HVAC Control | Medium Industrial | Offices | Winter Evening | % of Load | 1 | 2030 | 4.0356e-05
ENS | Preferred Plan | C&I Curtailment | C&I Curtailment-Turnkey-Manual HVAC Control | Medium Industrial | Retail Trade | Winter Evening | % of Load | 1 | 2030 | 0.00055281
ENS | Preferred Plan | C&I Curtailment | C&I Curtailment-Turnkey-Manual HVAC Control | Medium Industrial | Services | Winter Evening | % of Load | 1 | 2030 | 2.5455e-05
ENS | Preferred Plan | C&I Curtailment | C&I Curtailment-Turnkey-Auto-DR HVAC Control | Medium Industrial | Miscellaneous | Winter Evening | % of Load | 1 | 2030 | 0.00019846
ENS | Preferred Plan | C&I Curtailment | C&I Curtailment-Turnkey-Auto-DR HVAC Control | Medium Industrial | Offices | Winter Evening | % of Load | 1 | 2030 | 3.2014e-06
ENS | Preferred Plan | C&I Curtailment | C&I Curtailment-Turnkey-Auto-DR HVAC Control | Medium Industrial | Retail Trade | Winter Evening | % of Load | 1 | 2030 | 4.3854e-05
ENS | Preferred Plan | C&I Curtailment | C&I Curtailment-Turnkey-Auto-DR HVAC Control | Medium Industrial | Services | Winter Evening | % of Load | 1 | 2030 | 2.0193e-06
ENS | Preferred Plan | C&I Curtailment | C&I Curtailment-Turnkey-Standard Lighting Control | Medium Industrial | Miscellaneous | Winter Evening | % of Load | 1 | 2030 | 0.00077408
ENS | Preferred Plan | C&I Curtailment | C&I Curtailment-Turnkey-Standard Lighting Control | Medium Industrial | Offices | Winter Evening | % of Load | 1 | 2030 | 5.261e-06
ENS | Preferred Plan | C&I Curtailment | C&I Curtailment-Turnkey-Standard Lighting Control | Medium Industrial | Retail Trade | Winter Evening | % of Load | 1 | 2030 | 0.00023924
ENS | Preferred Plan | C&I Curtailment | C&I Curtailment-Turnkey-Standard Lighting Control | Medium Industrial | Services | Winter Evening | % of Load | 1 | 2030 | 1.1016e-05
ENS | Preferred Plan | C&I Curtailment | C&I Curtailment-Turnkey-Water Heating Control | Medium Industrial | Miscellaneous | Winter Evening | % of Load | 1 | 2030 | 6.5354e-05
ENS | Preferred Plan | C&I Curtailment | C&I Curtailment-Turnkey-Water Heating Control | Medium Industrial | Offices | Winter Evening | % of Load | 1 | 2030 | 4.1699e-07
ENS | Preferred Plan | C&I Curtailment | C&I Curtailment-Turnkey-Water Heating Control | Medium Industrial | Retail Trade | Winter Evening | % of Load | 1 | 2030 | 3.3024e-05
ENS | Preferred Plan | C&I Curtailment | C&I Curtailment-Turnkey-Water Heating Control | Medium Industrial | Services | Winter Evening | % of Load | 1 | 2030 | 1.5207e-06
ENS | Preferred Plan | C&I Curtailment | C&I Curtailment-Turnkey-Other | Medium Industrial | Miscellaneous | Winter Evening | % of Load | 1 | 2030 | 0.0010022
ENS | Preferred Plan | C&I Curtailment | C&I Curtailment-Turnkey-Other | Medium Industrial | Offices | Winter Evening | % of Load | 1 | 2030 | 7.8725e-06
ENS | Preferred Plan | C&I Curtailment | C&I Curtailment-Turnkey-Other | Medium Industrial | Retail Trade | Winter Evening | % of Load | 1 | 2030 | 0.00036276
ENS | Preferred Plan | C&I Curtailment | C&I Curtailment-Turnkey-Other | Medium Industrial | Services | Winter Evening | % of Load | 1 | 2030 | 1.6704e-05
ENS | Preferred Plan | C&I Curtailment | C&I Curtailment-Turnkey-Manual HVAC Control | Large Industrial | Miscellaneous | Winter Morning | % of Load | 1 | 2030 | 6.0512e-05
ENS | Preferred Plan | C&I Curtailment | C&I Curtailment-Turnkey-Auto-DR HVAC Control | Large Industrial | Miscellaneous | Winter Morning | % of Load | 1 | 2030 | 4.8003e-06
ENS | Preferred Plan | C&I Curtailment | C&I Curtailment-Turnkey-Standard Lighting Control | Large Industrial | Miscellaneous | Winter Morning | % of Load | 1 | 2030 | 2.6159e-05
ENS | Preferred Plan | C&I Curtailment | C&I Curtailment-Turnkey-Water Heating Control | Large Industrial | Miscellaneous | Winter Morning | % of Load | 1 | 2030 | 1.3284e-06
ENS | Preferred Plan | C&I Curtailment | C&I Curtailment-Turnkey-Other | Large Industrial | Miscellaneous | Winter Morning | % of Load | 1 | 2030 | 2.8393e-05
ENS | Preferred Plan | C&I Curtailment | C&I Curtailment-Turnkey-Industrial | Large Industrial | Manufacturing | Winter Morning | % of Load | 1 | 2030 | 5.5414e-06
ENS | Preferred Plan | C&I Curtailment | C&I Curtailment-Turnkey-Manual HVAC Control | Large Industrial | Miscellaneous | Winter Evening | % of Load | 1 | 2030 | 5.3216e-05
ENS | Preferred Plan | C&I Curtailment | C&I Curtailment-Turnkey-Auto-DR HVAC Control | Large Industrial | Miscellaneous | Winter Evening | % of Load | 1 | 2030 | 4.2216e-06
ENS | Preferred Plan | C&I Curtailment | C&I Curtailment-Turnkey-Standard Lighting Control | Large Industrial | Miscellaneous | Winter Evening | % of Load | 1 | 2030 | 2.3005e-05
ENS | Preferred Plan | C&I Curtailment | C&I Curtailment-Turnkey-Water Heating Control | Large Industrial | Miscellaneous | Winter Evening | % of Load | 1 | 2030 | 1.1683e-06
ENS | Preferred Plan | C&I Curtailment | C&I Curtailment-Turnkey-Other | Large Industrial | Miscellaneous | Winter Evening | % of Load | 1 | 2030 | 2.497e-05
ENS | Preferred Plan | C&I Curtailment | C&I Curtailment-Turnkey-Industrial | Large Industrial | Manufacturing | Winter Evening | % of Load | 1 | 2030 | 4.8733e-06
ENS | Preferred Plan | C&I Loadshift to BUGs | C&I Loadshift to BUGs | Large General | Miscellaneous | Winter Morning | % of Load | 1 | 2030 | 0.0022884
ENS | Preferred Plan | C&I Loadshift to BUGs | C&I Loadshift to BUGs | Large General | Miscellaneous | Winter Evening | % of Load | 1 | 2030 | 0.0017414
ENS | Preferred Plan | C&I Loadshift to BUGs | C&I Loadshift to BUGs | Small Industrial | Miscellaneous | Winter Morning | % of Load | 1 | 2030 | 0.0006298
ENS | Preferred Plan | C&I Loadshift to BUGs | C&I Loadshift to BUGs | Small Industrial | Miscellaneous | Winter Evening | % of Load | 1 | 2030 | 0.00076489
ENS | Preferred Plan | C&I Loadshift to BUGs | C&I Loadshift to BUGs | Medium Industrial | Manufacturing | Winter Morning | % of Load | 1 | 2030 | 0.00043817
ENS | Preferred Plan | C&I Loadshift to BUGs | C&I Loadshift to BUGs | Medium Industrial | Miscellaneous | Winter Morning | % of Load | 1 | 2030 | 0.0019017
ENS | Preferred Plan | C&I Loadshift to BUGs | C&I Loadshift to BUGs | Medium Industrial | Manufacturing | Winter Evening | % of Load | 1 | 2030 | 0.000375
ENS | Preferred Plan | C&I Loadshift to BUGs | C&I Loadshift to BUGs | Medium Industrial | Miscellaneous | Winter Evening | % of Load | 1 | 2030 | 0.0016275
ENS | Preferred Plan | Dynamic Pricing | Dynamic Pricing with enabling tech. | Small General | Manufacturing | Winter Morning | % of Load | 1 | 2030 | 6.2935e-06
ENS | Preferred Plan | Dynamic Pricing | Dynamic Pricing with enabling tech. | Small General | Manufacturing | Winter Evening | % of Load | 1 | 2030 | 6.4629e-06
ENS | Preferred Plan | Dynamic Pricing | Dynamic Pricing with enabling tech. | Residential Charitable | Residential LI | Winter Morning | % of Load | 1 | 2030 | 0.0017366
ENS | Preferred Plan | Dynamic Pricing | Dynamic Pricing with enabling tech. | Residential Charitable | Residential Market Rate | Winter Morning | % of Load | 1 | 2030 | 0.0098599
ENS | Preferred Plan | Dynamic Pricing | Dynamic Pricing w/o enabling tech. | Residential Charitable | Residential LI | Winter Morning | % of Load | 1 | 2030 | 0.0015269
ENS | Preferred Plan | Dynamic Pricing | Dynamic Pricing w/o enabling tech. | Residential Charitable | Residential Market Rate | Winter Morning | % of Load | 1 | 2030 | 0.0086695
ENS | Preferred Plan | Dynamic Pricing | Dynamic Pricing with enabling tech. | Residential Charitable | Residential LI | Winter Evening | % of Load | 1 | 2030 | 0.001749
ENS | Preferred Plan | Dynamic Pricing | Dynamic Pricing with enabling tech. | Residential Charitable | Residential Market Rate | Winter Evening | % of Load | 1 | 2030 | 0.0099304
ENS | Preferred Plan | Dynamic Pricing | Dynamic Pricing w/o enabling tech. | Residential Charitable | Residential LI | Winter Evening | % of Load | 1 | 2030 | 0.0015379
ENS | Preferred Plan | Dynamic Pricing | Dynamic Pricing w/o enabling tech. | Residential Charitable | Residential Market Rate | Winter Evening | % of Load | 1 | 2030 | 0.0087315
ENS | Preferred Plan | Behavioral DR | Behavioral DR | Residential Charitable | Residential LI | Winter Morning | % of Load | 1 | 2030 | 0.00030508
ENS | Preferred Plan | Behavioral DR | Behavioral DR | Residential Charitable | Residential Market Rate | Winter Morning | % of Load | 1 | 2030 | 0.0017386
ENS | Preferred Plan | Behavioral DR | Behavioral DR | Residential Charitable | Residential LI | Winter Evening | % of Load | 1 | 2030 | 0.00030726
ENS | Preferred Plan | Behavioral DR | Behavioral DR | Residential Charitable | Residential Market Rate | Winter Evening | % of Load | 1 | 2030 | 0.0017511
ENS | Preferred Plan | Time-of-Use Rates (TOU) | Time-of-Use Rates (TOU) | Residential Charitable | Residential LI | Winter Morning | % of Load | 0 | 2030 | 0.00029401
ENS | Preferred Plan | Time-of-Use Rates (TOU) | Time-of-Use Rates (TOU) | Residential Charitable | Residential Market Rate | Winter Morning | % of Load | 0 | 2030 | 0.0016756
ENS | Preferred Plan | Time-of-Use Rates (TOU) | Time-of-Use Rates (TOU) | Residential Charitable | Residential LI | Winter Evening | % of Load | 0 | 2030 | 0.00029611
ENS | Preferred Plan | Time-of-Use Rates (TOU) | Time-of-Use Rates (TOU) | Residential Charitable | Residential Market Rate | Winter Evening | % of Load | 0 | 2030 | 0.0016875
ENS | Preferred Plan | DLC-Thermostat | DLC-Thermostat-BYOT-Central Heat Pump | Residential Charitable | Residential LI | Winter Morning | % of Load | 0 | 2031 | 2.1575e-05
ENS | Preferred Plan | DLC-Thermostat | DLC-Thermostat-BYOT-Central Heat Pump | Residential Charitable | Residential Market Rate | Winter Morning | % of Load | 0 | 2031 | 0.00013202
ENS | Preferred Plan | DLC-Thermostat | DLC-Thermostat-DI-Baseboard Heating | Residential Charitable | Residential LI | Winter Morning | % of Load | 0 | 2031 | 0.00010971
ENS | Preferred Plan | DLC-Thermostat | DLC-Thermostat-DI-Baseboard Heating | Residential Charitable | Residential Market Rate | Winter Morning | % of Load | 0 | 2031 | 0.0010443
ENS | Preferred Plan | DLC-Thermostat | DLC-Thermostat-BYOT-Baseboard Heating | Residential Charitable | Residential LI | Winter Morning | % of Load | 0 | 2031 | 1.2826e-05
ENS | Preferred Plan | DLC-Thermostat | DLC-Thermostat-BYOT-Baseboard Heating | Residential Charitable | Residential Market Rate | Winter Morning | % of Load | 0 | 2031 | 0.0001221
ENS | Preferred Plan | DLC-Thermostat | DLC-Thermostat-DI-MSHP | Residential Charitable | Residential LI | Winter Morning | % of Load | 0 | 2031 | 6.3567e-05
ENS | Preferred Plan | DLC-Thermostat | DLC-Thermostat-DI-MSHP | Residential Charitable | Residential Market Rate | Winter Morning | % of Load | 0 | 2031 | 0.00060509
ENS | Preferred Plan | DLC-Thermostat | DLC-Thermostat-BYOT-MSHP | Residential Charitable | Residential LI | Winter Morning | % of Load | 0 | 2031 | 5.742e-06
ENS | Preferred Plan | DLC-Thermostat | DLC-Thermostat-BYOT-MSHP | Residential Charitable | Residential Market Rate | Winter Morning | % of Load | 0 | 2031 | 5.4658e-05
ENS | Preferred Plan | DLC-Thermostat | DLC-Thermostat-BYOT-Central Heat Pump | Residential Charitable | Residential LI | Winter Evening | % of Load | 0 | 2031 | 1.9106e-05
ENS | Preferred Plan | DLC-Thermostat | DLC-Thermostat-BYOT-Central Heat Pump | Residential Charitable | Residential Market Rate | Winter Evening | % of Load | 0 | 2031 | 0.00011691
ENS | Preferred Plan | DLC-Thermostat | DLC-Thermostat-DI-Baseboard Heating | Residential Charitable | Residential LI | Winter Evening | % of Load | 0 | 2031 | 9.7153e-05
ENS | Preferred Plan | DLC-Thermostat | DLC-Thermostat-DI-Baseboard Heating | Residential Charitable | Residential Market Rate | Winter Evening | % of Load | 0 | 2031 | 0.0009248
ENS | Preferred Plan | DLC-Thermostat | DLC-Thermostat-BYOT-Baseboard Heating | Residential Charitable | Residential LI | Winter Evening | % of Load | 0 | 2031 | 1.1359e-05
ENS | Preferred Plan | DLC-Thermostat | DLC-Thermostat-BYOT-Baseboard Heating | Residential Charitable | Residential Market Rate | Winter Evening | % of Load | 0 | 2031 | 0.00010812
ENS | Preferred Plan | DLC-Thermostat | DLC-Thermostat-DI-MSHP | Residential Charitable | Residential LI | Winter Evening | % of Load | 0 | 2031 | 5.6292e-05
ENS | Preferred Plan | DLC-Thermostat | DLC-Thermostat-DI-MSHP | Residential Charitable | Residential Market Rate | Winter Evening | % of Load | 0 | 2031 | 0.00053585
ENS | Preferred Plan | DLC-Thermostat | DLC-Thermostat-BYOT-MSHP | Residential Charitable | Residential LI | Winter Evening | % of Load | 0 | 2031 | 5.0849e-06
ENS | Preferred Plan | DLC-Thermostat | DLC-Thermostat-BYOT-MSHP | Residential Charitable | Residential Market Rate | Winter Evening | % of Load | 0 | 2031 | 4.8403e-05
ENS | Preferred Plan | DLC-Water Heating | DLC-Switch-Water Heating | Residential Charitable | Residential LI | Winter Morning | % of Load | 0 | 2031 | 6.7725e-05
ENS | Preferred Plan | DLC-Water Heating | DLC-Switch-Water Heating | Residential Charitable | Residential Market Rate | Winter Morning | % of Load | 0 | 2031 | 0.00077362
ENS | Preferred Plan | DLC-Water Heating | DLC-Switch-Water Heating | Residential Charitable | Residential LI | Winter Evening | % of Load | 0 | 2031 | 5.0692e-05
ENS | Preferred Plan | DLC-Water Heating | DLC-Switch-Water Heating | Residential Charitable | Residential Market Rate | Winter Evening | % of Load | 0 | 2031 | 0.00057904
ENS | Preferred Plan | C&I Curtailment | C&I Curtailment-Turnkey-Manual HVAC Control | General | Miscellaneous | Winter Morning | % of Load | 1 | 2031 | 0.0012724
ENS | Preferred Plan | C&I Curtailment | C&I Curtailment-Turnkey-Manual HVAC Control | General | Offices | Winter Morning | % of Load | 1 | 2031 | 8.7441e-05
ENS | Preferred Plan | C&I Curtailment | C&I Curtailment-Turnkey-Manual HVAC Control | General | Retail Trade | Winter Morning | % of Load | 1 | 2031 | 0.00029224
ENS | Preferred Plan | C&I Curtailment | C&I Curtailment-Turnkey-Manual HVAC Control | General | Services | Winter Morning | % of Load | 1 | 2031 | 0.00018895
ENS | Preferred Plan | C&I Curtailment | C&I Curtailment-Turnkey-Auto-DR HVAC Control | General | Miscellaneous | Winter Morning | % of Load | 1 | 2031 | 0.00012617
ENS | Preferred Plan | C&I Curtailment | C&I Curtailment-Turnkey-Auto-DR HVAC Control | General | Offices | Winter Morning | % of Load | 1 | 2031 | 8.6706e-06
ENS | Preferred Plan | C&I Curtailment | C&I Curtailment-Turnkey-Auto-DR HVAC Control | General | Retail Trade | Winter Morning | % of Load | 1 | 2031 | 2.8979e-05
ENS | Preferred Plan | C&I Curtailment | C&I Curtailment-Turnkey-Auto-DR HVAC Control | General | Services | Winter Morning | % of Load | 1 | 2031 | 1.8737e-05
ENS | Preferred Plan | C&I Curtailment | C&I Curtailment-Turnkey-Standard Lighting Control | General | Miscellaneous | Winter Morning | % of Load | 1 | 2031 | 0.00052965
ENS | Preferred Plan | C&I Curtailment | C&I Curtailment-Turnkey-Standard Lighting Control | General | Offices | Winter Morning | % of Load | 1 | 2031 | 1.0397e-05
ENS | Preferred Plan | C&I Curtailment | C&I Curtailment-Turnkey-Standard Lighting Control | General | Retail Trade | Winter Morning | % of Load | 1 | 2031 | 0.00011643
ENS | Preferred Plan | C&I Curtailment | C&I Curtailment-Turnkey-Standard Lighting Control | General | Services | Winter Morning | % of Load | 1 | 2031 | 7.5377e-05
ENS | Preferred Plan | C&I Curtailment | C&I Curtailment-Turnkey-Water Heating Control | General | Miscellaneous | Winter Morning | % of Load | 1 | 2031 | 3.5513e-05
ENS | Preferred Plan | C&I Curtailment | C&I Curtailment-Turnkey-Water Heating Control | General | Offices | Winter Morning | % of Load | 1 | 2031 | 9.4295e-07
ENS | Preferred Plan | C&I Curtailment | C&I Curtailment-Turnkey-Water Heating Control | General | Retail Trade | Winter Morning | % of Load | 1 | 2031 | 1.915e-05
ENS | Preferred Plan | C&I Curtailment | C&I Curtailment-Turnkey-Water Heating Control | General | Services | Winter Morning | % of Load | 1 | 2031 | 1.2365e-05
ENS | Preferred Plan | C&I Curtailment | C&I Curtailment-Turnkey-Other | General | Miscellaneous | Winter Morning | % of Load | 1 | 2031 | 0.00062023
ENS | Preferred Plan | C&I Curtailment | C&I Curtailment-Turnkey-Other | General | Offices | Winter Morning | % of Load | 1 | 2031 | 1.6869e-05
ENS | Preferred Plan | C&I Curtailment | C&I Curtailment-Turnkey-Other | General | Retail Trade | Winter Morning | % of Load | 1 | 2031 | 0.00019673
ENS | Preferred Plan | C&I Curtailment | C&I Curtailment-Turnkey-Other | General | Services | Winter Morning | % of Load | 1 | 2031 | 0.00012715
ENS | Preferred Plan | C&I Curtailment | C&I Curtailment-Turnkey-Manual HVAC Control | General | Miscellaneous | Winter Evening | % of Load | 1 | 2031 | 0.0013179
ENS | Preferred Plan | C&I Curtailment | C&I Curtailment-Turnkey-Manual HVAC Control | General | Offices | Winter Evening | % of Load | 1 | 2031 | 9.0565e-05
ENS | Preferred Plan | C&I Curtailment | C&I Curtailment-Turnkey-Manual HVAC Control | General | Retail Trade | Winter Evening | % of Load | 1 | 2031 | 0.00030269
ENS | Preferred Plan | C&I Curtailment | C&I Curtailment-Turnkey-Manual HVAC Control | General | Services | Winter Evening | % of Load | 1 | 2031 | 0.00019571
ENS | Preferred Plan | C&I Curtailment | C&I Curtailment-Turnkey-Auto-DR HVAC Control | General | Miscellaneous | Winter Evening | % of Load | 1 | 2031 | 0.00013068
ENS | Preferred Plan | C&I Curtailment | C&I Curtailment-Turnkey-Auto-DR HVAC Control | General | Offices | Winter Evening | % of Load | 1 | 2031 | 8.9805e-06
ENS | Preferred Plan | C&I Curtailment | C&I Curtailment-Turnkey-Auto-DR HVAC Control | General | Retail Trade | Winter Evening | % of Load | 1 | 2031 | 3.0015e-05
ENS | Preferred Plan | C&I Curtailment | C&I Curtailment-Turnkey-Auto-DR HVAC Control | General | Services | Winter Evening | % of Load | 1 | 2031 | 1.9406e-05
ENS | Preferred Plan | C&I Curtailment | C&I Curtailment-Turnkey-Standard Lighting Control | General | Miscellaneous | Winter Evening | % of Load | 1 | 2031 | 0.00054858
ENS | Preferred Plan | C&I Curtailment | C&I Curtailment-Turnkey-Standard Lighting Control | General | Offices | Winter Evening | % of Load | 1 | 2031 | 1.0769e-05
ENS | Preferred Plan | C&I Curtailment | C&I Curtailment-Turnkey-Standard Lighting Control | General | Retail Trade | Winter Evening | % of Load | 1 | 2031 | 0.00012059
ENS | Preferred Plan | C&I Curtailment | C&I Curtailment-Turnkey-Standard Lighting Control | General | Services | Winter Evening | % of Load | 1 | 2031 | 7.8071e-05
ENS | Preferred Plan | C&I Curtailment | C&I Curtailment-Turnkey-Water Heating Control | General | Miscellaneous | Winter Evening | % of Load | 1 | 2031 | 3.6782e-05
ENS | Preferred Plan | C&I Curtailment | C&I Curtailment-Turnkey-Water Heating Control | General | Offices | Winter Evening | % of Load | 1 | 2031 | 9.7664e-07
ENS | Preferred Plan | C&I Curtailment | C&I Curtailment-Turnkey-Water Heating Control | General | Retail Trade | Winter Evening | % of Load | 1 | 2031 | 1.9834e-05
ENS | Preferred Plan | C&I Curtailment | C&I Curtailment-Turnkey-Water Heating Control | General | Services | Winter Evening | % of Load | 1 | 2031 | 1.2807e-05
ENS | Preferred Plan | C&I Curtailment | C&I Curtailment-Turnkey-Other | General | Miscellaneous | Winter Evening | % of Load | 1 | 2031 | 0.0006424
ENS | Preferred Plan | C&I Curtailment | C&I Curtailment-Turnkey-Other | General | Offices | Winter Evening | % of Load | 1 | 2031 | 1.7471e-05
ENS | Preferred Plan | C&I Curtailment | C&I Curtailment-Turnkey-Other | General | Retail Trade | Winter Evening | % of Load | 1 | 2031 | 0.00020376
ENS | Preferred Plan | C&I Curtailment | C&I Curtailment-Turnkey-Other | General | Services | Winter Evening | % of Load | 1 | 2031 | 0.0001317
ENS | Preferred Plan | C&I Curtailment | C&I Curtailment-Turnkey-Manual HVAC Control | Large General | Miscellaneous | Winter Morning | % of Load | 1 | 2031 | 0.0010201
ENS | Preferred Plan | C&I Curtailment | C&I Curtailment-Turnkey-Manual HVAC Control | Large General | Retail Trade | Winter Morning | % of Load | 1 | 2031 | 4.253e-05
ENS | Preferred Plan | C&I Curtailment | C&I Curtailment-Turnkey-Manual HVAC Control | Large General | Services | Winter Morning | % of Load | 1 | 2031 | 6.8107e-05
ENS | Preferred Plan | C&I Curtailment | C&I Curtailment-Turnkey-Auto-DR HVAC Control | Large General | Miscellaneous | Winter Morning | % of Load | 1 | 2031 | 0.00010115
ENS | Preferred Plan | C&I Curtailment | C&I Curtailment-Turnkey-Auto-DR HVAC Control | Large General | Retail Trade | Winter Morning | % of Load | 1 | 2031 | 4.2173e-06
ENS | Preferred Plan | C&I Curtailment | C&I Curtailment-Turnkey-Auto-DR HVAC Control | Large General | Services | Winter Morning | % of Load | 1 | 2031 | 6.7535e-06
ENS | Preferred Plan | C&I Curtailment | C&I Curtailment-Turnkey-Standard Lighting Control | Large General | Miscellaneous | Winter Morning | % of Load | 1 | 2031 | 0.00044096
ENS | Preferred Plan | C&I Curtailment | C&I Curtailment-Turnkey-Standard Lighting Control | Large General | Retail Trade | Winter Morning | % of Load | 1 | 2031 | 1.6833e-05
ENS | Preferred Plan | C&I Curtailment | C&I Curtailment-Turnkey-Standard Lighting Control | Large General | Services | Winter Morning | % of Load | 1 | 2031 | 2.6957e-05
ENS | Preferred Plan | C&I Curtailment | C&I Curtailment-Turnkey-Water Heating Control | Large General | Miscellaneous | Winter Morning | % of Load | 1 | 2031 | 2.2393e-05
ENS | Preferred Plan | C&I Curtailment | C&I Curtailment-Turnkey-Water Heating Control | Large General | Retail Trade | Winter Morning | % of Load | 1 | 2031 | 2.8055e-06
ENS | Preferred Plan | C&I Curtailment | C&I Curtailment-Turnkey-Water Heating Control | Large General | Services | Winter Morning | % of Load | 1 | 2031 | 4.4927e-06
ENS | Preferred Plan | C&I Curtailment | C&I Curtailment-Turnkey-Other | Large General | Miscellaneous | Winter Morning | % of Load | 1 | 2031 | 0.00047863
ENS | Preferred Plan | C&I Curtailment | C&I Curtailment-Turnkey-Other | Large General | Retail Trade | Winter Morning | % of Load | 1 | 2031 | 2.8685e-05
ENS | Preferred Plan | C&I Curtailment | C&I Curtailment-Turnkey-Other | Large General | Services | Winter Morning | % of Load | 1 | 2031 | 4.5936e-05
ENS | Preferred Plan | C&I Curtailment | C&I Curtailment-Turnkey-Manual HVAC Control | Large General | Miscellaneous | Winter Evening | % of Load | 1 | 2031 | 0.00077618
ENS | Preferred Plan | C&I Curtailment | C&I Curtailment-Turnkey-Manual HVAC Control | Large General | Retail Trade | Winter Evening | % of Load | 1 | 2031 | 3.2362e-05
ENS | Preferred Plan | C&I Curtailment | C&I Curtailment-Turnkey-Manual HVAC Control | Large General | Services | Winter Evening | % of Load | 1 | 2031 | 5.1823e-05
ENS | Preferred Plan | C&I Curtailment | C&I Curtailment-Turnkey-Auto-DR HVAC Control | Large General | Miscellaneous | Winter Evening | % of Load | 1 | 2031 | 7.6966e-05
ENS | Preferred Plan | C&I Curtailment | C&I Curtailment-Turnkey-Auto-DR HVAC Control | Large General | Retail Trade | Winter Evening | % of Load | 1 | 2031 | 3.209e-06
ENS | Preferred Plan | C&I Curtailment | C&I Curtailment-Turnkey-Auto-DR HVAC Control | Large General | Services | Winter Evening | % of Load | 1 | 2031 | 5.1388e-06
ENS | Preferred Plan | C&I Curtailment | C&I Curtailment-Turnkey-Standard Lighting Control | Large General | Miscellaneous | Winter Evening | % of Load | 1 | 2031 | 0.00033553
ENS | Preferred Plan | C&I Curtailment | C&I Curtailment-Turnkey-Standard Lighting Control | Large General | Retail Trade | Winter Evening | % of Load | 1 | 2031 | 1.2809e-05
ENS | Preferred Plan | C&I Curtailment | C&I Curtailment-Turnkey-Standard Lighting Control | Large General | Services | Winter Evening | % of Load | 1 | 2031 | 2.0512e-05
ENS | Preferred Plan | C&I Curtailment | C&I Curtailment-Turnkey-Water Heating Control | Large General | Miscellaneous | Winter Evening | % of Load | 1 | 2031 | 1.7039e-05
ENS | Preferred Plan | C&I Curtailment | C&I Curtailment-Turnkey-Water Heating Control | Large General | Retail Trade | Winter Evening | % of Load | 1 | 2031 | 2.1347e-06
ENS | Preferred Plan | C&I Curtailment | C&I Curtailment-Turnkey-Water Heating Control | Large General | Services | Winter Evening | % of Load | 1 | 2031 | 3.4185e-06
ENS | Preferred Plan | C&I Curtailment | C&I Curtailment-Turnkey-Other | Large General | Miscellaneous | Winter Evening | % of Load | 1 | 2031 | 0.00036419
ENS | Preferred Plan | C&I Curtailment | C&I Curtailment-Turnkey-Other | Large General | Retail Trade | Winter Evening | % of Load | 1 | 2031 | 2.1827e-05
ENS | Preferred Plan | C&I Curtailment | C&I Curtailment-Turnkey-Other | Large General | Services | Winter Evening | % of Load | 1 | 2031 | 3.4953e-05
ENS | Preferred Plan | C&I Curtailment | C&I Curtailment-Turnkey-Manual HVAC Control | Small Industrial | Miscellaneous | Winter Morning | % of Load | 1 | 2031 | 0.0001694
ENS | Preferred Plan | C&I Curtailment | C&I Curtailment-Turnkey-Manual HVAC Control | Small Industrial | Offices | Winter Morning | % of Load | 1 | 2031 | 2.1709e-06
ENS | Preferred Plan | C&I Curtailment | C&I Curtailment-Turnkey-Manual HVAC Control | Small Industrial | Retail Trade | Winter Morning | % of Load | 1 | 2031 | 7.1552e-06
ENS | Preferred Plan | C&I Curtailment | C&I Curtailment-Turnkey-Manual HVAC Control | Small Industrial | Services | Winter Morning | % of Load | 1 | 2031 | 2.2605e-06
ENS | Preferred Plan | C&I Curtailment | C&I Curtailment-Turnkey-Auto-DR HVAC Control | Small Industrial | Miscellaneous | Winter Morning | % of Load | 1 | 2031 | 1.6798e-05
ENS | Preferred Plan | C&I Curtailment | C&I Curtailment-Turnkey-Auto-DR HVAC Control | Small Industrial | Offices | Winter Morning | % of Load | 1 | 2031 | 2.1526e-07
ENS | Preferred Plan | C&I Curtailment | C&I Curtailment-Turnkey-Auto-DR HVAC Control | Small Industrial | Retail Trade | Winter Morning | % of Load | 1 | 2031 | 7.0951e-07
ENS | Preferred Plan | C&I Curtailment | C&I Curtailment-Turnkey-Auto-DR HVAC Control | Small Industrial | Services | Winter Morning | % of Load | 1 | 2031 | 2.2415e-07
ENS | Preferred Plan | C&I Curtailment | C&I Curtailment-Turnkey-Standard Lighting Control | Small Industrial | Miscellaneous | Winter Morning | % of Load | 1 | 2031 | 5.2416e-05
ENS | Preferred Plan | C&I Curtailment | C&I Curtailment-Turnkey-Standard Lighting Control | Small Industrial | Offices | Winter Morning | % of Load | 1 | 2031 | 2.83e-07
ENS | Preferred Plan | C&I Curtailment | C&I Curtailment-Turnkey-Standard Lighting Control | Small Industrial | Retail Trade | Winter Morning | % of Load | 1 | 2031 | 3.0966e-06
ENS | Preferred Plan | C&I Curtailment | C&I Curtailment-Turnkey-Standard Lighting Control | Small Industrial | Services | Winter Morning | % of Load | 1 | 2031 | 9.7829e-07
ENS | Preferred Plan | C&I Curtailment | C&I Curtailment-Turnkey-Water Heating Control | Small Industrial | Miscellaneous | Winter Morning | % of Load | 1 | 2031 | 4.4254e-06
ENS | Preferred Plan | C&I Curtailment | C&I Curtailment-Turnkey-Water Heating Control | Small Industrial | Offices | Winter Morning | % of Load | 1 | 2031 | 2.2431e-08
ENS | Preferred Plan | C&I Curtailment | C&I Curtailment-Turnkey-Water Heating Control | Small Industrial | Retail Trade | Winter Morning | % of Load | 1 | 2031 | 4.2744e-07
ENS | Preferred Plan | C&I Curtailment | C&I Curtailment-Turnkey-Water Heating Control | Small Industrial | Services | Winter Morning | % of Load | 1 | 2031 | 1.3504e-07
ENS | Preferred Plan | C&I Curtailment | C&I Curtailment-Turnkey-Other | Small Industrial | Miscellaneous | Winter Morning | % of Load | 1 | 2031 | 6.7865e-05
ENS | Preferred Plan | C&I Curtailment | C&I Curtailment-Turnkey-Other | Small Industrial | Offices | Winter Morning | % of Load | 1 | 2031 | 4.2348e-07
ENS | Preferred Plan | C&I Curtailment | C&I Curtailment-Turnkey-Other | Small Industrial | Retail Trade | Winter Morning | % of Load | 1 | 2031 | 4.6952e-06
ENS | Preferred Plan | C&I Curtailment | C&I Curtailment-Turnkey-Other | Small Industrial | Services | Winter Morning | % of Load | 1 | 2031 | 1.4833e-06
ENS | Preferred Plan | C&I Curtailment | C&I Curtailment-Turnkey-Industrial | Small Industrial | Manufacturing | Winter Morning | % of Load | 1 | 2031 | 1.6132e-05
ENS | Preferred Plan | C&I Curtailment | C&I Curtailment-Turnkey-Manual HVAC Control | Small Industrial | Miscellaneous | Winter Evening | % of Load | 1 | 2031 | 0.00020572
ENS | Preferred Plan | C&I Curtailment | C&I Curtailment-Turnkey-Manual HVAC Control | Small Industrial | Offices | Winter Evening | % of Load | 1 | 2031 | 2.6362e-06
ENS | Preferred Plan | C&I Curtailment | C&I Curtailment-Turnkey-Manual HVAC Control | Small Industrial | Retail Trade | Winter Evening | % of Load | 1 | 2031 | 8.6889e-06
ENS | Preferred Plan | C&I Curtailment | C&I Curtailment-Turnkey-Manual HVAC Control | Small Industrial | Services | Winter Evening | % of Load | 1 | 2031 | 2.7451e-06
ENS | Preferred Plan | C&I Curtailment | C&I Curtailment-Turnkey-Auto-DR HVAC Control | Small Industrial | Miscellaneous | Winter Evening | % of Load | 1 | 2031 | 2.0399e-05
ENS | Preferred Plan | C&I Curtailment | C&I Curtailment-Turnkey-Auto-DR HVAC Control | Small Industrial | Offices | Winter Evening | % of Load | 1 | 2031 | 2.6141e-07
ENS | Preferred Plan | C&I Curtailment | C&I Curtailment-Turnkey-Auto-DR HVAC Control | Small Industrial | Retail Trade | Winter Evening | % of Load | 1 | 2031 | 8.6159e-07
ENS | Preferred Plan | C&I Curtailment | C&I Curtailment-Turnkey-Auto-DR HVAC Control | Small Industrial | Services | Winter Evening | % of Load | 1 | 2031 | 2.722e-07
ENS | Preferred Plan | C&I Curtailment | C&I Curtailment-Turnkey-Standard Lighting Control | Small Industrial | Miscellaneous | Winter Evening | % of Load | 1 | 2031 | 6.3651e-05
ENS | Preferred Plan | C&I Curtailment | C&I Curtailment-Turnkey-Standard Lighting Control | Small Industrial | Offices | Winter Evening | % of Load | 1 | 2031 | 3.4367e-07
ENS | Preferred Plan | C&I Curtailment | C&I Curtailment-Turnkey-Standard Lighting Control | Small Industrial | Retail Trade | Winter Evening | % of Load | 1 | 2031 | 3.7603e-06
ENS | Preferred Plan | C&I Curtailment | C&I Curtailment-Turnkey-Standard Lighting Control | Small Industrial | Services | Winter Evening | % of Load | 1 | 2031 | 1.188e-06
ENS | Preferred Plan | C&I Curtailment | C&I Curtailment-Turnkey-Water Heating Control | Small Industrial | Miscellaneous | Winter Evening | % of Load | 1 | 2031 | 5.374e-06
ENS | Preferred Plan | C&I Curtailment | C&I Curtailment-Turnkey-Water Heating Control | Small Industrial | Offices | Winter Evening | % of Load | 1 | 2031 | 2.7239e-08
ENS | Preferred Plan | C&I Curtailment | C&I Curtailment-Turnkey-Water Heating Control | Small Industrial | Retail Trade | Winter Evening | % of Load | 1 | 2031 | 5.1907e-07
ENS | Preferred Plan | C&I Curtailment | C&I Curtailment-Turnkey-Water Heating Control | Small Industrial | Services | Winter Evening | % of Load | 1 | 2031 | 1.6399e-07
ENS | Preferred Plan | C&I Curtailment | C&I Curtailment-Turnkey-Other | Small Industrial | Miscellaneous | Winter Evening | % of Load | 1 | 2031 | 8.2413e-05
ENS | Preferred Plan | C&I Curtailment | C&I Curtailment-Turnkey-Other | Small Industrial | Offices | Winter Evening | % of Load | 1 | 2031 | 5.1426e-07
ENS | Preferred Plan | C&I Curtailment | C&I Curtailment-Turnkey-Other | Small Industrial | Retail Trade | Winter Evening | % of Load | 1 | 2031 | 5.7017e-06
ENS | Preferred Plan | C&I Curtailment | C&I Curtailment-Turnkey-Other | Small Industrial | Services | Winter Evening | % of Load | 1 | 2031 | 1.8013e-06
ENS | Preferred Plan | C&I Curtailment | C&I Curtailment-Turnkey-Industrial | Small Industrial | Manufacturing | Winter Evening | % of Load | 1 | 2031 | 1.959e-05
ENS | Preferred Plan | C&I Curtailment | C&I Curtailment-Turnkey-Manual HVAC Control | Medium Industrial | Miscellaneous | Winter Morning | % of Load | 1 | 2031 | 0.0032386
ENS | Preferred Plan | C&I Curtailment | C&I Curtailment-Turnkey-Manual HVAC Control | Medium Industrial | Offices | Winter Morning | % of Load | 1 | 2031 | 5.2243e-05
ENS | Preferred Plan | C&I Curtailment | C&I Curtailment-Turnkey-Manual HVAC Control | Medium Industrial | Retail Trade | Winter Morning | % of Load | 1 | 2031 | 0.00071564
ENS | Preferred Plan | C&I Curtailment | C&I Curtailment-Turnkey-Manual HVAC Control | Medium Industrial | Services | Winter Morning | % of Load | 1 | 2031 | 3.2953e-05
ENS | Preferred Plan | C&I Curtailment | C&I Curtailment-Turnkey-Auto-DR HVAC Control | Medium Industrial | Miscellaneous | Winter Morning | % of Load | 1 | 2031 | 0.00032114
ENS | Preferred Plan | C&I Curtailment | C&I Curtailment-Turnkey-Auto-DR HVAC Control | Medium Industrial | Offices | Winter Morning | % of Load | 1 | 2031 | 5.1804e-06
ENS | Preferred Plan | C&I Curtailment | C&I Curtailment-Turnkey-Auto-DR HVAC Control | Medium Industrial | Retail Trade | Winter Morning | % of Load | 1 | 2031 | 7.0963e-05
ENS | Preferred Plan | C&I Curtailment | C&I Curtailment-Turnkey-Auto-DR HVAC Control | Medium Industrial | Services | Winter Morning | % of Load | 1 | 2031 | 3.2676e-06
ENS | Preferred Plan | C&I Curtailment | C&I Curtailment-Turnkey-Standard Lighting Control | Medium Industrial | Miscellaneous | Winter Morning | % of Load | 1 | 2031 | 0.0010021
ENS | Preferred Plan | C&I Curtailment | C&I Curtailment-Turnkey-Standard Lighting Control | Medium Industrial | Offices | Winter Morning | % of Load | 1 | 2031 | 6.8106e-06
ENS | Preferred Plan | C&I Curtailment | C&I Curtailment-Turnkey-Standard Lighting Control | Medium Industrial | Retail Trade | Winter Morning | % of Load | 1 | 2031 | 0.00030971
ENS | Preferred Plan | C&I Curtailment | C&I Curtailment-Turnkey-Standard Lighting Control | Medium Industrial | Services | Winter Morning | % of Load | 1 | 2031 | 1.4261e-05
ENS | Preferred Plan | C&I Curtailment | C&I Curtailment-Turnkey-Water Heating Control | Medium Industrial | Miscellaneous | Winter Morning | % of Load | 1 | 2031 | 8.4603e-05
ENS | Preferred Plan | C&I Curtailment | C&I Curtailment-Turnkey-Water Heating Control | Medium Industrial | Offices | Winter Morning | % of Load | 1 | 2031 | 5.3981e-07
ENS | Preferred Plan | C&I Curtailment | C&I Curtailment-Turnkey-Water Heating Control | Medium Industrial | Retail Trade | Winter Morning | % of Load | 1 | 2031 | 4.2751e-05
ENS | Preferred Plan | C&I Curtailment | C&I Curtailment-Turnkey-Water Heating Control | Medium Industrial | Services | Winter Morning | % of Load | 1 | 2031 | 1.9686e-06
ENS | Preferred Plan | C&I Curtailment | C&I Curtailment-Turnkey-Other | Medium Industrial | Miscellaneous | Winter Morning | % of Load | 1 | 2031 | 0.0012974
ENS | Preferred Plan | C&I Curtailment | C&I Curtailment-Turnkey-Other | Medium Industrial | Offices | Winter Morning | % of Load | 1 | 2031 | 1.0191e-05
ENS | Preferred Plan | C&I Curtailment | C&I Curtailment-Turnkey-Other | Medium Industrial | Retail Trade | Winter Morning | % of Load | 1 | 2031 | 0.0004696
ENS | Preferred Plan | C&I Curtailment | C&I Curtailment-Turnkey-Other | Medium Industrial | Services | Winter Morning | % of Load | 1 | 2031 | 2.1624e-05
ENS | Preferred Plan | C&I Curtailment | C&I Curtailment-Turnkey-Manual HVAC Control | Medium Industrial | Miscellaneous | Winter Evening | % of Load | 1 | 2031 | 0.0027714
ENS | Preferred Plan | C&I Curtailment | C&I Curtailment-Turnkey-Manual HVAC Control | Medium Industrial | Offices | Winter Evening | % of Load | 1 | 2031 | 4.4705e-05
ENS | Preferred Plan | C&I Curtailment | C&I Curtailment-Turnkey-Manual HVAC Control | Medium Industrial | Retail Trade | Winter Evening | % of Load | 1 | 2031 | 0.00061239
ENS | Preferred Plan | C&I Curtailment | C&I Curtailment-Turnkey-Manual HVAC Control | Medium Industrial | Services | Winter Evening | % of Load | 1 | 2031 | 2.8199e-05
ENS | Preferred Plan | C&I Curtailment | C&I Curtailment-Turnkey-Auto-DR HVAC Control | Medium Industrial | Miscellaneous | Winter Evening | % of Load | 1 | 2031 | 0.00027481
ENS | Preferred Plan | C&I Curtailment | C&I Curtailment-Turnkey-Auto-DR HVAC Control | Medium Industrial | Offices | Winter Evening | % of Load | 1 | 2031 | 4.433e-06
ENS | Preferred Plan | C&I Curtailment | C&I Curtailment-Turnkey-Auto-DR HVAC Control | Medium Industrial | Retail Trade | Winter Evening | % of Load | 1 | 2031 | 6.0725e-05
ENS | Preferred Plan | C&I Curtailment | C&I Curtailment-Turnkey-Auto-DR HVAC Control | Medium Industrial | Services | Winter Evening | % of Load | 1 | 2031 | 2.7962e-06
ENS | Preferred Plan | C&I Curtailment | C&I Curtailment-Turnkey-Standard Lighting Control | Medium Industrial | Miscellaneous | Winter Evening | % of Load | 1 | 2031 | 0.0008575
ENS | Preferred Plan | C&I Curtailment | C&I Curtailment-Turnkey-Standard Lighting Control | Medium Industrial | Offices | Winter Evening | % of Load | 1 | 2031 | 5.828e-06
ENS | Preferred Plan | C&I Curtailment | C&I Curtailment-Turnkey-Standard Lighting Control | Medium Industrial | Retail Trade | Winter Evening | % of Load | 1 | 2031 | 0.00026503
ENS | Preferred Plan | C&I Curtailment | C&I Curtailment-Turnkey-Standard Lighting Control | Medium Industrial | Services | Winter Evening | % of Load | 1 | 2031 | 1.2204e-05
ENS | Preferred Plan | C&I Curtailment | C&I Curtailment-Turnkey-Water Heating Control | Medium Industrial | Miscellaneous | Winter Evening | % of Load | 1 | 2031 | 7.2397e-05
ENS | Preferred Plan | C&I Curtailment | C&I Curtailment-Turnkey-Water Heating Control | Medium Industrial | Offices | Winter Evening | % of Load | 1 | 2031 | 4.6193e-07
ENS | Preferred Plan | C&I Curtailment | C&I Curtailment-Turnkey-Water Heating Control | Medium Industrial | Retail Trade | Winter Evening | % of Load | 1 | 2031 | 3.6583e-05
ENS | Preferred Plan | C&I Curtailment | C&I Curtailment-Turnkey-Water Heating Control | Medium Industrial | Services | Winter Evening | % of Load | 1 | 2031 | 1.6846e-06
ENS | Preferred Plan | C&I Curtailment | C&I Curtailment-Turnkey-Other | Medium Industrial | Miscellaneous | Winter Evening | % of Load | 1 | 2031 | 0.0011102
ENS | Preferred Plan | C&I Curtailment | C&I Curtailment-Turnkey-Other | Medium Industrial | Offices | Winter Evening | % of Load | 1 | 2031 | 8.7209e-06
ENS | Preferred Plan | C&I Curtailment | C&I Curtailment-Turnkey-Other | Medium Industrial | Retail Trade | Winter Evening | % of Load | 1 | 2031 | 0.00040185
ENS | Preferred Plan | C&I Curtailment | C&I Curtailment-Turnkey-Other | Medium Industrial | Services | Winter Evening | % of Load | 1 | 2031 | 1.8504e-05
ENS | Preferred Plan | C&I Curtailment | C&I Curtailment-Turnkey-Manual HVAC Control | Large Industrial | Miscellaneous | Winter Morning | % of Load | 1 | 2031 | 6.711e-05
ENS | Preferred Plan | C&I Curtailment | C&I Curtailment-Turnkey-Auto-DR HVAC Control | Large Industrial | Miscellaneous | Winter Morning | % of Load | 1 | 2031 | 6.6547e-06
ENS | Preferred Plan | C&I Curtailment | C&I Curtailment-Turnkey-Standard Lighting Control | Large Industrial | Miscellaneous | Winter Morning | % of Load | 1 | 2031 | 2.9011e-05
ENS | Preferred Plan | C&I Curtailment | C&I Curtailment-Turnkey-Water Heating Control | Large Industrial | Miscellaneous | Winter Morning | % of Load | 1 | 2031 | 1.4733e-06
ENS | Preferred Plan | C&I Curtailment | C&I Curtailment-Turnkey-Other | Large Industrial | Miscellaneous | Winter Morning | % of Load | 1 | 2031 | 3.1489e-05
ENS | Preferred Plan | C&I Curtailment | C&I Curtailment-Turnkey-Industrial | Large Industrial | Manufacturing | Winter Morning | % of Load | 1 | 2031 | 6.1457e-06
ENS | Preferred Plan | C&I Curtailment | C&I Curtailment-Turnkey-Manual HVAC Control | Large Industrial | Miscellaneous | Winter Evening | % of Load | 1 | 2031 | 5.9012e-05
ENS | Preferred Plan | C&I Curtailment | C&I Curtailment-Turnkey-Auto-DR HVAC Control | Large Industrial | Miscellaneous | Winter Evening | % of Load | 1 | 2031 | 5.8517e-06
ENS | Preferred Plan | C&I Curtailment | C&I Curtailment-Turnkey-Standard Lighting Control | Large Industrial | Miscellaneous | Winter Evening | % of Load | 1 | 2031 | 2.551e-05
ENS | Preferred Plan | C&I Curtailment | C&I Curtailment-Turnkey-Water Heating Control | Large Industrial | Miscellaneous | Winter Evening | % of Load | 1 | 2031 | 1.2955e-06
ENS | Preferred Plan | C&I Curtailment | C&I Curtailment-Turnkey-Other | Large Industrial | Miscellaneous | Winter Evening | % of Load | 1 | 2031 | 2.7689e-05
ENS | Preferred Plan | C&I Curtailment | C&I Curtailment-Turnkey-Industrial | Large Industrial | Manufacturing | Winter Evening | % of Load | 1 | 2031 | 5.4041e-06
ENS | Preferred Plan | C&I Loadshift to BUGs | C&I Loadshift to BUGs | Large General | Miscellaneous | Winter Morning | % of Load | 1 | 2031 | 0.0022791
ENS | Preferred Plan | C&I Loadshift to BUGs | C&I Loadshift to BUGs | Large General | Miscellaneous | Winter Evening | % of Load | 1 | 2031 | 0.0017342
ENS | Preferred Plan | C&I Loadshift to BUGs | C&I Loadshift to BUGs | Small Industrial | Miscellaneous | Winter Morning | % of Load | 1 | 2031 | 0.00063371
ENS | Preferred Plan | C&I Loadshift to BUGs | C&I Loadshift to BUGs | Small Industrial | Miscellaneous | Winter Evening | % of Load | 1 | 2031 | 0.00076955
ENS | Preferred Plan | C&I Loadshift to BUGs | C&I Loadshift to BUGs | Medium Industrial | Manufacturing | Winter Morning | % of Load | 1 | 2031 | 0.00043938
ENS | Preferred Plan | C&I Loadshift to BUGs | C&I Loadshift to BUGs | Medium Industrial | Miscellaneous | Winter Morning | % of Load | 1 | 2031 | 0.0019069
ENS | Preferred Plan | C&I Loadshift to BUGs | C&I Loadshift to BUGs | Medium Industrial | Manufacturing | Winter Evening | % of Load | 1 | 2031 | 0.00037599
ENS | Preferred Plan | C&I Loadshift to BUGs | C&I Loadshift to BUGs | Medium Industrial | Miscellaneous | Winter Evening | % of Load | 1 | 2031 | 0.0016318
ENS | Preferred Plan | Dynamic Pricing | Dynamic Pricing with enabling tech. | Small General | Manufacturing | Winter Morning | % of Load | 1 | 2031 | 6.4218e-06
ENS | Preferred Plan | Dynamic Pricing | Dynamic Pricing with enabling tech. | Small General | Manufacturing | Winter Evening | % of Load | 1 | 2031 | 6.5938e-06
ENS | Preferred Plan | Dynamic Pricing | Dynamic Pricing with enabling tech. | Residential Charitable | Residential LI | Winter Morning | % of Load | 1 | 2031 | 0.0028902
ENS | Preferred Plan | Dynamic Pricing | Dynamic Pricing with enabling tech. | Residential Charitable | Residential Market Rate | Winter Morning | % of Load | 1 | 2031 | 0.016412
ENS | Preferred Plan | Dynamic Pricing | Dynamic Pricing w/o enabling tech. | Residential Charitable | Residential LI | Winter Morning | % of Load | 1 | 2031 | 0.0015212
ENS | Preferred Plan | Dynamic Pricing | Dynamic Pricing w/o enabling tech. | Residential Charitable | Residential Market Rate | Winter Morning | % of Load | 1 | 2031 | 0.0086381
ENS | Preferred Plan | Dynamic Pricing | Dynamic Pricing with enabling tech. | Residential Charitable | Residential LI | Winter Evening | % of Load | 1 | 2031 | 0.0029105
ENS | Preferred Plan | Dynamic Pricing | Dynamic Pricing with enabling tech. | Residential Charitable | Residential Market Rate | Winter Evening | % of Load | 1 | 2031 | 0.016528
ENS | Preferred Plan | Dynamic Pricing | Dynamic Pricing w/o enabling tech. | Residential Charitable | Residential LI | Winter Evening | % of Load | 1 | 2031 | 0.0015319
ENS | Preferred Plan | Dynamic Pricing | Dynamic Pricing w/o enabling tech. | Residential Charitable | Residential Market Rate | Winter Evening | % of Load | 1 | 2031 | 0.0086988
ENS | Preferred Plan | Behavioral DR | Behavioral DR | Residential Charitable | Residential LI | Winter Morning | % of Load | 1 | 2031 | 0.00033764
ENS | Preferred Plan | Behavioral DR | Behavioral DR | Residential Charitable | Residential Market Rate | Winter Morning | % of Load | 1 | 2031 | 0.0019243
ENS | Preferred Plan | Behavioral DR | Behavioral DR | Residential Charitable | Residential LI | Winter Evening | % of Load | 1 | 2031 | 0.00034001
ENS | Preferred Plan | Behavioral DR | Behavioral DR | Residential Charitable | Residential Market Rate | Winter Evening | % of Load | 1 | 2031 | 0.0019378
ENS | Preferred Plan | Time-of-Use Rates (TOU) | Time-of-Use Rates (TOU) | Residential Charitable | Residential LI | Winter Morning | % of Load | 0 | 2031 | 0.00028436
ENS | Preferred Plan | Time-of-Use Rates (TOU) | Time-of-Use Rates (TOU) | Residential Charitable | Residential Market Rate | Winter Morning | % of Load | 0 | 2031 | 0.0016206
ENS | Preferred Plan | Time-of-Use Rates (TOU) | Time-of-Use Rates (TOU) | Residential Charitable | Residential LI | Winter Evening | % of Load | 0 | 2031 | 0.00028636
ENS | Preferred Plan | Time-of-Use Rates (TOU) | Time-of-Use Rates (TOU) | Residential Charitable | Residential Market Rate | Winter Evening | % of Load | 0 | 2031 | 0.001632
ENS | Preferred Plan | DLC-Thermostat | DLC-Thermostat-BYOT-Central Heat Pump | Residential Charitable | Residential LI | Winter Morning | % of Load | 0 | 2032 | 2.1453e-05
ENS | Preferred Plan | DLC-Thermostat | DLC-Thermostat-BYOT-Central Heat Pump | Residential Charitable | Residential Market Rate | Winter Morning | % of Load | 0 | 2032 | 0.00013128
ENS | Preferred Plan | DLC-Thermostat | DLC-Thermostat-DI-Baseboard Heating | Residential Charitable | Residential LI | Winter Morning | % of Load | 0 | 2032 | 0.00010915
ENS | Preferred Plan | DLC-Thermostat | DLC-Thermostat-DI-Baseboard Heating | Residential Charitable | Residential Market Rate | Winter Morning | % of Load | 0 | 2032 | 0.001039
ENS | Preferred Plan | DLC-Thermostat | DLC-Thermostat-BYOT-Baseboard Heating | Residential Charitable | Residential LI | Winter Morning | % of Load | 0 | 2032 | 1.2763e-05
ENS | Preferred Plan | DLC-Thermostat | DLC-Thermostat-BYOT-Baseboard Heating | Residential Charitable | Residential Market Rate | Winter Morning | % of Load | 0 | 2032 | 0.00012149
ENS | Preferred Plan | DLC-Thermostat | DLC-Thermostat-DI-MSHP | Residential Charitable | Residential LI | Winter Morning | % of Load | 0 | 2032 | 6.3252e-05
ENS | Preferred Plan | DLC-Thermostat | DLC-Thermostat-DI-MSHP | Residential Charitable | Residential Market Rate | Winter Morning | % of Load | 0 | 2032 | 0.00060209
ENS | Preferred Plan | DLC-Thermostat | DLC-Thermostat-BYOT-MSHP | Residential Charitable | Residential LI | Winter Morning | % of Load | 0 | 2032 | 5.7465e-06
ENS | Preferred Plan | DLC-Thermostat | DLC-Thermostat-BYOT-MSHP | Residential Charitable | Residential Market Rate | Winter Morning | % of Load | 0 | 2032 | 5.4701e-05
ENS | Preferred Plan | DLC-Thermostat | DLC-Thermostat-BYOT-Central Heat Pump | Residential Charitable | Residential LI | Winter Evening | % of Load | 0 | 2032 | 1.8974e-05
ENS | Preferred Plan | DLC-Thermostat | DLC-Thermostat-BYOT-Central Heat Pump | Residential Charitable | Residential Market Rate | Winter Evening | % of Load | 0 | 2032 | 0.00011611
ENS | Preferred Plan | DLC-Thermostat | DLC-Thermostat-DI-Baseboard Heating | Residential Charitable | Residential LI | Winter Evening | % of Load | 0 | 2032 | 9.6539e-05
ENS | Preferred Plan | DLC-Thermostat | DLC-Thermostat-DI-Baseboard Heating | Residential Charitable | Residential Market Rate | Winter Evening | % of Load | 0 | 2032 | 0.00091896
ENS | Preferred Plan | DLC-Thermostat | DLC-Thermostat-BYOT-Baseboard Heating | Residential Charitable | Residential LI | Winter Evening | % of Load | 0 | 2032 | 1.1288e-05
ENS | Preferred Plan | DLC-Thermostat | DLC-Thermostat-BYOT-Baseboard Heating | Residential Charitable | Residential Market Rate | Winter Evening | % of Load | 0 | 2032 | 0.00010745
ENS | Preferred Plan | DLC-Thermostat | DLC-Thermostat-DI-MSHP | Residential Charitable | Residential LI | Winter Evening | % of Load | 0 | 2032 | 5.5942e-05
ENS | Preferred Plan | DLC-Thermostat | DLC-Thermostat-DI-MSHP | Residential Charitable | Residential Market Rate | Winter Evening | % of Load | 0 | 2032 | 0.00053252
ENS | Preferred Plan | DLC-Thermostat | DLC-Thermostat-BYOT-MSHP | Residential Charitable | Residential LI | Winter Evening | % of Load | 0 | 2032 | 5.0824e-06
ENS | Preferred Plan | DLC-Thermostat | DLC-Thermostat-BYOT-MSHP | Residential Charitable | Residential Market Rate | Winter Evening | % of Load | 0 | 2032 | 4.838e-05
ENS | Preferred Plan | DLC-Water Heating | DLC-Switch-Water Heating | Residential Charitable | Residential LI | Winter Morning | % of Load | 0 | 2032 | 6.7385e-05
ENS | Preferred Plan | DLC-Water Heating | DLC-Switch-Water Heating | Residential Charitable | Residential Market Rate | Winter Morning | % of Load | 0 | 2032 | 0.00076973
ENS | Preferred Plan | DLC-Water Heating | DLC-Switch-Water Heating | Residential Charitable | Residential LI | Winter Evening | % of Load | 0 | 2032 | 5.0373e-05
ENS | Preferred Plan | DLC-Water Heating | DLC-Switch-Water Heating | Residential Charitable | Residential Market Rate | Winter Evening | % of Load | 0 | 2032 | 0.0005754
ENS | Preferred Plan | C&I Curtailment | C&I Curtailment-Turnkey-Manual HVAC Control | General | Miscellaneous | Winter Morning | % of Load | 1 | 2032 | 0.0012742
ENS | Preferred Plan | C&I Curtailment | C&I Curtailment-Turnkey-Manual HVAC Control | General | Offices | Winter Morning | % of Load | 1 | 2032 | 8.7563e-05
ENS | Preferred Plan | C&I Curtailment | C&I Curtailment-Turnkey-Manual HVAC Control | General | Retail Trade | Winter Morning | % of Load | 1 | 2032 | 0.00029265
ENS | Preferred Plan | C&I Curtailment | C&I Curtailment-Turnkey-Manual HVAC Control | General | Services | Winter Morning | % of Load | 1 | 2032 | 0.00018922
ENS | Preferred Plan | C&I Curtailment | C&I Curtailment-Turnkey-Auto-DR HVAC Control | General | Miscellaneous | Winter Morning | % of Load | 1 | 2032 | 0.00015793
ENS | Preferred Plan | C&I Curtailment | C&I Curtailment-Turnkey-Auto-DR HVAC Control | General | Offices | Winter Morning | % of Load | 1 | 2032 | 1.0853e-05
ENS | Preferred Plan | C&I Curtailment | C&I Curtailment-Turnkey-Auto-DR HVAC Control | General | Retail Trade | Winter Morning | % of Load | 1 | 2032 | 3.6274e-05
ENS | Preferred Plan | C&I Curtailment | C&I Curtailment-Turnkey-Auto-DR HVAC Control | General | Services | Winter Morning | % of Load | 1 | 2032 | 2.3454e-05
ENS | Preferred Plan | C&I Curtailment | C&I Curtailment-Turnkey-Standard Lighting Control | General | Miscellaneous | Winter Morning | % of Load | 1 | 2032 | 0.00053039
ENS | Preferred Plan | C&I Curtailment | C&I Curtailment-Turnkey-Standard Lighting Control | General | Offices | Winter Morning | % of Load | 1 | 2032 | 1.0412e-05
ENS | Preferred Plan | C&I Curtailment | C&I Curtailment-Turnkey-Standard Lighting Control | General | Retail Trade | Winter Morning | % of Load | 1 | 2032 | 0.00011659
ENS | Preferred Plan | C&I Curtailment | C&I Curtailment-Turnkey-Standard Lighting Control | General | Services | Winter Morning | % of Load | 1 | 2032 | 7.5483e-05
ENS | Preferred Plan | C&I Curtailment | C&I Curtailment-Turnkey-Water Heating Control | General | Miscellaneous | Winter Morning | % of Load | 1 | 2032 | 3.5562e-05
ENS | Preferred Plan | C&I Curtailment | C&I Curtailment-Turnkey-Water Heating Control | General | Offices | Winter Morning | % of Load | 1 | 2032 | 9.4427e-07
ENS | Preferred Plan | C&I Curtailment | C&I Curtailment-Turnkey-Water Heating Control | General | Retail Trade | Winter Morning | % of Load | 1 | 2032 | 1.9177e-05
ENS | Preferred Plan | C&I Curtailment | C&I Curtailment-Turnkey-Water Heating Control | General | Services | Winter Morning | % of Load | 1 | 2032 | 1.2382e-05
ENS | Preferred Plan | C&I Curtailment | C&I Curtailment-Turnkey-Other | General | Miscellaneous | Winter Morning | % of Load | 1 | 2032 | 0.0006211
ENS | Preferred Plan | C&I Curtailment | C&I Curtailment-Turnkey-Other | General | Offices | Winter Morning | % of Load | 1 | 2032 | 1.6892e-05
ENS | Preferred Plan | C&I Curtailment | C&I Curtailment-Turnkey-Other | General | Retail Trade | Winter Morning | % of Load | 1 | 2032 | 0.00019701
ENS | Preferred Plan | C&I Curtailment | C&I Curtailment-Turnkey-Other | General | Services | Winter Morning | % of Load | 1 | 2032 | 0.00012733
ENS | Preferred Plan | C&I Curtailment | C&I Curtailment-Turnkey-Manual HVAC Control | General | Miscellaneous | Winter Evening | % of Load | 1 | 2032 | 0.0013194
ENS | Preferred Plan | C&I Curtailment | C&I Curtailment-Turnkey-Manual HVAC Control | General | Offices | Winter Evening | % of Load | 1 | 2032 | 9.0674e-05
ENS | Preferred Plan | C&I Curtailment | C&I Curtailment-Turnkey-Manual HVAC Control | General | Retail Trade | Winter Evening | % of Load | 1 | 2032 | 0.00030305
ENS | Preferred Plan | C&I Curtailment | C&I Curtailment-Turnkey-Manual HVAC Control | General | Services | Winter Evening | % of Load | 1 | 2032 | 0.00019594
ENS | Preferred Plan | C&I Curtailment | C&I Curtailment-Turnkey-Auto-DR HVAC Control | General | Miscellaneous | Winter Evening | % of Load | 1 | 2032 | 0.00016355
ENS | Preferred Plan | C&I Curtailment | C&I Curtailment-Turnkey-Auto-DR HVAC Control | General | Offices | Winter Evening | % of Load | 1 | 2032 | 1.1239e-05
ENS | Preferred Plan | C&I Curtailment | C&I Curtailment-Turnkey-Auto-DR HVAC Control | General | Retail Trade | Winter Evening | % of Load | 1 | 2032 | 3.7563e-05
ENS | Preferred Plan | C&I Curtailment | C&I Curtailment-Turnkey-Auto-DR HVAC Control | General | Services | Winter Evening | % of Load | 1 | 2032 | 2.4287e-05
ENS | Preferred Plan | C&I Curtailment | C&I Curtailment-Turnkey-Standard Lighting Control | General | Miscellaneous | Winter Evening | % of Load | 1 | 2032 | 0.00054924
ENS | Preferred Plan | C&I Curtailment | C&I Curtailment-Turnkey-Standard Lighting Control | General | Offices | Winter Evening | % of Load | 1 | 2032 | 1.0782e-05
ENS | Preferred Plan | C&I Curtailment | C&I Curtailment-Turnkey-Standard Lighting Control | General | Retail Trade | Winter Evening | % of Load | 1 | 2032 | 0.00012074
ENS | Preferred Plan | C&I Curtailment | C&I Curtailment-Turnkey-Standard Lighting Control | General | Services | Winter Evening | % of Load | 1 | 2032 | 7.8165e-05
ENS | Preferred Plan | C&I Curtailment | C&I Curtailment-Turnkey-Water Heating Control | General | Miscellaneous | Winter Evening | % of Load | 1 | 2032 | 3.6826e-05
ENS | Preferred Plan | C&I Curtailment | C&I Curtailment-Turnkey-Water Heating Control | General | Offices | Winter Evening | % of Load | 1 | 2032 | 9.7782e-07
ENS | Preferred Plan | C&I Curtailment | C&I Curtailment-Turnkey-Water Heating Control | General | Retail Trade | Winter Evening | % of Load | 1 | 2032 | 1.9858e-05
ENS | Preferred Plan | C&I Curtailment | C&I Curtailment-Turnkey-Water Heating Control | General | Services | Winter Evening | % of Load | 1 | 2032 | 1.2822e-05
ENS | Preferred Plan | C&I Curtailment | C&I Curtailment-Turnkey-Other | General | Miscellaneous | Winter Evening | % of Load | 1 | 2032 | 0.00064317
ENS | Preferred Plan | C&I Curtailment | C&I Curtailment-Turnkey-Other | General | Offices | Winter Evening | % of Load | 1 | 2032 | 1.7493e-05
ENS | Preferred Plan | C&I Curtailment | C&I Curtailment-Turnkey-Other | General | Retail Trade | Winter Evening | % of Load | 1 | 2032 | 0.00020401
ENS | Preferred Plan | C&I Curtailment | C&I Curtailment-Turnkey-Other | General | Services | Winter Evening | % of Load | 1 | 2032 | 0.00013185
ENS | Preferred Plan | C&I Curtailment | C&I Curtailment-Turnkey-Manual HVAC Control | Large General | Miscellaneous | Winter Morning | % of Load | 1 | 2032 | 0.0010106
ENS | Preferred Plan | C&I Curtailment | C&I Curtailment-Turnkey-Manual HVAC Control | Large General | Retail Trade | Winter Morning | % of Load | 1 | 2032 | 4.2134e-05
ENS | Preferred Plan | C&I Curtailment | C&I Curtailment-Turnkey-Manual HVAC Control | Large General | Services | Winter Morning | % of Load | 1 | 2032 | 6.7473e-05
ENS | Preferred Plan | C&I Curtailment | C&I Curtailment-Turnkey-Auto-DR HVAC Control | Large General | Miscellaneous | Winter Morning | % of Load | 1 | 2032 | 0.00012526
ENS | Preferred Plan | C&I Curtailment | C&I Curtailment-Turnkey-Auto-DR HVAC Control | Large General | Retail Trade | Winter Morning | % of Load | 1 | 2032 | 5.2225e-06
ENS | Preferred Plan | C&I Curtailment | C&I Curtailment-Turnkey-Auto-DR HVAC Control | Large General | Services | Winter Morning | % of Load | 1 | 2032 | 8.3633e-06
ENS | Preferred Plan | C&I Curtailment | C&I Curtailment-Turnkey-Standard Lighting Control | Large General | Miscellaneous | Winter Morning | % of Load | 1 | 2032 | 0.00043686
ENS | Preferred Plan | C&I Curtailment | C&I Curtailment-Turnkey-Standard Lighting Control | Large General | Retail Trade | Winter Morning | % of Load | 1 | 2032 | 1.6677e-05
ENS | Preferred Plan | C&I Curtailment | C&I Curtailment-Turnkey-Standard Lighting Control | Large General | Services | Winter Morning | % of Load | 1 | 2032 | 2.6706e-05
ENS | Preferred Plan | C&I Curtailment | C&I Curtailment-Turnkey-Water Heating Control | Large General | Miscellaneous | Winter Morning | % of Load | 1 | 2032 | 2.2185e-05
ENS | Preferred Plan | C&I Curtailment | C&I Curtailment-Turnkey-Water Heating Control | Large General | Retail Trade | Winter Morning | % of Load | 1 | 2032 | 2.7794e-06
ENS | Preferred Plan | C&I Curtailment | C&I Curtailment-Turnkey-Water Heating Control | Large General | Services | Winter Morning | % of Load | 1 | 2032 | 4.4509e-06
ENS | Preferred Plan | C&I Curtailment | C&I Curtailment-Turnkey-Other | Large General | Miscellaneous | Winter Morning | % of Load | 1 | 2032 | 0.00047417
ENS | Preferred Plan | C&I Curtailment | C&I Curtailment-Turnkey-Other | Large General | Retail Trade | Winter Morning | % of Load | 1 | 2032 | 2.8418e-05
ENS | Preferred Plan | C&I Curtailment | C&I Curtailment-Turnkey-Other | Large General | Services | Winter Morning | % of Load | 1 | 2032 | 4.5508e-05
ENS | Preferred Plan | C&I Curtailment | C&I Curtailment-Turnkey-Manual HVAC Control | Large General | Miscellaneous | Winter Evening | % of Load | 1 | 2032 | 0.0007688
ENS | Preferred Plan | C&I Curtailment | C&I Curtailment-Turnkey-Manual HVAC Control | Large General | Retail Trade | Winter Evening | % of Load | 1 | 2032 | 3.2054e-05
ENS | Preferred Plan | C&I Curtailment | C&I Curtailment-Turnkey-Manual HVAC Control | Large General | Services | Winter Evening | % of Load | 1 | 2032 | 5.1331e-05
ENS | Preferred Plan | C&I Curtailment | C&I Curtailment-Turnkey-Auto-DR HVAC Control | Large General | Miscellaneous | Winter Evening | % of Load | 1 | 2032 | 9.5292e-05
ENS | Preferred Plan | C&I Curtailment | C&I Curtailment-Turnkey-Auto-DR HVAC Control | Large General | Retail Trade | Winter Evening | % of Load | 1 | 2032 | 3.9731e-06
ENS | Preferred Plan | C&I Curtailment | C&I Curtailment-Turnkey-Auto-DR HVAC Control | Large General | Services | Winter Evening | % of Load | 1 | 2032 | 6.3625e-06
ENS | Preferred Plan | C&I Curtailment | C&I Curtailment-Turnkey-Standard Lighting Control | Large General | Miscellaneous | Winter Evening | % of Load | 1 | 2032 | 0.00033234
ENS | Preferred Plan | C&I Curtailment | C&I Curtailment-Turnkey-Standard Lighting Control | Large General | Retail Trade | Winter Evening | % of Load | 1 | 2032 | 1.2687e-05
ENS | Preferred Plan | C&I Curtailment | C&I Curtailment-Turnkey-Standard Lighting Control | Large General | Services | Winter Evening | % of Load | 1 | 2032 | 2.0317e-05
ENS | Preferred Plan | C&I Curtailment | C&I Curtailment-Turnkey-Water Heating Control | Large General | Miscellaneous | Winter Evening | % of Load | 1 | 2032 | 1.6877e-05
ENS | Preferred Plan | C&I Curtailment | C&I Curtailment-Turnkey-Water Heating Control | Large General | Retail Trade | Winter Evening | % of Load | 1 | 2032 | 2.1144e-06
ENS | Preferred Plan | C&I Curtailment | C&I Curtailment-Turnkey-Water Heating Control | Large General | Services | Winter Evening | % of Load | 1 | 2032 | 3.386e-06
ENS | Preferred Plan | C&I Curtailment | C&I Curtailment-Turnkey-Other | Large General | Miscellaneous | Winter Evening | % of Load | 1 | 2032 | 0.00036073
ENS | Preferred Plan | C&I Curtailment | C&I Curtailment-Turnkey-Other | Large General | Retail Trade | Winter Evening | % of Load | 1 | 2032 | 2.1619e-05
ENS | Preferred Plan | C&I Curtailment | C&I Curtailment-Turnkey-Other | Large General | Services | Winter Evening | % of Load | 1 | 2032 | 3.4621e-05
ENS | Preferred Plan | C&I Curtailment | C&I Curtailment-Turnkey-Manual HVAC Control | Small Industrial | Miscellaneous | Winter Morning | % of Load | 1 | 2032 | 0.00016951
ENS | Preferred Plan | C&I Curtailment | C&I Curtailment-Turnkey-Manual HVAC Control | Small Industrial | Offices | Winter Morning | % of Load | 1 | 2032 | 2.1722e-06
ENS | Preferred Plan | C&I Curtailment | C&I Curtailment-Turnkey-Manual HVAC Control | Small Industrial | Retail Trade | Winter Morning | % of Load | 1 | 2032 | 7.1596e-06
ENS | Preferred Plan | C&I Curtailment | C&I Curtailment-Turnkey-Manual HVAC Control | Small Industrial | Services | Winter Morning | % of Load | 1 | 2032 | 2.2619e-06
ENS | Preferred Plan | C&I Curtailment | C&I Curtailment-Turnkey-Auto-DR HVAC Control | Small Industrial | Miscellaneous | Winter Morning | % of Load | 1 | 2032 | 2.1011e-05
ENS | Preferred Plan | C&I Curtailment | C&I Curtailment-Turnkey-Auto-DR HVAC Control | Small Industrial | Offices | Winter Morning | % of Load | 1 | 2032 | 2.6925e-07
ENS | Preferred Plan | C&I Curtailment | C&I Curtailment-Turnkey-Auto-DR HVAC Control | Small Industrial | Retail Trade | Winter Morning | % of Load | 1 | 2032 | 8.8744e-07
ENS | Preferred Plan | C&I Curtailment | C&I Curtailment-Turnkey-Auto-DR HVAC Control | Small Industrial | Services | Winter Morning | % of Load | 1 | 2032 | 2.8036e-07
ENS | Preferred Plan | C&I Curtailment | C&I Curtailment-Turnkey-Standard Lighting Control | Small Industrial | Miscellaneous | Winter Morning | % of Load | 1 | 2032 | 5.2448e-05
ENS | Preferred Plan | C&I Curtailment | C&I Curtailment-Turnkey-Standard Lighting Control | Small Industrial | Offices | Winter Morning | % of Load | 1 | 2032 | 2.8318e-07
ENS | Preferred Plan | C&I Curtailment | C&I Curtailment-Turnkey-Standard Lighting Control | Small Industrial | Retail Trade | Winter Morning | % of Load | 1 | 2032 | 3.0985e-06
ENS | Preferred Plan | C&I Curtailment | C&I Curtailment-Turnkey-Standard Lighting Control | Small Industrial | Services | Winter Morning | % of Load | 1 | 2032 | 9.789e-07
ENS | Preferred Plan | C&I Curtailment | C&I Curtailment-Turnkey-Water Heating Control | Small Industrial | Miscellaneous | Winter Morning | % of Load | 1 | 2032 | 4.4281e-06
ENS | Preferred Plan | C&I Curtailment | C&I Curtailment-Turnkey-Water Heating Control | Small Industrial | Offices | Winter Morning | % of Load | 1 | 2032 | 2.2445e-08
ENS | Preferred Plan | C&I Curtailment | C&I Curtailment-Turnkey-Water Heating Control | Small Industrial | Retail Trade | Winter Morning | % of Load | 1 | 2032 | 4.2771e-07
ENS | Preferred Plan | C&I Curtailment | C&I Curtailment-Turnkey-Water Heating Control | Small Industrial | Services | Winter Morning | % of Load | 1 | 2032 | 1.3512e-07
ENS | Preferred Plan | C&I Curtailment | C&I Curtailment-Turnkey-Other | Small Industrial | Miscellaneous | Winter Morning | % of Load | 1 | 2032 | 6.7908e-05
ENS | Preferred Plan | C&I Curtailment | C&I Curtailment-Turnkey-Other | Small Industrial | Offices | Winter Morning | % of Load | 1 | 2032 | 4.2374e-07
ENS | Preferred Plan | C&I Curtailment | C&I Curtailment-Turnkey-Other | Small Industrial | Retail Trade | Winter Morning | % of Load | 1 | 2032 | 4.6981e-06
ENS | Preferred Plan | C&I Curtailment | C&I Curtailment-Turnkey-Other | Small Industrial | Services | Winter Morning | % of Load | 1 | 2032 | 1.4843e-06
ENS | Preferred Plan | C&I Curtailment | C&I Curtailment-Turnkey-Industrial | Small Industrial | Manufacturing | Winter Morning | % of Load | 1 | 2032 | 1.6142e-05
ENS | Preferred Plan | C&I Curtailment | C&I Curtailment-Turnkey-Manual HVAC Control | Small Industrial | Miscellaneous | Winter Evening | % of Load | 1 | 2032 | 0.0002058
ENS | Preferred Plan | C&I Curtailment | C&I Curtailment-Turnkey-Manual HVAC Control | Small Industrial | Offices | Winter Evening | % of Load | 1 | 2032 | 2.6373e-06
ENS | Preferred Plan | C&I Curtailment | C&I Curtailment-Turnkey-Manual HVAC Control | Small Industrial | Retail Trade | Winter Evening | % of Load | 1 | 2032 | 8.6926e-06
ENS | Preferred Plan | C&I Curtailment | C&I Curtailment-Turnkey-Manual HVAC Control | Small Industrial | Services | Winter Evening | % of Load | 1 | 2032 | 2.7462e-06
ENS | Preferred Plan | C&I Curtailment | C&I Curtailment-Turnkey-Auto-DR HVAC Control | Small Industrial | Miscellaneous | Winter Evening | % of Load | 1 | 2032 | 2.5509e-05
ENS | Preferred Plan | C&I Curtailment | C&I Curtailment-Turnkey-Auto-DR HVAC Control | Small Industrial | Offices | Winter Evening | % of Load | 1 | 2032 | 3.269e-07
ENS | Preferred Plan | C&I Curtailment | C&I Curtailment-Turnkey-Auto-DR HVAC Control | Small Industrial | Retail Trade | Winter Evening | % of Load | 1 | 2032 | 1.0775e-06
ENS | Preferred Plan | C&I Curtailment | C&I Curtailment-Turnkey-Auto-DR HVAC Control | Small Industrial | Services | Winter Evening | % of Load | 1 | 2032 | 3.404e-07
ENS | Preferred Plan | C&I Curtailment | C&I Curtailment-Turnkey-Standard Lighting Control | Small Industrial | Miscellaneous | Winter Evening | % of Load | 1 | 2032 | 6.3679e-05
ENS | Preferred Plan | C&I Curtailment | C&I Curtailment-Turnkey-Standard Lighting Control | Small Industrial | Offices | Winter Evening | % of Load | 1 | 2032 | 3.4381e-07
ENS | Preferred Plan | C&I Curtailment | C&I Curtailment-Turnkey-Standard Lighting Control | Small Industrial | Retail Trade | Winter Evening | % of Load | 1 | 2032 | 3.7619e-06
ENS | Preferred Plan | C&I Curtailment | C&I Curtailment-Turnkey-Standard Lighting Control | Small Industrial | Services | Winter Evening | % of Load | 1 | 2032 | 1.1885e-06
ENS | Preferred Plan | C&I Curtailment | C&I Curtailment-Turnkey-Water Heating Control | Small Industrial | Miscellaneous | Winter Evening | % of Load | 1 | 2032 | 5.3763e-06
ENS | Preferred Plan | C&I Curtailment | C&I Curtailment-Turnkey-Water Heating Control | Small Industrial | Offices | Winter Evening | % of Load | 1 | 2032 | 2.7251e-08
ENS | Preferred Plan | C&I Curtailment | C&I Curtailment-Turnkey-Water Heating Control | Small Industrial | Retail Trade | Winter Evening | % of Load | 1 | 2032 | 5.1929e-07
ENS | Preferred Plan | C&I Curtailment | C&I Curtailment-Turnkey-Water Heating Control | Small Industrial | Services | Winter Evening | % of Load | 1 | 2032 | 1.6406e-07
ENS | Preferred Plan | C&I Curtailment | C&I Curtailment-Turnkey-Other | Small Industrial | Miscellaneous | Winter Evening | % of Load | 1 | 2032 | 8.2448e-05
ENS | Preferred Plan | C&I Curtailment | C&I Curtailment-Turnkey-Other | Small Industrial | Offices | Winter Evening | % of Load | 1 | 2032 | 5.1448e-07
ENS | Preferred Plan | C&I Curtailment | C&I Curtailment-Turnkey-Other | Small Industrial | Retail Trade | Winter Evening | % of Load | 1 | 2032 | 5.7041e-06
ENS | Preferred Plan | C&I Curtailment | C&I Curtailment-Turnkey-Other | Small Industrial | Services | Winter Evening | % of Load | 1 | 2032 | 1.8021e-06
ENS | Preferred Plan | C&I Curtailment | C&I Curtailment-Turnkey-Industrial | Small Industrial | Manufacturing | Winter Evening | % of Load | 1 | 2032 | 1.9598e-05
ENS | Preferred Plan | C&I Curtailment | C&I Curtailment-Turnkey-Manual HVAC Control | Medium Industrial | Miscellaneous | Winter Morning | % of Load | 1 | 2032 | 0.0032306
ENS | Preferred Plan | C&I Curtailment | C&I Curtailment-Turnkey-Manual HVAC Control | Medium Industrial | Offices | Winter Morning | % of Load | 1 | 2032 | 5.2114e-05
ENS | Preferred Plan | C&I Curtailment | C&I Curtailment-Turnkey-Manual HVAC Control | Medium Industrial | Retail Trade | Winter Morning | % of Load | 1 | 2032 | 0.00071387
ENS | Preferred Plan | C&I Curtailment | C&I Curtailment-Turnkey-Manual HVAC Control | Medium Industrial | Services | Winter Morning | % of Load | 1 | 2032 | 3.2872e-05
ENS | Preferred Plan | C&I Curtailment | C&I Curtailment-Turnkey-Auto-DR HVAC Control | Medium Industrial | Miscellaneous | Winter Morning | % of Load | 1 | 2032 | 0.00040044
ENS | Preferred Plan | C&I Curtailment | C&I Curtailment-Turnkey-Auto-DR HVAC Control | Medium Industrial | Offices | Winter Morning | % of Load | 1 | 2032 | 6.4595e-06
ENS | Preferred Plan | C&I Curtailment | C&I Curtailment-Turnkey-Auto-DR HVAC Control | Medium Industrial | Retail Trade | Winter Morning | % of Load | 1 | 2032 | 8.8485e-05
ENS | Preferred Plan | C&I Curtailment | C&I Curtailment-Turnkey-Auto-DR HVAC Control | Medium Industrial | Services | Winter Morning | % of Load | 1 | 2032 | 4.0744e-06
ENS | Preferred Plan | C&I Curtailment | C&I Curtailment-Turnkey-Standard Lighting Control | Medium Industrial | Miscellaneous | Winter Morning | % of Load | 1 | 2032 | 0.0009996
ENS | Preferred Plan | C&I Curtailment | C&I Curtailment-Turnkey-Standard Lighting Control | Medium Industrial | Offices | Winter Morning | % of Load | 1 | 2032 | 6.7938e-06
ENS | Preferred Plan | C&I Curtailment | C&I Curtailment-Turnkey-Standard Lighting Control | Medium Industrial | Retail Trade | Winter Morning | % of Load | 1 | 2032 | 0.00030895
ENS | Preferred Plan | C&I Curtailment | C&I Curtailment-Turnkey-Standard Lighting Control | Medium Industrial | Services | Winter Morning | % of Load | 1 | 2032 | 1.4226e-05
ENS | Preferred Plan | C&I Curtailment | C&I Curtailment-Turnkey-Water Heating Control | Medium Industrial | Miscellaneous | Winter Morning | % of Load | 1 | 2032 | 8.4394e-05
ENS | Preferred Plan | C&I Curtailment | C&I Curtailment-Turnkey-Water Heating Control | Medium Industrial | Offices | Winter Morning | % of Load | 1 | 2032 | 5.3848e-07
ENS | Preferred Plan | C&I Curtailment | C&I Curtailment-Turnkey-Water Heating Control | Medium Industrial | Retail Trade | Winter Morning | % of Load | 1 | 2032 | 4.2646e-05
ENS | Preferred Plan | C&I Curtailment | C&I Curtailment-Turnkey-Water Heating Control | Medium Industrial | Services | Winter Morning | % of Load | 1 | 2032 | 1.9637e-06
ENS | Preferred Plan | C&I Curtailment | C&I Curtailment-Turnkey-Other | Medium Industrial | Miscellaneous | Winter Morning | % of Load | 1 | 2032 | 0.0012942
ENS | Preferred Plan | C&I Curtailment | C&I Curtailment-Turnkey-Other | Medium Industrial | Offices | Winter Morning | % of Load | 1 | 2032 | 1.0166e-05
ENS | Preferred Plan | C&I Curtailment | C&I Curtailment-Turnkey-Other | Medium Industrial | Retail Trade | Winter Morning | % of Load | 1 | 2032 | 0.00046844
ENS | Preferred Plan | C&I Curtailment | C&I Curtailment-Turnkey-Other | Medium Industrial | Services | Winter Morning | % of Load | 1 | 2032 | 2.157e-05
ENS | Preferred Plan | C&I Curtailment | C&I Curtailment-Turnkey-Manual HVAC Control | Medium Industrial | Miscellaneous | Winter Evening | % of Load | 1 | 2032 | 0.002764
ENS | Preferred Plan | C&I Curtailment | C&I Curtailment-Turnkey-Manual HVAC Control | Medium Industrial | Offices | Winter Evening | % of Load | 1 | 2032 | 4.4586e-05
ENS | Preferred Plan | C&I Curtailment | C&I Curtailment-Turnkey-Manual HVAC Control | Medium Industrial | Retail Trade | Winter Evening | % of Load | 1 | 2032 | 0.00061076
ENS | Preferred Plan | C&I Curtailment | C&I Curtailment-Turnkey-Manual HVAC Control | Medium Industrial | Services | Winter Evening | % of Load | 1 | 2032 | 2.8124e-05
ENS | Preferred Plan | C&I Curtailment | C&I Curtailment-Turnkey-Auto-DR HVAC Control | Medium Industrial | Miscellaneous | Winter Evening | % of Load | 1 | 2032 | 0.0003426
ENS | Preferred Plan | C&I Curtailment | C&I Curtailment-Turnkey-Auto-DR HVAC Control | Medium Industrial | Offices | Winter Evening | % of Load | 1 | 2032 | 5.5265e-06
ENS | Preferred Plan | C&I Curtailment | C&I Curtailment-Turnkey-Auto-DR HVAC Control | Medium Industrial | Retail Trade | Winter Evening | % of Load | 1 | 2032 | 7.5704e-05
ENS | Preferred Plan | C&I Curtailment | C&I Curtailment-Turnkey-Auto-DR HVAC Control | Medium Industrial | Services | Winter Evening | % of Load | 1 | 2032 | 3.4859e-06
ENS | Preferred Plan | C&I Curtailment | C&I Curtailment-Turnkey-Standard Lighting Control | Medium Industrial | Miscellaneous | Winter Evening | % of Load | 1 | 2032 | 0.00085522
ENS | Preferred Plan | C&I Curtailment | C&I Curtailment-Turnkey-Standard Lighting Control | Medium Industrial | Offices | Winter Evening | % of Load | 1 | 2032 | 5.8125e-06
ENS | Preferred Plan | C&I Curtailment | C&I Curtailment-Turnkey-Standard Lighting Control | Medium Industrial | Retail Trade | Winter Evening | % of Load | 1 | 2032 | 0.00026432
ENS | Preferred Plan | C&I Curtailment | C&I Curtailment-Turnkey-Standard Lighting Control | Medium Industrial | Services | Winter Evening | % of Load | 1 | 2032 | 1.2171e-05
ENS | Preferred Plan | C&I Curtailment | C&I Curtailment-Turnkey-Water Heating Control | Medium Industrial | Miscellaneous | Winter Evening | % of Load | 1 | 2032 | 7.2204e-05
ENS | Preferred Plan | C&I Curtailment | C&I Curtailment-Turnkey-Water Heating Control | Medium Industrial | Offices | Winter Evening | % of Load | 1 | 2032 | 4.607e-07
ENS | Preferred Plan | C&I Curtailment | C&I Curtailment-Turnkey-Water Heating Control | Medium Industrial | Retail Trade | Winter Evening | % of Load | 1 | 2032 | 3.6486e-05
ENS | Preferred Plan | C&I Curtailment | C&I Curtailment-Turnkey-Water Heating Control | Medium Industrial | Services | Winter Evening | % of Load | 1 | 2032 | 1.6801e-06
ENS | Preferred Plan | C&I Curtailment | C&I Curtailment-Turnkey-Other | Medium Industrial | Miscellaneous | Winter Evening | % of Load | 1 | 2032 | 0.0011073
ENS | Preferred Plan | C&I Curtailment | C&I Curtailment-Turnkey-Other | Medium Industrial | Offices | Winter Evening | % of Load | 1 | 2032 | 8.6977e-06
ENS | Preferred Plan | C&I Curtailment | C&I Curtailment-Turnkey-Other | Medium Industrial | Retail Trade | Winter Evening | % of Load | 1 | 2032 | 0.00040078
ENS | Preferred Plan | C&I Curtailment | C&I Curtailment-Turnkey-Other | Medium Industrial | Services | Winter Evening | % of Load | 1 | 2032 | 1.8455e-05
ENS | Preferred Plan | C&I Curtailment | C&I Curtailment-Turnkey-Manual HVAC Control | Large Industrial | Miscellaneous | Winter Morning | % of Load | 1 | 2032 | 6.6439e-05
ENS | Preferred Plan | C&I Curtailment | C&I Curtailment-Turnkey-Auto-DR HVAC Control | Large Industrial | Miscellaneous | Winter Morning | % of Load | 1 | 2032 | 8.2351e-06
ENS | Preferred Plan | C&I Curtailment | C&I Curtailment-Turnkey-Standard Lighting Control | Large Industrial | Miscellaneous | Winter Morning | % of Load | 1 | 2032 | 2.8721e-05
ENS | Preferred Plan | C&I Curtailment | C&I Curtailment-Turnkey-Water Heating Control | Large Industrial | Miscellaneous | Winter Morning | % of Load | 1 | 2032 | 1.4585e-06
ENS | Preferred Plan | C&I Curtailment | C&I Curtailment-Turnkey-Other | Large Industrial | Miscellaneous | Winter Morning | % of Load | 1 | 2032 | 3.1174e-05
ENS | Preferred Plan | C&I Curtailment | C&I Curtailment-Turnkey-Industrial | Large Industrial | Manufacturing | Winter Morning | % of Load | 1 | 2032 | 6.0842e-06
ENS | Preferred Plan | C&I Curtailment | C&I Curtailment-Turnkey-Manual HVAC Control | Large Industrial | Miscellaneous | Winter Evening | % of Load | 1 | 2032 | 5.8411e-05
ENS | Preferred Plan | C&I Curtailment | C&I Curtailment-Turnkey-Auto-DR HVAC Control | Large Industrial | Miscellaneous | Winter Evening | % of Load | 1 | 2032 | 7.2401e-06
ENS | Preferred Plan | C&I Curtailment | C&I Curtailment-Turnkey-Standard Lighting Control | Large Industrial | Miscellaneous | Winter Evening | % of Load | 1 | 2032 | 2.525e-05
ENS | Preferred Plan | C&I Curtailment | C&I Curtailment-Turnkey-Water Heating Control | Large Industrial | Miscellaneous | Winter Evening | % of Load | 1 | 2032 | 1.2823e-06
ENS | Preferred Plan | C&I Curtailment | C&I Curtailment-Turnkey-Other | Large Industrial | Miscellaneous | Winter Evening | % of Load | 1 | 2032 | 2.7407e-05
ENS | Preferred Plan | C&I Curtailment | C&I Curtailment-Turnkey-Industrial | Large Industrial | Manufacturing | Winter Evening | % of Load | 1 | 2032 | 5.349e-06
ENS | Preferred Plan | C&I Loadshift to BUGs | C&I Loadshift to BUGs | Large General | Miscellaneous | Winter Morning | % of Load | 1 | 2032 | 0.0022579
ENS | Preferred Plan | C&I Loadshift to BUGs | C&I Loadshift to BUGs | Large General | Miscellaneous | Winter Evening | % of Load | 1 | 2032 | 0.0017177
ENS | Preferred Plan | C&I Loadshift to BUGs | C&I Loadshift to BUGs | Small Industrial | Miscellaneous | Winter Morning | % of Load | 1 | 2032 | 0.0006341
ENS | Preferred Plan | C&I Loadshift to BUGs | C&I Loadshift to BUGs | Small Industrial | Miscellaneous | Winter Evening | % of Load | 1 | 2032 | 0.00076988
ENS | Preferred Plan | C&I Loadshift to BUGs | C&I Loadshift to BUGs | Medium Industrial | Manufacturing | Winter Morning | % of Load | 1 | 2032 | 0.00043829
ENS | Preferred Plan | C&I Loadshift to BUGs | C&I Loadshift to BUGs | Medium Industrial | Miscellaneous | Winter Morning | % of Load | 1 | 2032 | 0.0019022
ENS | Preferred Plan | C&I Loadshift to BUGs | C&I Loadshift to BUGs | Medium Industrial | Manufacturing | Winter Evening | % of Load | 1 | 2032 | 0.00037498
ENS | Preferred Plan | C&I Loadshift to BUGs | C&I Loadshift to BUGs | Medium Industrial | Miscellaneous | Winter Evening | % of Load | 1 | 2032 | 0.0016274
ENS | Preferred Plan | Dynamic Pricing | Dynamic Pricing with enabling tech. | Small General | Manufacturing | Winter Morning | % of Load | 1 | 2032 | 6.5588e-06
ENS | Preferred Plan | Dynamic Pricing | Dynamic Pricing with enabling tech. | Small General | Manufacturing | Winter Evening | % of Load | 1 | 2032 | 6.7333e-06
ENS | Preferred Plan | Dynamic Pricing | Dynamic Pricing with enabling tech. | Residential Charitable | Residential LI | Winter Morning | % of Load | 1 | 2032 | 0.0028811
ENS | Preferred Plan | Dynamic Pricing | Dynamic Pricing with enabling tech. | Residential Charitable | Residential Market Rate | Winter Morning | % of Load | 1 | 2032 | 0.016361
ENS | Preferred Plan | Dynamic Pricing | Dynamic Pricing w/o enabling tech. | Residential Charitable | Residential LI | Winter Morning | % of Load | 1 | 2032 | 0.0015164
ENS | Preferred Plan | Dynamic Pricing | Dynamic Pricing w/o enabling tech. | Residential Charitable | Residential Market Rate | Winter Morning | % of Load | 1 | 2032 | 0.0086112
ENS | Preferred Plan | Dynamic Pricing | Dynamic Pricing with enabling tech. | Residential Charitable | Residential LI | Winter Evening | % of Load | 1 | 2032 | 0.0029008
ENS | Preferred Plan | Dynamic Pricing | Dynamic Pricing with enabling tech. | Residential Charitable | Residential Market Rate | Winter Evening | % of Load | 1 | 2032 | 0.016473
ENS | Preferred Plan | Dynamic Pricing | Dynamic Pricing w/o enabling tech. | Residential Charitable | Residential LI | Winter Evening | % of Load | 1 | 2032 | 0.0015267
ENS | Preferred Plan | Dynamic Pricing | Dynamic Pricing w/o enabling tech. | Residential Charitable | Residential Market Rate | Winter Evening | % of Load | 1 | 2032 | 0.00867
ENS | Preferred Plan | Behavioral DR | Behavioral DR | Residential Charitable | Residential LI | Winter Morning | % of Load | 1 | 2032 | 0.00033657
ENS | Preferred Plan | Behavioral DR | Behavioral DR | Residential Charitable | Residential Market Rate | Winter Morning | % of Load | 1 | 2032 | 0.0019182
ENS | Preferred Plan | Behavioral DR | Behavioral DR | Residential Charitable | Residential LI | Winter Evening | % of Load | 1 | 2032 | 0.00033887
ENS | Preferred Plan | Behavioral DR | Behavioral DR | Residential Charitable | Residential Market Rate | Winter Evening | % of Load | 1 | 2032 | 0.0019313
ENS | Preferred Plan | Time-of-Use Rates (TOU) | Time-of-Use Rates (TOU) | Residential Charitable | Residential LI | Winter Morning | % of Load | 0 | 2032 | 0.00028345
ENS | Preferred Plan | Time-of-Use Rates (TOU) | Time-of-Use Rates (TOU) | Residential Charitable | Residential Market Rate | Winter Morning | % of Load | 0 | 2032 | 0.0016155
ENS | Preferred Plan | Time-of-Use Rates (TOU) | Time-of-Use Rates (TOU) | Residential Charitable | Residential LI | Winter Evening | % of Load | 0 | 2032 | 0.00028539
ENS | Preferred Plan | Time-of-Use Rates (TOU) | Time-of-Use Rates (TOU) | Residential Charitable | Residential Market Rate | Winter Evening | % of Load | 0 | 2032 | 0.0016265
ENS | Preferred Plan | DLC-Thermostat | DLC-Thermostat-BYOT-Central Heat Pump | Residential Charitable | Residential LI | Winter Morning | % of Load | 0 | 2033 | 2.1442e-05
ENS | Preferred Plan | DLC-Thermostat | DLC-Thermostat-BYOT-Central Heat Pump | Residential Charitable | Residential Market Rate | Winter Morning | % of Load | 0 | 2033 | 0.00013121
ENS | Preferred Plan | DLC-Thermostat | DLC-Thermostat-DI-Baseboard Heating | Residential Charitable | Residential LI | Winter Morning | % of Load | 0 | 2033 | 0.00010915
ENS | Preferred Plan | DLC-Thermostat | DLC-Thermostat-DI-Baseboard Heating | Residential Charitable | Residential Market Rate | Winter Morning | % of Load | 0 | 2033 | 0.001039
ENS | Preferred Plan | DLC-Thermostat | DLC-Thermostat-BYOT-Baseboard Heating | Residential Charitable | Residential LI | Winter Morning | % of Load | 0 | 2033 | 1.2762e-05
ENS | Preferred Plan | DLC-Thermostat | DLC-Thermostat-BYOT-Baseboard Heating | Residential Charitable | Residential Market Rate | Winter Morning | % of Load | 0 | 2033 | 0.00012148
ENS | Preferred Plan | DLC-Thermostat | DLC-Thermostat-DI-MSHP | Residential Charitable | Residential LI | Winter Morning | % of Load | 0 | 2033 | 6.325e-05
ENS | Preferred Plan | DLC-Thermostat | DLC-Thermostat-DI-MSHP | Residential Charitable | Residential Market Rate | Winter Morning | % of Load | 0 | 2033 | 0.00060208
ENS | Preferred Plan | DLC-Thermostat | DLC-Thermostat-BYOT-MSHP | Residential Charitable | Residential LI | Winter Morning | % of Load | 0 | 2033 | 5.7802e-06
ENS | Preferred Plan | DLC-Thermostat | DLC-Thermostat-BYOT-MSHP | Residential Charitable | Residential Market Rate | Winter Morning | % of Load | 0 | 2033 | 5.5022e-05
ENS | Preferred Plan | DLC-Thermostat | DLC-Thermostat-BYOT-Central Heat Pump | Residential Charitable | Residential LI | Winter Evening | % of Load | 0 | 2033 | 1.8964e-05
ENS | Preferred Plan | DLC-Thermostat | DLC-Thermostat-BYOT-Central Heat Pump | Residential Charitable | Residential Market Rate | Winter Evening | % of Load | 0 | 2033 | 0.00011605
ENS | Preferred Plan | DLC-Thermostat | DLC-Thermostat-DI-Baseboard Heating | Residential Charitable | Residential LI | Winter Evening | % of Load | 0 | 2033 | 9.6539e-05
ENS | Preferred Plan | DLC-Thermostat | DLC-Thermostat-DI-Baseboard Heating | Residential Charitable | Residential Market Rate | Winter Evening | % of Load | 0 | 2033 | 0.00091896
ENS | Preferred Plan | DLC-Thermostat | DLC-Thermostat-BYOT-Baseboard Heating | Residential Charitable | Residential LI | Winter Evening | % of Load | 0 | 2033 | 1.1288e-05
ENS | Preferred Plan | DLC-Thermostat | DLC-Thermostat-BYOT-Baseboard Heating | Residential Charitable | Residential Market Rate | Winter Evening | % of Load | 0 | 2033 | 0.00010745
ENS | Preferred Plan | DLC-Thermostat | DLC-Thermostat-DI-MSHP | Residential Charitable | Residential LI | Winter Evening | % of Load | 0 | 2033 | 5.5941e-05
ENS | Preferred Plan | DLC-Thermostat | DLC-Thermostat-DI-MSHP | Residential Charitable | Residential Market Rate | Winter Evening | % of Load | 0 | 2033 | 0.0005325
ENS | Preferred Plan | DLC-Thermostat | DLC-Thermostat-BYOT-MSHP | Residential Charitable | Residential LI | Winter Evening | % of Load | 0 | 2033 | 5.1122e-06
ENS | Preferred Plan | DLC-Thermostat | DLC-Thermostat-BYOT-MSHP | Residential Charitable | Residential Market Rate | Winter Evening | % of Load | 0 | 2033 | 4.8663e-05
ENS | Preferred Plan | DLC-Water Heating | DLC-Switch-Water Heating | Residential Charitable | Residential LI | Winter Morning | % of Load | 0 | 2033 | 6.7381e-05
ENS | Preferred Plan | DLC-Water Heating | DLC-Switch-Water Heating | Residential Charitable | Residential Market Rate | Winter Morning | % of Load | 0 | 2033 | 0.00076968
ENS | Preferred Plan | DLC-Water Heating | DLC-Switch-Water Heating | Residential Charitable | Residential LI | Winter Evening | % of Load | 0 | 2033 | 5.037e-05
ENS | Preferred Plan | DLC-Water Heating | DLC-Switch-Water Heating | Residential Charitable | Residential Market Rate | Winter Evening | % of Load | 0 | 2033 | 0.00057536
ENS | Preferred Plan | C&I Curtailment | C&I Curtailment-Turnkey-Manual HVAC Control | General | Miscellaneous | Winter Morning | % of Load | 1 | 2033 | 0.0012742
ENS | Preferred Plan | C&I Curtailment | C&I Curtailment-Turnkey-Manual HVAC Control | General | Offices | Winter Morning | % of Load | 1 | 2033 | 8.7563e-05
ENS | Preferred Plan | C&I Curtailment | C&I Curtailment-Turnkey-Manual HVAC Control | General | Retail Trade | Winter Morning | % of Load | 1 | 2033 | 0.00029265
ENS | Preferred Plan | C&I Curtailment | C&I Curtailment-Turnkey-Manual HVAC Control | General | Services | Winter Morning | % of Load | 1 | 2033 | 0.00018922
ENS | Preferred Plan | C&I Curtailment | C&I Curtailment-Turnkey-Auto-DR HVAC Control | General | Miscellaneous | Winter Morning | % of Load | 1 | 2033 | 0.00019742
ENS | Preferred Plan | C&I Curtailment | C&I Curtailment-Turnkey-Auto-DR HVAC Control | General | Offices | Winter Morning | % of Load | 1 | 2033 | 1.3567e-05
ENS | Preferred Plan | C&I Curtailment | C&I Curtailment-Turnkey-Auto-DR HVAC Control | General | Retail Trade | Winter Morning | % of Load | 1 | 2033 | 4.5343e-05
ENS | Preferred Plan | C&I Curtailment | C&I Curtailment-Turnkey-Auto-DR HVAC Control | General | Services | Winter Morning | % of Load | 1 | 2033 | 2.9317e-05
ENS | Preferred Plan | C&I Curtailment | C&I Curtailment-Turnkey-Standard Lighting Control | General | Miscellaneous | Winter Morning | % of Load | 1 | 2033 | 0.00053039
ENS | Preferred Plan | C&I Curtailment | C&I Curtailment-Turnkey-Standard Lighting Control | General | Offices | Winter Morning | % of Load | 1 | 2033 | 1.0412e-05
ENS | Preferred Plan | C&I Curtailment | C&I Curtailment-Turnkey-Standard Lighting Control | General | Retail Trade | Winter Morning | % of Load | 1 | 2033 | 0.00011659
ENS | Preferred Plan | C&I Curtailment | C&I Curtailment-Turnkey-Standard Lighting Control | General | Services | Winter Morning | % of Load | 1 | 2033 | 7.5483e-05
ENS | Preferred Plan | C&I Curtailment | C&I Curtailment-Turnkey-Water Heating Control | General | Miscellaneous | Winter Morning | % of Load | 1 | 2033 | 3.5562e-05
ENS | Preferred Plan | C&I Curtailment | C&I Curtailment-Turnkey-Water Heating Control | General | Offices | Winter Morning | % of Load | 1 | 2033 | 9.4427e-07
ENS | Preferred Plan | C&I Curtailment | C&I Curtailment-Turnkey-Water Heating Control | General | Retail Trade | Winter Morning | % of Load | 1 | 2033 | 1.9177e-05
ENS | Preferred Plan | C&I Curtailment | C&I Curtailment-Turnkey-Water Heating Control | General | Services | Winter Morning | % of Load | 1 | 2033 | 1.2382e-05
ENS | Preferred Plan | C&I Curtailment | C&I Curtailment-Turnkey-Other | General | Miscellaneous | Winter Morning | % of Load | 1 | 2033 | 0.0006211
ENS | Preferred Plan | C&I Curtailment | C&I Curtailment-Turnkey-Other | General | Offices | Winter Morning | % of Load | 1 | 2033 | 1.6892e-05
ENS | Preferred Plan | C&I Curtailment | C&I Curtailment-Turnkey-Other | General | Retail Trade | Winter Morning | % of Load | 1 | 2033 | 0.00019701
ENS | Preferred Plan | C&I Curtailment | C&I Curtailment-Turnkey-Other | General | Services | Winter Morning | % of Load | 1 | 2033 | 0.00012733
ENS | Preferred Plan | C&I Curtailment | C&I Curtailment-Turnkey-Manual HVAC Control | General | Miscellaneous | Winter Evening | % of Load | 1 | 2033 | 0.0013194
ENS | Preferred Plan | C&I Curtailment | C&I Curtailment-Turnkey-Manual HVAC Control | General | Offices | Winter Evening | % of Load | 1 | 2033 | 9.0674e-05
ENS | Preferred Plan | C&I Curtailment | C&I Curtailment-Turnkey-Manual HVAC Control | General | Retail Trade | Winter Evening | % of Load | 1 | 2033 | 0.00030305
ENS | Preferred Plan | C&I Curtailment | C&I Curtailment-Turnkey-Manual HVAC Control | General | Services | Winter Evening | % of Load | 1 | 2033 | 0.00019594
ENS | Preferred Plan | C&I Curtailment | C&I Curtailment-Turnkey-Auto-DR HVAC Control | General | Miscellaneous | Winter Evening | % of Load | 1 | 2033 | 0.00020443
ENS | Preferred Plan | C&I Curtailment | C&I Curtailment-Turnkey-Auto-DR HVAC Control | General | Offices | Winter Evening | % of Load | 1 | 2033 | 1.4049e-05
ENS | Preferred Plan | C&I Curtailment | C&I Curtailment-Turnkey-Auto-DR HVAC Control | General | Retail Trade | Winter Evening | % of Load | 1 | 2033 | 4.6954e-05
ENS | Preferred Plan | C&I Curtailment | C&I Curtailment-Turnkey-Auto-DR HVAC Control | General | Services | Winter Evening | % of Load | 1 | 2033 | 3.0359e-05
ENS | Preferred Plan | C&I Curtailment | C&I Curtailment-Turnkey-Standard Lighting Control | General | Miscellaneous | Winter Evening | % of Load | 1 | 2033 | 0.00054924
ENS | Preferred Plan | C&I Curtailment | C&I Curtailment-Turnkey-Standard Lighting Control | General | Offices | Winter Evening | % of Load | 1 | 2033 | 1.0782e-05
ENS | Preferred Plan | C&I Curtailment | C&I Curtailment-Turnkey-Standard Lighting Control | General | Retail Trade | Winter Evening | % of Load | 1 | 2033 | 0.00012074
ENS | Preferred Plan | C&I Curtailment | C&I Curtailment-Turnkey-Standard Lighting Control | General | Services | Winter Evening | % of Load | 1 | 2033 | 7.8165e-05
ENS | Preferred Plan | C&I Curtailment | C&I Curtailment-Turnkey-Water Heating Control | General | Miscellaneous | Winter Evening | % of Load | 1 | 2033 | 3.6826e-05
ENS | Preferred Plan | C&I Curtailment | C&I Curtailment-Turnkey-Water Heating Control | General | Offices | Winter Evening | % of Load | 1 | 2033 | 9.7782e-07
ENS | Preferred Plan | C&I Curtailment | C&I Curtailment-Turnkey-Water Heating Control | General | Retail Trade | Winter Evening | % of Load | 1 | 2033 | 1.9858e-05
ENS | Preferred Plan | C&I Curtailment | C&I Curtailment-Turnkey-Water Heating Control | General | Services | Winter Evening | % of Load | 1 | 2033 | 1.2822e-05
ENS | Preferred Plan | C&I Curtailment | C&I Curtailment-Turnkey-Other | General | Miscellaneous | Winter Evening | % of Load | 1 | 2033 | 0.00064317
ENS | Preferred Plan | C&I Curtailment | C&I Curtailment-Turnkey-Other | General | Offices | Winter Evening | % of Load | 1 | 2033 | 1.7493e-05
ENS | Preferred Plan | C&I Curtailment | C&I Curtailment-Turnkey-Other | General | Retail Trade | Winter Evening | % of Load | 1 | 2033 | 0.00020401
ENS | Preferred Plan | C&I Curtailment | C&I Curtailment-Turnkey-Other | General | Services | Winter Evening | % of Load | 1 | 2033 | 0.00013185
ENS | Preferred Plan | C&I Curtailment | C&I Curtailment-Turnkey-Manual HVAC Control | Large General | Miscellaneous | Winter Morning | % of Load | 1 | 2033 | 0.0010106
ENS | Preferred Plan | C&I Curtailment | C&I Curtailment-Turnkey-Manual HVAC Control | Large General | Retail Trade | Winter Morning | % of Load | 1 | 2033 | 4.2134e-05
ENS | Preferred Plan | C&I Curtailment | C&I Curtailment-Turnkey-Manual HVAC Control | Large General | Services | Winter Morning | % of Load | 1 | 2033 | 6.7473e-05
ENS | Preferred Plan | C&I Curtailment | C&I Curtailment-Turnkey-Auto-DR HVAC Control | Large General | Miscellaneous | Winter Morning | % of Load | 1 | 2033 | 0.00015657
ENS | Preferred Plan | C&I Curtailment | C&I Curtailment-Turnkey-Auto-DR HVAC Control | Large General | Retail Trade | Winter Morning | % of Load | 1 | 2033 | 6.5282e-06
ENS | Preferred Plan | C&I Curtailment | C&I Curtailment-Turnkey-Auto-DR HVAC Control | Large General | Services | Winter Morning | % of Load | 1 | 2033 | 1.0454e-05
ENS | Preferred Plan | C&I Curtailment | C&I Curtailment-Turnkey-Standard Lighting Control | Large General | Miscellaneous | Winter Morning | % of Load | 1 | 2033 | 0.00043686
ENS | Preferred Plan | C&I Curtailment | C&I Curtailment-Turnkey-Standard Lighting Control | Large General | Retail Trade | Winter Morning | % of Load | 1 | 2033 | 1.6677e-05
ENS | Preferred Plan | C&I Curtailment | C&I Curtailment-Turnkey-Standard Lighting Control | Large General | Services | Winter Morning | % of Load | 1 | 2033 | 2.6706e-05
ENS | Preferred Plan | C&I Curtailment | C&I Curtailment-Turnkey-Water Heating Control | Large General | Miscellaneous | Winter Morning | % of Load | 1 | 2033 | 2.2185e-05
ENS | Preferred Plan | C&I Curtailment | C&I Curtailment-Turnkey-Water Heating Control | Large General | Retail Trade | Winter Morning | % of Load | 1 | 2033 | 2.7794e-06
ENS | Preferred Plan | C&I Curtailment | C&I Curtailment-Turnkey-Water Heating Control | Large General | Services | Winter Morning | % of Load | 1 | 2033 | 4.4509e-06
ENS | Preferred Plan | C&I Curtailment | C&I Curtailment-Turnkey-Other | Large General | Miscellaneous | Winter Morning | % of Load | 1 | 2033 | 0.00047417
ENS | Preferred Plan | C&I Curtailment | C&I Curtailment-Turnkey-Other | Large General | Retail Trade | Winter Morning | % of Load | 1 | 2033 | 2.8418e-05
ENS | Preferred Plan | C&I Curtailment | C&I Curtailment-Turnkey-Other | Large General | Services | Winter Morning | % of Load | 1 | 2033 | 4.5508e-05
ENS | Preferred Plan | C&I Curtailment | C&I Curtailment-Turnkey-Manual HVAC Control | Large General | Miscellaneous | Winter Evening | % of Load | 1 | 2033 | 0.0007688
ENS | Preferred Plan | C&I Curtailment | C&I Curtailment-Turnkey-Manual HVAC Control | Large General | Retail Trade | Winter Evening | % of Load | 1 | 2033 | 3.2054e-05
ENS | Preferred Plan | C&I Curtailment | C&I Curtailment-Turnkey-Manual HVAC Control | Large General | Services | Winter Evening | % of Load | 1 | 2033 | 5.1331e-05
ENS | Preferred Plan | C&I Curtailment | C&I Curtailment-Turnkey-Auto-DR HVAC Control | Large General | Miscellaneous | Winter Evening | % of Load | 1 | 2033 | 0.00011912
ENS | Preferred Plan | C&I Curtailment | C&I Curtailment-Turnkey-Auto-DR HVAC Control | Large General | Retail Trade | Winter Evening | % of Load | 1 | 2033 | 4.9664e-06
ENS | Preferred Plan | C&I Curtailment | C&I Curtailment-Turnkey-Auto-DR HVAC Control | Large General | Services | Winter Evening | % of Load | 1 | 2033 | 7.9531e-06
ENS | Preferred Plan | C&I Curtailment | C&I Curtailment-Turnkey-Standard Lighting Control | Large General | Miscellaneous | Winter Evening | % of Load | 1 | 2033 | 0.00033234
ENS | Preferred Plan | C&I Curtailment | C&I Curtailment-Turnkey-Standard Lighting Control | Large General | Retail Trade | Winter Evening | % of Load | 1 | 2033 | 1.2687e-05
ENS | Preferred Plan | C&I Curtailment | C&I Curtailment-Turnkey-Standard Lighting Control | Large General | Services | Winter Evening | % of Load | 1 | 2033 | 2.0317e-05
ENS | Preferred Plan | C&I Curtailment | C&I Curtailment-Turnkey-Water Heating Control | Large General | Miscellaneous | Winter Evening | % of Load | 1 | 2033 | 1.6877e-05
ENS | Preferred Plan | C&I Curtailment | C&I Curtailment-Turnkey-Water Heating Control | Large General | Retail Trade | Winter Evening | % of Load | 1 | 2033 | 2.1144e-06
ENS | Preferred Plan | C&I Curtailment | C&I Curtailment-Turnkey-Water Heating Control | Large General | Services | Winter Evening | % of Load | 1 | 2033 | 3.386e-06
ENS | Preferred Plan | C&I Curtailment | C&I Curtailment-Turnkey-Other | Large General | Miscellaneous | Winter Evening | % of Load | 1 | 2033 | 0.00036073
ENS | Preferred Plan | C&I Curtailment | C&I Curtailment-Turnkey-Other | Large General | Retail Trade | Winter Evening | % of Load | 1 | 2033 | 2.1619e-05
ENS | Preferred Plan | C&I Curtailment | C&I Curtailment-Turnkey-Other | Large General | Services | Winter Evening | % of Load | 1 | 2033 | 3.4621e-05
ENS | Preferred Plan | C&I Curtailment | C&I Curtailment-Turnkey-Manual HVAC Control | Small Industrial | Miscellaneous | Winter Morning | % of Load | 1 | 2033 | 0.00016951
ENS | Preferred Plan | C&I Curtailment | C&I Curtailment-Turnkey-Manual HVAC Control | Small Industrial | Offices | Winter Morning | % of Load | 1 | 2033 | 2.1722e-06
ENS | Preferred Plan | C&I Curtailment | C&I Curtailment-Turnkey-Manual HVAC Control | Small Industrial | Retail Trade | Winter Morning | % of Load | 1 | 2033 | 7.1596e-06
ENS | Preferred Plan | C&I Curtailment | C&I Curtailment-Turnkey-Manual HVAC Control | Small Industrial | Services | Winter Morning | % of Load | 1 | 2033 | 2.2619e-06
ENS | Preferred Plan | C&I Curtailment | C&I Curtailment-Turnkey-Auto-DR HVAC Control | Small Industrial | Miscellaneous | Winter Morning | % of Load | 1 | 2033 | 2.6263e-05
ENS | Preferred Plan | C&I Curtailment | C&I Curtailment-Turnkey-Auto-DR HVAC Control | Small Industrial | Offices | Winter Morning | % of Load | 1 | 2033 | 3.3656e-07
ENS | Preferred Plan | C&I Curtailment | C&I Curtailment-Turnkey-Auto-DR HVAC Control | Small Industrial | Retail Trade | Winter Morning | % of Load | 1 | 2033 | 1.1093e-06
ENS | Preferred Plan | C&I Curtailment | C&I Curtailment-Turnkey-Auto-DR HVAC Control | Small Industrial | Services | Winter Morning | % of Load | 1 | 2033 | 3.5045e-07
ENS | Preferred Plan | C&I Curtailment | C&I Curtailment-Turnkey-Standard Lighting Control | Small Industrial | Miscellaneous | Winter Morning | % of Load | 1 | 2033 | 5.2448e-05
ENS | Preferred Plan | C&I Curtailment | C&I Curtailment-Turnkey-Standard Lighting Control | Small Industrial | Offices | Winter Morning | % of Load | 1 | 2033 | 2.8318e-07
ENS | Preferred Plan | C&I Curtailment | C&I Curtailment-Turnkey-Standard Lighting Control | Small Industrial | Retail Trade | Winter Morning | % of Load | 1 | 2033 | 3.0985e-06
ENS | Preferred Plan | C&I Curtailment | C&I Curtailment-Turnkey-Standard Lighting Control | Small Industrial | Services | Winter Morning | % of Load | 1 | 2033 | 9.789e-07
ENS | Preferred Plan | C&I Curtailment | C&I Curtailment-Turnkey-Water Heating Control | Small Industrial | Miscellaneous | Winter Morning | % of Load | 1 | 2033 | 4.4281e-06
ENS | Preferred Plan | C&I Curtailment | C&I Curtailment-Turnkey-Water Heating Control | Small Industrial | Offices | Winter Morning | % of Load | 1 | 2033 | 2.2445e-08
ENS | Preferred Plan | C&I Curtailment | C&I Curtailment-Turnkey-Water Heating Control | Small Industrial | Retail Trade | Winter Morning | % of Load | 1 | 2033 | 4.2771e-07
ENS | Preferred Plan | C&I Curtailment | C&I Curtailment-Turnkey-Water Heating Control | Small Industrial | Services | Winter Morning | % of Load | 1 | 2033 | 1.3512e-07
ENS | Preferred Plan | C&I Curtailment | C&I Curtailment-Turnkey-Other | Small Industrial | Miscellaneous | Winter Morning | % of Load | 1 | 2033 | 6.7908e-05
ENS | Preferred Plan | C&I Curtailment | C&I Curtailment-Turnkey-Other | Small Industrial | Offices | Winter Morning | % of Load | 1 | 2033 | 4.2374e-07
ENS | Preferred Plan | C&I Curtailment | C&I Curtailment-Turnkey-Other | Small Industrial | Retail Trade | Winter Morning | % of Load | 1 | 2033 | 4.6981e-06
ENS | Preferred Plan | C&I Curtailment | C&I Curtailment-Turnkey-Other | Small Industrial | Services | Winter Morning | % of Load | 1 | 2033 | 1.4843e-06
ENS | Preferred Plan | C&I Curtailment | C&I Curtailment-Turnkey-Industrial | Small Industrial | Manufacturing | Winter Morning | % of Load | 1 | 2033 | 1.6142e-05
ENS | Preferred Plan | C&I Curtailment | C&I Curtailment-Turnkey-Manual HVAC Control | Small Industrial | Miscellaneous | Winter Evening | % of Load | 1 | 2033 | 0.0002058
ENS | Preferred Plan | C&I Curtailment | C&I Curtailment-Turnkey-Manual HVAC Control | Small Industrial | Offices | Winter Evening | % of Load | 1 | 2033 | 2.6373e-06
ENS | Preferred Plan | C&I Curtailment | C&I Curtailment-Turnkey-Manual HVAC Control | Small Industrial | Retail Trade | Winter Evening | % of Load | 1 | 2033 | 8.6926e-06
ENS | Preferred Plan | C&I Curtailment | C&I Curtailment-Turnkey-Manual HVAC Control | Small Industrial | Services | Winter Evening | % of Load | 1 | 2033 | 2.7462e-06
ENS | Preferred Plan | C&I Curtailment | C&I Curtailment-Turnkey-Auto-DR HVAC Control | Small Industrial | Miscellaneous | Winter Evening | % of Load | 1 | 2033 | 3.1887e-05
ENS | Preferred Plan | C&I Curtailment | C&I Curtailment-Turnkey-Auto-DR HVAC Control | Small Industrial | Offices | Winter Evening | % of Load | 1 | 2033 | 4.0862e-07
ENS | Preferred Plan | C&I Curtailment | C&I Curtailment-Turnkey-Auto-DR HVAC Control | Small Industrial | Retail Trade | Winter Evening | % of Load | 1 | 2033 | 1.3468e-06
ENS | Preferred Plan | C&I Curtailment | C&I Curtailment-Turnkey-Auto-DR HVAC Control | Small Industrial | Services | Winter Evening | % of Load | 1 | 2033 | 4.2549e-07
ENS | Preferred Plan | C&I Curtailment | C&I Curtailment-Turnkey-Standard Lighting Control | Small Industrial | Miscellaneous | Winter Evening | % of Load | 1 | 2033 | 6.3679e-05
ENS | Preferred Plan | C&I Curtailment | C&I Curtailment-Turnkey-Standard Lighting Control | Small Industrial | Offices | Winter Evening | % of Load | 1 | 2033 | 3.4381e-07
ENS | Preferred Plan | C&I Curtailment | C&I Curtailment-Turnkey-Standard Lighting Control | Small Industrial | Retail Trade | Winter Evening | % of Load | 1 | 2033 | 3.7619e-06
ENS | Preferred Plan | C&I Curtailment | C&I Curtailment-Turnkey-Standard Lighting Control | Small Industrial | Services | Winter Evening | % of Load | 1 | 2033 | 1.1885e-06
ENS | Preferred Plan | C&I Curtailment | C&I Curtailment-Turnkey-Water Heating Control | Small Industrial | Miscellaneous | Winter Evening | % of Load | 1 | 2033 | 5.3763e-06
ENS | Preferred Plan | C&I Curtailment | C&I Curtailment-Turnkey-Water Heating Control | Small Industrial | Offices | Winter Evening | % of Load | 1 | 2033 | 2.7251e-08
ENS | Preferred Plan | C&I Curtailment | C&I Curtailment-Turnkey-Water Heating Control | Small Industrial | Retail Trade | Winter Evening | % of Load | 1 | 2033 | 5.1929e-07
ENS | Preferred Plan | C&I Curtailment | C&I Curtailment-Turnkey-Water Heating Control | Small Industrial | Services | Winter Evening | % of Load | 1 | 2033 | 1.6406e-07
ENS | Preferred Plan | C&I Curtailment | C&I Curtailment-Turnkey-Other | Small Industrial | Miscellaneous | Winter Evening | % of Load | 1 | 2033 | 8.2448e-05
ENS | Preferred Plan | C&I Curtailment | C&I Curtailment-Turnkey-Other | Small Industrial | Offices | Winter Evening | % of Load | 1 | 2033 | 5.1448e-07
ENS | Preferred Plan | C&I Curtailment | C&I Curtailment-Turnkey-Other | Small Industrial | Retail Trade | Winter Evening | % of Load | 1 | 2033 | 5.7041e-06
ENS | Preferred Plan | C&I Curtailment | C&I Curtailment-Turnkey-Other | Small Industrial | Services | Winter Evening | % of Load | 1 | 2033 | 1.8021e-06
ENS | Preferred Plan | C&I Curtailment | C&I Curtailment-Turnkey-Industrial | Small Industrial | Manufacturing | Winter Evening | % of Load | 1 | 2033 | 1.9598e-05
ENS | Preferred Plan | C&I Curtailment | C&I Curtailment-Turnkey-Manual HVAC Control | Medium Industrial | Miscellaneous | Winter Morning | % of Load | 1 | 2033 | 0.0032306
ENS | Preferred Plan | C&I Curtailment | C&I Curtailment-Turnkey-Manual HVAC Control | Medium Industrial | Offices | Winter Morning | % of Load | 1 | 2033 | 5.2114e-05
ENS | Preferred Plan | C&I Curtailment | C&I Curtailment-Turnkey-Manual HVAC Control | Medium Industrial | Retail Trade | Winter Morning | % of Load | 1 | 2033 | 0.00071387
ENS | Preferred Plan | C&I Curtailment | C&I Curtailment-Turnkey-Manual HVAC Control | Medium Industrial | Services | Winter Morning | % of Load | 1 | 2033 | 3.2872e-05
ENS | Preferred Plan | C&I Curtailment | C&I Curtailment-Turnkey-Auto-DR HVAC Control | Medium Industrial | Miscellaneous | Winter Morning | % of Load | 1 | 2033 | 0.00050055
ENS | Preferred Plan | C&I Curtailment | C&I Curtailment-Turnkey-Auto-DR HVAC Control | Medium Industrial | Offices | Winter Morning | % of Load | 1 | 2033 | 8.0744e-06
ENS | Preferred Plan | C&I Curtailment | C&I Curtailment-Turnkey-Auto-DR HVAC Control | Medium Industrial | Retail Trade | Winter Morning | % of Load | 1 | 2033 | 0.00011061
ENS | Preferred Plan | C&I Curtailment | C&I Curtailment-Turnkey-Auto-DR HVAC Control | Medium Industrial | Services | Winter Morning | % of Load | 1 | 2033 | 5.0931e-06
ENS | Preferred Plan | C&I Curtailment | C&I Curtailment-Turnkey-Standard Lighting Control | Medium Industrial | Miscellaneous | Winter Morning | % of Load | 1 | 2033 | 0.0009996
ENS | Preferred Plan | C&I Curtailment | C&I Curtailment-Turnkey-Standard Lighting Control | Medium Industrial | Offices | Winter Morning | % of Load | 1 | 2033 | 6.7938e-06
ENS | Preferred Plan | C&I Curtailment | C&I Curtailment-Turnkey-Standard Lighting Control | Medium Industrial | Retail Trade | Winter Morning | % of Load | 1 | 2033 | 0.00030895
ENS | Preferred Plan | C&I Curtailment | C&I Curtailment-Turnkey-Standard Lighting Control | Medium Industrial | Services | Winter Morning | % of Load | 1 | 2033 | 1.4226e-05
ENS | Preferred Plan | C&I Curtailment | C&I Curtailment-Turnkey-Water Heating Control | Medium Industrial | Miscellaneous | Winter Morning | % of Load | 1 | 2033 | 8.4394e-05
ENS | Preferred Plan | C&I Curtailment | C&I Curtailment-Turnkey-Water Heating Control | Medium Industrial | Offices | Winter Morning | % of Load | 1 | 2033 | 5.3848e-07
ENS | Preferred Plan | C&I Curtailment | C&I Curtailment-Turnkey-Water Heating Control | Medium Industrial | Retail Trade | Winter Morning | % of Load | 1 | 2033 | 4.2646e-05
ENS | Preferred Plan | C&I Curtailment | C&I Curtailment-Turnkey-Water Heating Control | Medium Industrial | Services | Winter Morning | % of Load | 1 | 2033 | 1.9637e-06
ENS | Preferred Plan | C&I Curtailment | C&I Curtailment-Turnkey-Other | Medium Industrial | Miscellaneous | Winter Morning | % of Load | 1 | 2033 | 0.0012942
ENS | Preferred Plan | C&I Curtailment | C&I Curtailment-Turnkey-Other | Medium Industrial | Offices | Winter Morning | % of Load | 1 | 2033 | 1.0166e-05
ENS | Preferred Plan | C&I Curtailment | C&I Curtailment-Turnkey-Other | Medium Industrial | Retail Trade | Winter Morning | % of Load | 1 | 2033 | 0.00046844
ENS | Preferred Plan | C&I Curtailment | C&I Curtailment-Turnkey-Other | Medium Industrial | Services | Winter Morning | % of Load | 1 | 2033 | 2.157e-05
ENS | Preferred Plan | C&I Curtailment | C&I Curtailment-Turnkey-Manual HVAC Control | Medium Industrial | Miscellaneous | Winter Evening | % of Load | 1 | 2033 | 0.002764
ENS | Preferred Plan | C&I Curtailment | C&I Curtailment-Turnkey-Manual HVAC Control | Medium Industrial | Offices | Winter Evening | % of Load | 1 | 2033 | 4.4586e-05
ENS | Preferred Plan | C&I Curtailment | C&I Curtailment-Turnkey-Manual HVAC Control | Medium Industrial | Retail Trade | Winter Evening | % of Load | 1 | 2033 | 0.00061076
ENS | Preferred Plan | C&I Curtailment | C&I Curtailment-Turnkey-Manual HVAC Control | Medium Industrial | Services | Winter Evening | % of Load | 1 | 2033 | 2.8124e-05
ENS | Preferred Plan | C&I Curtailment | C&I Curtailment-Turnkey-Auto-DR HVAC Control | Medium Industrial | Miscellaneous | Winter Evening | % of Load | 1 | 2033 | 0.00042825
ENS | Preferred Plan | C&I Curtailment | C&I Curtailment-Turnkey-Auto-DR HVAC Control | Medium Industrial | Offices | Winter Evening | % of Load | 1 | 2033 | 6.9081e-06
ENS | Preferred Plan | C&I Curtailment | C&I Curtailment-Turnkey-Auto-DR HVAC Control | Medium Industrial | Retail Trade | Winter Evening | % of Load | 1 | 2033 | 9.4629e-05
ENS | Preferred Plan | C&I Curtailment | C&I Curtailment-Turnkey-Auto-DR HVAC Control | Medium Industrial | Services | Winter Evening | % of Load | 1 | 2033 | 4.3574e-06
ENS | Preferred Plan | C&I Curtailment | C&I Curtailment-Turnkey-Standard Lighting Control | Medium Industrial | Miscellaneous | Winter Evening | % of Load | 1 | 2033 | 0.00085522
ENS | Preferred Plan | C&I Curtailment | C&I Curtailment-Turnkey-Standard Lighting Control | Medium Industrial | Offices | Winter Evening | % of Load | 1 | 2033 | 5.8125e-06
ENS | Preferred Plan | C&I Curtailment | C&I Curtailment-Turnkey-Standard Lighting Control | Medium Industrial | Retail Trade | Winter Evening | % of Load | 1 | 2033 | 0.00026432
ENS | Preferred Plan | C&I Curtailment | C&I Curtailment-Turnkey-Standard Lighting Control | Medium Industrial | Services | Winter Evening | % of Load | 1 | 2033 | 1.2171e-05
ENS | Preferred Plan | C&I Curtailment | C&I Curtailment-Turnkey-Water Heating Control | Medium Industrial | Miscellaneous | Winter Evening | % of Load | 1 | 2033 | 7.2204e-05
ENS | Preferred Plan | C&I Curtailment | C&I Curtailment-Turnkey-Water Heating Control | Medium Industrial | Offices | Winter Evening | % of Load | 1 | 2033 | 4.607e-07
ENS | Preferred Plan | C&I Curtailment | C&I Curtailment-Turnkey-Water Heating Control | Medium Industrial | Retail Trade | Winter Evening | % of Load | 1 | 2033 | 3.6486e-05
ENS | Preferred Plan | C&I Curtailment | C&I Curtailment-Turnkey-Water Heating Control | Medium Industrial | Services | Winter Evening | % of Load | 1 | 2033 | 1.6801e-06
ENS | Preferred Plan | C&I Curtailment | C&I Curtailment-Turnkey-Other | Medium Industrial | Miscellaneous | Winter Evening | % of Load | 1 | 2033 | 0.0011073
ENS | Preferred Plan | C&I Curtailment | C&I Curtailment-Turnkey-Other | Medium Industrial | Offices | Winter Evening | % of Load | 1 | 2033 | 8.6977e-06
ENS | Preferred Plan | C&I Curtailment | C&I Curtailment-Turnkey-Other | Medium Industrial | Retail Trade | Winter Evening | % of Load | 1 | 2033 | 0.00040078
ENS | Preferred Plan | C&I Curtailment | C&I Curtailment-Turnkey-Other | Medium Industrial | Services | Winter Evening | % of Load | 1 | 2033 | 1.8455e-05
ENS | Preferred Plan | C&I Curtailment | C&I Curtailment-Turnkey-Manual HVAC Control | Large Industrial | Miscellaneous | Winter Morning | % of Load | 1 | 2033 | 6.6439e-05
ENS | Preferred Plan | C&I Curtailment | C&I Curtailment-Turnkey-Auto-DR HVAC Control | Large Industrial | Miscellaneous | Winter Morning | % of Load | 1 | 2033 | 1.0294e-05
ENS | Preferred Plan | C&I Curtailment | C&I Curtailment-Turnkey-Standard Lighting Control | Large Industrial | Miscellaneous | Winter Morning | % of Load | 1 | 2033 | 2.8721e-05
ENS | Preferred Plan | C&I Curtailment | C&I Curtailment-Turnkey-Water Heating Control | Large Industrial | Miscellaneous | Winter Morning | % of Load | 1 | 2033 | 1.4585e-06
ENS | Preferred Plan | C&I Curtailment | C&I Curtailment-Turnkey-Other | Large Industrial | Miscellaneous | Winter Morning | % of Load | 1 | 2033 | 3.1174e-05
ENS | Preferred Plan | C&I Curtailment | C&I Curtailment-Turnkey-Industrial | Large Industrial | Manufacturing | Winter Morning | % of Load | 1 | 2033 | 6.0842e-06
ENS | Preferred Plan | C&I Curtailment | C&I Curtailment-Turnkey-Manual HVAC Control | Large Industrial | Miscellaneous | Winter Evening | % of Load | 1 | 2033 | 5.8411e-05
ENS | Preferred Plan | C&I Curtailment | C&I Curtailment-Turnkey-Auto-DR HVAC Control | Large Industrial | Miscellaneous | Winter Evening | % of Load | 1 | 2033 | 9.0501e-06
ENS | Preferred Plan | C&I Curtailment | C&I Curtailment-Turnkey-Standard Lighting Control | Large Industrial | Miscellaneous | Winter Evening | % of Load | 1 | 2033 | 2.525e-05
ENS | Preferred Plan | C&I Curtailment | C&I Curtailment-Turnkey-Water Heating Control | Large Industrial | Miscellaneous | Winter Evening | % of Load | 1 | 2033 | 1.2823e-06
ENS | Preferred Plan | C&I Curtailment | C&I Curtailment-Turnkey-Other | Large Industrial | Miscellaneous | Winter Evening | % of Load | 1 | 2033 | 2.7407e-05
ENS | Preferred Plan | C&I Curtailment | C&I Curtailment-Turnkey-Industrial | Large Industrial | Manufacturing | Winter Evening | % of Load | 1 | 2033 | 5.349e-06
ENS | Preferred Plan | C&I Loadshift to BUGs | C&I Loadshift to BUGs | Large General | Miscellaneous | Winter Morning | % of Load | 1 | 2033 | 0.0022579
ENS | Preferred Plan | C&I Loadshift to BUGs | C&I Loadshift to BUGs | Large General | Miscellaneous | Winter Evening | % of Load | 1 | 2033 | 0.0017177
ENS | Preferred Plan | C&I Loadshift to BUGs | C&I Loadshift to BUGs | Small Industrial | Miscellaneous | Winter Morning | % of Load | 1 | 2033 | 0.0006341
ENS | Preferred Plan | C&I Loadshift to BUGs | C&I Loadshift to BUGs | Small Industrial | Miscellaneous | Winter Evening | % of Load | 1 | 2033 | 0.00076988
ENS | Preferred Plan | C&I Loadshift to BUGs | C&I Loadshift to BUGs | Medium Industrial | Manufacturing | Winter Morning | % of Load | 1 | 2033 | 0.00043829
ENS | Preferred Plan | C&I Loadshift to BUGs | C&I Loadshift to BUGs | Medium Industrial | Miscellaneous | Winter Morning | % of Load | 1 | 2033 | 0.0019022
ENS | Preferred Plan | C&I Loadshift to BUGs | C&I Loadshift to BUGs | Medium Industrial | Manufacturing | Winter Evening | % of Load | 1 | 2033 | 0.00037498
ENS | Preferred Plan | C&I Loadshift to BUGs | C&I Loadshift to BUGs | Medium Industrial | Miscellaneous | Winter Evening | % of Load | 1 | 2033 | 0.0016274
ENS | Preferred Plan | Dynamic Pricing | Dynamic Pricing with enabling tech. | Small General | Manufacturing | Winter Morning | % of Load | 1 | 2033 | 6.5588e-06
ENS | Preferred Plan | Dynamic Pricing | Dynamic Pricing with enabling tech. | Small General | Manufacturing | Winter Evening | % of Load | 1 | 2033 | 6.7333e-06
ENS | Preferred Plan | Dynamic Pricing | Dynamic Pricing with enabling tech. | Residential Charitable | Residential LI | Winter Morning | % of Load | 1 | 2033 | 0.0028812
ENS | Preferred Plan | Dynamic Pricing | Dynamic Pricing with enabling tech. | Residential Charitable | Residential Market Rate | Winter Morning | % of Load | 1 | 2033 | 0.016363
ENS | Preferred Plan | Dynamic Pricing | Dynamic Pricing w/o enabling tech. | Residential Charitable | Residential LI | Winter Morning | % of Load | 1 | 2033 | 0.0015164
ENS | Preferred Plan | Dynamic Pricing | Dynamic Pricing w/o enabling tech. | Residential Charitable | Residential Market Rate | Winter Morning | % of Load | 1 | 2033 | 0.0086119
ENS | Preferred Plan | Dynamic Pricing | Dynamic Pricing with enabling tech. | Residential Charitable | Residential LI | Winter Evening | % of Load | 1 | 2033 | 0.0029009
ENS | Preferred Plan | Dynamic Pricing | Dynamic Pricing with enabling tech. | Residential Charitable | Residential Market Rate | Winter Evening | % of Load | 1 | 2033 | 0.016474
ENS | Preferred Plan | Dynamic Pricing | Dynamic Pricing w/o enabling tech. | Residential Charitable | Residential LI | Winter Evening | % of Load | 1 | 2033 | 0.0015268
ENS | Preferred Plan | Dynamic Pricing | Dynamic Pricing w/o enabling tech. | Residential Charitable | Residential Market Rate | Winter Evening | % of Load | 1 | 2033 | 0.0086708
ENS | Preferred Plan | Behavioral DR | Behavioral DR | Residential Charitable | Residential LI | Winter Morning | % of Load | 1 | 2033 | 0.00033657
ENS | Preferred Plan | Behavioral DR | Behavioral DR | Residential Charitable | Residential Market Rate | Winter Morning | % of Load | 1 | 2033 | 0.0019183
ENS | Preferred Plan | Behavioral DR | Behavioral DR | Residential Charitable | Residential LI | Winter Evening | % of Load | 1 | 2033 | 0.00033887
ENS | Preferred Plan | Behavioral DR | Behavioral DR | Residential Charitable | Residential Market Rate | Winter Evening | % of Load | 1 | 2033 | 0.0019314
ENS | Preferred Plan | Time-of-Use Rates (TOU) | Time-of-Use Rates (TOU) | Residential Charitable | Residential LI | Winter Morning | % of Load | 0 | 2033 | 0.00028346
ENS | Preferred Plan | Time-of-Use Rates (TOU) | Time-of-Use Rates (TOU) | Residential Charitable | Residential Market Rate | Winter Morning | % of Load | 0 | 2033 | 0.0016155
ENS | Preferred Plan | Time-of-Use Rates (TOU) | Time-of-Use Rates (TOU) | Residential Charitable | Residential LI | Winter Evening | % of Load | 0 | 2033 | 0.00028539
ENS | Preferred Plan | Time-of-Use Rates (TOU) | Time-of-Use Rates (TOU) | Residential Charitable | Residential Market Rate | Winter Evening | % of Load | 0 | 2033 | 0.0016266

## Gen Plan MW Average (hidden)
Utility | Cases | DR Option | DR Suboption | Customer Class | Building Type | MW or Percent of Load | Cost-Effectiveness Screen (DR Option) | Year | Achievable Potential (MW)
ENS | Alternate Scenario | DLC-Thermostat | DLC-Thermostat-BYOT-Central Heat Pump | Residential Charitable | Residential LI | MW of Load | 0 | 2025 | 0.012882
ENS | Alternate Scenario | DLC-Thermostat | DLC-Thermostat-BYOT-Central Heat Pump | Residential Charitable | Residential Market Rate | MW of Load | 0 | 2025 | 0.10212
ENS | Alternate Scenario | DLC-Thermostat | DLC-Thermostat-DI-Baseboard Heating | Residential Charitable | Residential LI | MW of Load | 0 | 2025 | 0.076287
ENS | Alternate Scenario | DLC-Thermostat | DLC-Thermostat-DI-Baseboard Heating | Residential Charitable | Residential Market Rate | MW of Load | 0 | 2025 | 0.79995
ENS | Alternate Scenario | DLC-Thermostat | DLC-Thermostat-BYOT-Baseboard Heating | Residential Charitable | Residential LI | MW of Load | 0 | 2025 | 0.0052719
ENS | Alternate Scenario | DLC-Thermostat | DLC-Thermostat-BYOT-Baseboard Heating | Residential Charitable | Residential Market Rate | MW of Load | 0 | 2025 | 0.055281
ENS | Alternate Scenario | DLC-Thermostat | DLC-Thermostat-DI-MSHP | Residential Charitable | Residential LI | MW of Load | 0 | 2025 | 0.025945
ENS | Alternate Scenario | DLC-Thermostat | DLC-Thermostat-DI-MSHP | Residential Charitable | Residential Market Rate | MW of Load | 0 | 2025 | 0.31993
ENS | Alternate Scenario | DLC-Thermostat | DLC-Thermostat-BYOT-MSHP | Residential Charitable | Residential LI | MW of Load | 0 | 2025 | 0.0045812
ENS | Alternate Scenario | DLC-Thermostat | DLC-Thermostat-BYOT-MSHP | Residential Charitable | Residential Market Rate | MW of Load | 0 | 2025 | 0.05649
ENS | Alternate Scenario | DLC-Water Heating | DLC-Switch-Water Heating | Residential Charitable | Residential LI | MW of Load | 0 | 2025 | 0.020875
ENS | Alternate Scenario | DLC-Water Heating | DLC-Switch-Water Heating | Residential Charitable | Residential Market Rate | MW of Load | 0 | 2025 | 0.24147
ENS | Alternate Scenario | C&I Curtailment | C&I Curtailment-Turnkey-Manual HVAC Control | General | Miscellaneous | MW of Load | 1 | 2025 | 0.71008
ENS | Alternate Scenario | C&I Curtailment | C&I Curtailment-Turnkey-Manual HVAC Control | General | Offices | MW of Load | 1 | 2025 | 0.046617
ENS | Alternate Scenario | C&I Curtailment | C&I Curtailment-Turnkey-Manual HVAC Control | General | Retail Trade | MW of Load | 1 | 2025 | 0.16739
ENS | Alternate Scenario | C&I Curtailment | C&I Curtailment-Turnkey-Manual HVAC Control | General | Services | MW of Load | 1 | 2025 | 0.10821
ENS | Alternate Scenario | C&I Curtailment | C&I Curtailment-Turnkey-Auto-DR HVAC Control | General | Miscellaneous | MW of Load | 1 | 2025 | 0.017886
ENS | Alternate Scenario | C&I Curtailment | C&I Curtailment-Turnkey-Auto-DR HVAC Control | General | Offices | MW of Load | 1 | 2025 | 0.0011742
ENS | Alternate Scenario | C&I Curtailment | C&I Curtailment-Turnkey-Auto-DR HVAC Control | General | Retail Trade | MW of Load | 1 | 2025 | 0.0042163
ENS | Alternate Scenario | C&I Curtailment | C&I Curtailment-Turnkey-Auto-DR HVAC Control | General | Services | MW of Load | 1 | 2025 | 0.0027256
ENS | Alternate Scenario | C&I Curtailment | C&I Curtailment-Turnkey-Standard Lighting Control | General | Miscellaneous | MW of Load | 1 | 2025 | 0.30106
ENS | Alternate Scenario | C&I Curtailment | C&I Curtailment-Turnkey-Standard Lighting Control | General | Offices | MW of Load | 1 | 2025 | 0.0064074
ENS | Alternate Scenario | C&I Curtailment | C&I Curtailment-Turnkey-Standard Lighting Control | General | Retail Trade | MW of Load | 1 | 2025 | 0.07007
ENS | Alternate Scenario | C&I Curtailment | C&I Curtailment-Turnkey-Standard Lighting Control | General | Services | MW of Load | 1 | 2025 | 0.045326
ENS | Alternate Scenario | C&I Curtailment | C&I Curtailment-Turnkey-Water Heating Control | General | Miscellaneous | MW of Load | 1 | 2025 | 0.01737
ENS | Alternate Scenario | C&I Curtailment | C&I Curtailment-Turnkey-Water Heating Control | General | Offices | MW of Load | 1 | 2025 | 0.00046845
ENS | Alternate Scenario | C&I Curtailment | C&I Curtailment-Turnkey-Water Heating Control | General | Retail Trade | MW of Load | 1 | 2025 | 0.0091803
ENS | Alternate Scenario | C&I Curtailment | C&I Curtailment-Turnkey-Water Heating Control | General | Services | MW of Load | 1 | 2025 | 0.0059315
ENS | Alternate Scenario | C&I Curtailment | C&I Curtailment-Turnkey-Other | General | Miscellaneous | MW of Load | 1 | 2025 | 0.31326
ENS | Alternate Scenario | C&I Curtailment | C&I Curtailment-Turnkey-Other | General | Offices | MW of Load | 1 | 2025 | 0.008635
ENS | Alternate Scenario | C&I Curtailment | C&I Curtailment-Turnkey-Other | General | Retail Trade | MW of Load | 1 | 2025 | 0.09878
ENS | Alternate Scenario | C&I Curtailment | C&I Curtailment-Turnkey-Other | General | Services | MW of Load | 1 | 2025 | 0.063851
ENS | Alternate Scenario | C&I Curtailment | C&I Curtailment-Turnkey-Manual HVAC Control | Large General | Miscellaneous | MW of Load | 1 | 2025 | 0.48633
ENS | Alternate Scenario | C&I Curtailment | C&I Curtailment-Turnkey-Manual HVAC Control | Large General | Retail Trade | MW of Load | 1 | 2025 | 0.021018
ENS | Alternate Scenario | C&I Curtailment | C&I Curtailment-Turnkey-Manual HVAC Control | Large General | Services | MW of Load | 1 | 2025 | 0.033659
ENS | Alternate Scenario | C&I Curtailment | C&I Curtailment-Turnkey-Auto-DR HVAC Control | Large General | Miscellaneous | MW of Load | 1 | 2025 | 0.01225
ENS | Alternate Scenario | C&I Curtailment | C&I Curtailment-Turnkey-Auto-DR HVAC Control | Large General | Retail Trade | MW of Load | 1 | 2025 | 0.00052942
ENS | Alternate Scenario | C&I Curtailment | C&I Curtailment-Turnkey-Auto-DR HVAC Control | Large General | Services | MW of Load | 1 | 2025 | 0.0008478
ENS | Alternate Scenario | C&I Curtailment | C&I Curtailment-Turnkey-Standard Lighting Control | Large General | Miscellaneous | MW of Load | 1 | 2025 | 0.21423
ENS | Alternate Scenario | C&I Curtailment | C&I Curtailment-Turnkey-Standard Lighting Control | Large General | Retail Trade | MW of Load | 1 | 2025 | 0.0087699
ENS | Alternate Scenario | C&I Curtailment | C&I Curtailment-Turnkey-Standard Lighting Control | Large General | Services | MW of Load | 1 | 2025 | 0.014044
ENS | Alternate Scenario | C&I Curtailment | C&I Curtailment-Turnkey-Water Heating Control | Large General | Miscellaneous | MW of Load | 1 | 2025 | 0.0096656
ENS | Alternate Scenario | C&I Curtailment | C&I Curtailment-Turnkey-Water Heating Control | Large General | Retail Trade | MW of Load | 1 | 2025 | 0.0011557
ENS | Alternate Scenario | C&I Curtailment | C&I Curtailment-Turnkey-Water Heating Control | Large General | Services | MW of Load | 1 | 2025 | 0.0018507
ENS | Alternate Scenario | C&I Curtailment | C&I Curtailment-Turnkey-Other | Large General | Miscellaneous | MW of Load | 1 | 2025 | 0.20907
ENS | Alternate Scenario | C&I Curtailment | C&I Curtailment-Turnkey-Other | Large General | Retail Trade | MW of Load | 1 | 2025 | 0.012408
ENS | Alternate Scenario | C&I Curtailment | C&I Curtailment-Turnkey-Other | Large General | Services | MW of Load | 1 | 2025 | 0.01987
ENS | Alternate Scenario | C&I Curtailment | C&I Curtailment-Turnkey-Manual HVAC Control | Small Industrial | Miscellaneous | MW of Load | 1 | 2025 | 0.10316
ENS | Alternate Scenario | C&I Curtailment | C&I Curtailment-Turnkey-Manual HVAC Control | Small Industrial | Offices | MW of Load | 1 | 2025 | 0.0012864
ENS | Alternate Scenario | C&I Curtailment | C&I Curtailment-Turnkey-Manual HVAC Control | Small Industrial | Retail Trade | MW of Load | 1 | 2025 | 0.0044736
ENS | Alternate Scenario | C&I Curtailment | C&I Curtailment-Turnkey-Manual HVAC Control | Small Industrial | Services | MW of Load | 1 | 2025 | 0.0014133
ENS | Alternate Scenario | C&I Curtailment | C&I Curtailment-Turnkey-Auto-DR HVAC Control | Small Industrial | Miscellaneous | MW of Load | 1 | 2025 | 0.0025984
ENS | Alternate Scenario | C&I Curtailment | C&I Curtailment-Turnkey-Auto-DR HVAC Control | Small Industrial | Offices | MW of Load | 1 | 2025 | 3.2403e-05
ENS | Alternate Scenario | C&I Curtailment | C&I Curtailment-Turnkey-Auto-DR HVAC Control | Small Industrial | Retail Trade | MW of Load | 1 | 2025 | 0.00011268
ENS | Alternate Scenario | C&I Curtailment | C&I Curtailment-Turnkey-Auto-DR HVAC Control | Small Industrial | Services | MW of Load | 1 | 2025 | 3.5599e-05
ENS | Alternate Scenario | C&I Curtailment | C&I Curtailment-Turnkey-Standard Lighting Control | Small Industrial | Miscellaneous | MW of Load | 1 | 2025 | 0.033266
ENS | Alternate Scenario | C&I Curtailment | C&I Curtailment-Turnkey-Standard Lighting Control | Small Industrial | Offices | MW of Load | 1 | 2025 | 0.00018417
ENS | Alternate Scenario | C&I Curtailment | C&I Curtailment-Turnkey-Standard Lighting Control | Small Industrial | Retail Trade | MW of Load | 1 | 2025 | 0.0019505
ENS | Alternate Scenario | C&I Curtailment | C&I Curtailment-Turnkey-Standard Lighting Control | Small Industrial | Services | MW of Load | 1 | 2025 | 0.00061621
ENS | Alternate Scenario | C&I Curtailment | C&I Curtailment-Turnkey-Water Heating Control | Small Industrial | Miscellaneous | MW of Load | 1 | 2025 | 0.0024232
ENS | Alternate Scenario | C&I Curtailment | C&I Curtailment-Turnkey-Water Heating Control | Small Industrial | Offices | MW of Load | 1 | 2025 | 1.2694e-05
ENS | Alternate Scenario | C&I Curtailment | C&I Curtailment-Turnkey-Water Heating Control | Small Industrial | Retail Trade | MW of Load | 1 | 2025 | 0.00023709
ENS | Alternate Scenario | C&I Curtailment | C&I Curtailment-Turnkey-Water Heating Control | Small Industrial | Services | MW of Load | 1 | 2025 | 7.4904e-05
ENS | Alternate Scenario | C&I Curtailment | C&I Curtailment-Turnkey-Other | Small Industrial | Miscellaneous | MW of Load | 1 | 2025 | 0.037934
ENS | Alternate Scenario | C&I Curtailment | C&I Curtailment-Turnkey-Other | Small Industrial | Offices | MW of Load | 1 | 2025 | 0.00023931
ENS | Alternate Scenario | C&I Curtailment | C&I Curtailment-Turnkey-Other | Small Industrial | Retail Trade | MW of Load | 1 | 2025 | 0.002627
ENS | Alternate Scenario | C&I Curtailment | C&I Curtailment-Turnkey-Other | Small Industrial | Services | MW of Load | 1 | 2025 | 0.00082994
ENS | Alternate Scenario | C&I Curtailment | C&I Curtailment-Turnkey-Industrial | Small Industrial | Manufacturing | MW of Load | 1 | 2025 | 0.0092822
ENS | Alternate Scenario | C&I Curtailment | C&I Curtailment-Turnkey-Manual HVAC Control | Medium Industrial | Miscellaneous | MW of Load | 1 | 2025 | 1.6318
ENS | Alternate Scenario | C&I Curtailment | C&I Curtailment-Turnkey-Manual HVAC Control | Medium Industrial | Offices | MW of Load | 1 | 2025 | 0.025616
ENS | Alternate Scenario | C&I Curtailment | C&I Curtailment-Turnkey-Manual HVAC Control | Medium Industrial | Retail Trade | MW of Load | 1 | 2025 | 0.37022
ENS | Alternate Scenario | C&I Curtailment | C&I Curtailment-Turnkey-Manual HVAC Control | Medium Industrial | Services | MW of Load | 1 | 2025 | 0.017048
ENS | Alternate Scenario | C&I Curtailment | C&I Curtailment-Turnkey-Auto-DR HVAC Control | Medium Industrial | Miscellaneous | MW of Load | 1 | 2025 | 0.041103
ENS | Alternate Scenario | C&I Curtailment | C&I Curtailment-Turnkey-Auto-DR HVAC Control | Medium Industrial | Offices | MW of Load | 1 | 2025 | 0.00064522
ENS | Alternate Scenario | C&I Curtailment | C&I Curtailment-Turnkey-Auto-DR HVAC Control | Medium Industrial | Retail Trade | MW of Load | 1 | 2025 | 0.0093252
ENS | Alternate Scenario | C&I Curtailment | C&I Curtailment-Turnkey-Auto-DR HVAC Control | Medium Industrial | Services | MW of Load | 1 | 2025 | 0.0004294
ENS | Alternate Scenario | C&I Curtailment | C&I Curtailment-Turnkey-Standard Lighting Control | Medium Industrial | Miscellaneous | MW of Load | 1 | 2025 | 0.52621
ENS | Alternate Scenario | C&I Curtailment | C&I Curtailment-Turnkey-Standard Lighting Control | Medium Industrial | Offices | MW of Load | 1 | 2025 | 0.0036673
ENS | Alternate Scenario | C&I Curtailment | C&I Curtailment-Turnkey-Standard Lighting Control | Medium Industrial | Retail Trade | MW of Load | 1 | 2025 | 0.16142
ENS | Alternate Scenario | C&I Curtailment | C&I Curtailment-Turnkey-Standard Lighting Control | Medium Industrial | Services | MW of Load | 1 | 2025 | 0.0074327
ENS | Alternate Scenario | C&I Curtailment | C&I Curtailment-Turnkey-Water Heating Control | Medium Industrial | Miscellaneous | MW of Load | 1 | 2025 | 0.038331
ENS | Alternate Scenario | C&I Curtailment | C&I Curtailment-Turnkey-Water Heating Control | Medium Industrial | Offices | MW of Load | 1 | 2025 | 0.00025277
ENS | Alternate Scenario | C&I Curtailment | C&I Curtailment-Turnkey-Water Heating Control | Medium Industrial | Retail Trade | MW of Load | 1 | 2025 | 0.019621
ENS | Alternate Scenario | C&I Curtailment | C&I Curtailment-Turnkey-Water Heating Control | Medium Industrial | Services | MW of Load | 1 | 2025 | 0.00090349
ENS | Alternate Scenario | C&I Curtailment | C&I Curtailment-Turnkey-Other | Medium Industrial | Miscellaneous | MW of Load | 1 | 2025 | 0.60006
ENS | Alternate Scenario | C&I Curtailment | C&I Curtailment-Turnkey-Other | Medium Industrial | Offices | MW of Load | 1 | 2025 | 0.0047653
ENS | Alternate Scenario | C&I Curtailment | C&I Curtailment-Turnkey-Other | Medium Industrial | Retail Trade | MW of Load | 1 | 2025 | 0.2174
ENS | Alternate Scenario | C&I Curtailment | C&I Curtailment-Turnkey-Other | Medium Industrial | Services | MW of Load | 1 | 2025 | 0.010011
ENS | Alternate Scenario | C&I Curtailment | C&I Curtailment-Turnkey-Manual HVAC Control | Large Industrial | Miscellaneous | MW of Load | 1 | 2025 | 0.034387
ENS | Alternate Scenario | C&I Curtailment | C&I Curtailment-Turnkey-Auto-DR HVAC Control | Large Industrial | Miscellaneous | MW of Load | 1 | 2025 | 0.00086614
ENS | Alternate Scenario | C&I Curtailment | C&I Curtailment-Turnkey-Standard Lighting Control | Large Industrial | Miscellaneous | MW of Load | 1 | 2025 | 0.015148
ENS | Alternate Scenario | C&I Curtailment | C&I Curtailment-Turnkey-Water Heating Control | Large Industrial | Miscellaneous | MW of Load | 1 | 2025 | 0.00068342
ENS | Alternate Scenario | C&I Curtailment | C&I Curtailment-Turnkey-Other | Large Industrial | Miscellaneous | MW of Load | 1 | 2025 | 0.014782
ENS | Alternate Scenario | C&I Curtailment | C&I Curtailment-Turnkey-Industrial | Large Industrial | Manufacturing | MW of Load | 1 | 2025 | 0.0029664
ENS | Alternate Scenario | Dynamic Pricing | Dynamic Pricing with enabling tech. | Small General | Manufacturing | MW of Load | 1 | 2025 | 0.0011156
ENS | Alternate Scenario | Dynamic Pricing | Dynamic Pricing with enabling tech. | Residential Charitable | Residential LI | MW of Load | 1 | 2025 | 0.018169
ENS | Alternate Scenario | Dynamic Pricing | Dynamic Pricing with enabling tech. | Residential Charitable | Residential Market Rate | MW of Load | 1 | 2025 | 0.10338
ENS | Alternate Scenario | Dynamic Pricing | Dynamic Pricing w/o enabling tech. | Residential Charitable | Residential LI | MW of Load | 1 | 2025 | 0.8657
ENS | Alternate Scenario | Dynamic Pricing | Dynamic Pricing w/o enabling tech. | Residential Charitable | Residential Market Rate | MW of Load | 1 | 2025 | 4.9259
ENS | Alternate Scenario | BTM Battery Control | BTM Battery Control-BYOB | Residential Charitable | Residential Market Rate | MW of Load | 0 | 2025 | 0.022359
ENS | Alternate Scenario | EV Charging Control | EV Charging Control | EV Res LDV | EV | MW of Load | 0 | 2025 | 0.010955
ENS | Alternate Scenario | EV Charging Control | EV Charging Control | EV Com LDV | EV | MW of Load | 0 | 2025 | 0.0037039
ENS | Alternate Scenario | Time-of-Use Rates (TOU) | Time-of-Use Rates (TOU) | Residential Charitable | Residential LI | MW of Load | 0 | 2025 | 0.27889
ENS | Alternate Scenario | Time-of-Use Rates (TOU) | Time-of-Use Rates (TOU) | Residential Charitable | Residential Market Rate | MW of Load | 0 | 2025 | 1.5899
ENS | Alternate Scenario | DLC-Thermostat | DLC-Thermostat-BYOT-Central Heat Pump | Residential Charitable | Residential LI | MW of Load | 0 | 2026 | 0.024686
ENS | Alternate Scenario | DLC-Thermostat | DLC-Thermostat-BYOT-Central Heat Pump | Residential Charitable | Residential Market Rate | MW of Load | 0 | 2026 | 0.19569
ENS | Alternate Scenario | DLC-Thermostat | DLC-Thermostat-DI-Baseboard Heating | Residential Charitable | Residential LI | MW of Load | 0 | 2026 | 0.14461
ENS | Alternate Scenario | DLC-Thermostat | DLC-Thermostat-DI-Baseboard Heating | Residential Charitable | Residential Market Rate | MW of Load | 0 | 2026 | 1.5164
ENS | Alternate Scenario | DLC-Thermostat | DLC-Thermostat-BYOT-Baseboard Heating | Residential Charitable | Residential LI | MW of Load | 0 | 2026 | 0.016916
ENS | Alternate Scenario | DLC-Thermostat | DLC-Thermostat-BYOT-Baseboard Heating | Residential Charitable | Residential Market Rate | MW of Load | 0 | 2026 | 0.17738
ENS | Alternate Scenario | DLC-Thermostat | DLC-Thermostat-DI-MSHP | Residential Charitable | Residential LI | MW of Load | 0 | 2026 | 0.072191
ENS | Alternate Scenario | DLC-Thermostat | DLC-Thermostat-DI-MSHP | Residential Charitable | Residential Market Rate | MW of Load | 0 | 2026 | 0.89019
ENS | Alternate Scenario | DLC-Thermostat | DLC-Thermostat-BYOT-MSHP | Residential Charitable | Residential LI | MW of Load | 0 | 2026 | 0.0065066
ENS | Alternate Scenario | DLC-Thermostat | DLC-Thermostat-BYOT-MSHP | Residential Charitable | Residential Market Rate | MW of Load | 0 | 2026 | 0.080233
ENS | Alternate Scenario | DLC-Water Heating | DLC-Switch-Water Heating | Residential Charitable | Residential LI | MW of Load | 0 | 2026 | 0.072269
ENS | Alternate Scenario | DLC-Water Heating | DLC-Switch-Water Heating | Residential Charitable | Residential Market Rate | MW of Load | 0 | 2026 | 0.83594
ENS | Alternate Scenario | C&I Curtailment | C&I Curtailment-Turnkey-Manual HVAC Control | General | Miscellaneous | MW of Load | 1 | 2026 | 0.57624
ENS | Alternate Scenario | C&I Curtailment | C&I Curtailment-Turnkey-Manual HVAC Control | General | Offices | MW of Load | 1 | 2026 | 0.038117
ENS | Alternate Scenario | C&I Curtailment | C&I Curtailment-Turnkey-Manual HVAC Control | General | Retail Trade | MW of Load | 1 | 2026 | 0.13529
ENS | Alternate Scenario | C&I Curtailment | C&I Curtailment-Turnkey-Manual HVAC Control | General | Services | MW of Load | 1 | 2026 | 0.087461
ENS | Alternate Scenario | C&I Curtailment | C&I Curtailment-Turnkey-Auto-DR HVAC Control | General | Miscellaneous | MW of Load | 1 | 2026 | 0.018212
ENS | Alternate Scenario | C&I Curtailment | C&I Curtailment-Turnkey-Auto-DR HVAC Control | General | Offices | MW of Load | 1 | 2026 | 0.0012047
ENS | Alternate Scenario | C&I Curtailment | C&I Curtailment-Turnkey-Auto-DR HVAC Control | General | Retail Trade | MW of Load | 1 | 2026 | 0.0042758
ENS | Alternate Scenario | C&I Curtailment | C&I Curtailment-Turnkey-Auto-DR HVAC Control | General | Services | MW of Load | 1 | 2026 | 0.0027642
ENS | Alternate Scenario | C&I Curtailment | C&I Curtailment-Turnkey-Standard Lighting Control | General | Miscellaneous | MW of Load | 1 | 2026 | 0.24204
ENS | Alternate Scenario | C&I Curtailment | C&I Curtailment-Turnkey-Standard Lighting Control | General | Offices | MW of Load | 1 | 2026 | 0.0050731
ENS | Alternate Scenario | C&I Curtailment | C&I Curtailment-Turnkey-Standard Lighting Control | General | Retail Trade | MW of Load | 1 | 2026 | 0.055726
ENS | Alternate Scenario | C&I Curtailment | C&I Curtailment-Turnkey-Standard Lighting Control | General | Services | MW of Load | 1 | 2026 | 0.036053
ENS | Alternate Scenario | C&I Curtailment | C&I Curtailment-Turnkey-Water Heating Control | General | Miscellaneous | MW of Load | 1 | 2026 | 0.014389
ENS | Alternate Scenario | C&I Curtailment | C&I Curtailment-Turnkey-Water Heating Control | General | Offices | MW of Load | 1 | 2026 | 0.00038694
ENS | Alternate Scenario | C&I Curtailment | C&I Curtailment-Turnkey-Water Heating Control | General | Retail Trade | MW of Load | 1 | 2026 | 0.0076371
ENS | Alternate Scenario | C&I Curtailment | C&I Curtailment-Turnkey-Water Heating Control | General | Services | MW of Load | 1 | 2026 | 0.0049338
ENS | Alternate Scenario | C&I Curtailment | C&I Curtailment-Turnkey-Other | General | Miscellaneous | MW of Load | 1 | 2026 | 0.25813
ENS | Alternate Scenario | C&I Curtailment | C&I Curtailment-Turnkey-Other | General | Offices | MW of Load | 1 | 2026 | 0.0070988
ENS | Alternate Scenario | C&I Curtailment | C&I Curtailment-Turnkey-Other | General | Retail Trade | MW of Load | 1 | 2026 | 0.081486
ENS | Alternate Scenario | C&I Curtailment | C&I Curtailment-Turnkey-Other | General | Services | MW of Load | 1 | 2026 | 0.052671
ENS | Alternate Scenario | C&I Curtailment | C&I Curtailment-Turnkey-Manual HVAC Control | Large General | Miscellaneous | MW of Load | 1 | 2026 | 0.39497
ENS | Alternate Scenario | C&I Curtailment | C&I Curtailment-Turnkey-Manual HVAC Control | Large General | Retail Trade | MW of Load | 1 | 2026 | 0.016966
ENS | Alternate Scenario | C&I Curtailment | C&I Curtailment-Turnkey-Manual HVAC Control | Large General | Services | MW of Load | 1 | 2026 | 0.027169
ENS | Alternate Scenario | C&I Curtailment | C&I Curtailment-Turnkey-Auto-DR HVAC Control | Large General | Miscellaneous | MW of Load | 1 | 2026 | 0.012483
ENS | Alternate Scenario | C&I Curtailment | C&I Curtailment-Turnkey-Auto-DR HVAC Control | Large General | Retail Trade | MW of Load | 1 | 2026 | 0.0005362
ENS | Alternate Scenario | C&I Curtailment | C&I Curtailment-Turnkey-Auto-DR HVAC Control | Large General | Services | MW of Load | 1 | 2026 | 0.00085867
ENS | Alternate Scenario | C&I Curtailment | C&I Curtailment-Turnkey-Standard Lighting Control | Large General | Miscellaneous | MW of Load | 1 | 2026 | 0.17229
ENS | Alternate Scenario | C&I Curtailment | C&I Curtailment-Turnkey-Standard Lighting Control | Large General | Retail Trade | MW of Load | 1 | 2026 | 0.0069606
ENS | Alternate Scenario | C&I Curtailment | C&I Curtailment-Turnkey-Standard Lighting Control | Large General | Services | MW of Load | 1 | 2026 | 0.011147
ENS | Alternate Scenario | C&I Curtailment | C&I Curtailment-Turnkey-Water Heating Control | Large General | Miscellaneous | MW of Load | 1 | 2026 | 0.0079558
ENS | Alternate Scenario | C&I Curtailment | C&I Curtailment-Turnkey-Water Heating Control | Large General | Retail Trade | MW of Load | 1 | 2026 | 0.00096095
ENS | Alternate Scenario | C&I Curtailment | C&I Curtailment-Turnkey-Water Heating Control | Large General | Services | MW of Load | 1 | 2026 | 0.0015388
ENS | Alternate Scenario | C&I Curtailment | C&I Curtailment-Turnkey-Other | Large General | Miscellaneous | MW of Load | 1 | 2026 | 0.17196
ENS | Alternate Scenario | C&I Curtailment | C&I Curtailment-Turnkey-Other | Large General | Retail Trade | MW of Load | 1 | 2026 | 0.010225
ENS | Alternate Scenario | C&I Curtailment | C&I Curtailment-Turnkey-Other | Large General | Services | MW of Load | 1 | 2026 | 0.016375
ENS | Alternate Scenario | C&I Curtailment | C&I Curtailment-Turnkey-Manual HVAC Control | Small Industrial | Miscellaneous | MW of Load | 1 | 2026 | 0.08374
ENS | Alternate Scenario | C&I Curtailment | C&I Curtailment-Turnkey-Manual HVAC Control | Small Industrial | Offices | MW of Load | 1 | 2026 | 0.0010488
ENS | Alternate Scenario | C&I Curtailment | C&I Curtailment-Turnkey-Manual HVAC Control | Small Industrial | Retail Trade | MW of Load | 1 | 2026 | 0.0036155
ENS | Alternate Scenario | C&I Curtailment | C&I Curtailment-Turnkey-Manual HVAC Control | Small Industrial | Services | MW of Load | 1 | 2026 | 0.0011422
ENS | Alternate Scenario | C&I Curtailment | C&I Curtailment-Turnkey-Auto-DR HVAC Control | Small Industrial | Miscellaneous | MW of Load | 1 | 2026 | 0.0026466
ENS | Alternate Scenario | C&I Curtailment | C&I Curtailment-Turnkey-Auto-DR HVAC Control | Small Industrial | Offices | MW of Load | 1 | 2026 | 3.3148e-05
ENS | Alternate Scenario | C&I Curtailment | C&I Curtailment-Turnkey-Auto-DR HVAC Control | Small Industrial | Retail Trade | MW of Load | 1 | 2026 | 0.00011427
ENS | Alternate Scenario | C&I Curtailment | C&I Curtailment-Turnkey-Auto-DR HVAC Control | Small Industrial | Services | MW of Load | 1 | 2026 | 3.61e-05
ENS | Alternate Scenario | C&I Curtailment | C&I Curtailment-Turnkey-Standard Lighting Control | Small Industrial | Miscellaneous | MW of Load | 1 | 2026 | 0.026652
ENS | Alternate Scenario | C&I Curtailment | C&I Curtailment-Turnkey-Standard Lighting Control | Small Industrial | Offices | MW of Load | 1 | 2026 | 0.0001469
ENS | Alternate Scenario | C&I Curtailment | C&I Curtailment-Turnkey-Standard Lighting Control | Small Industrial | Retail Trade | MW of Load | 1 | 2026 | 0.0015655
ENS | Alternate Scenario | C&I Curtailment | C&I Curtailment-Turnkey-Standard Lighting Control | Small Industrial | Services | MW of Load | 1 | 2026 | 0.00049458
ENS | Alternate Scenario | C&I Curtailment | C&I Curtailment-Turnkey-Water Heating Control | Small Industrial | Miscellaneous | MW of Load | 1 | 2026 | 0.0019994
ENS | Alternate Scenario | C&I Curtailment | C&I Curtailment-Turnkey-Water Heating Control | Small Industrial | Offices | MW of Load | 1 | 2026 | 1.0407e-05
ENS | Alternate Scenario | C&I Curtailment | C&I Curtailment-Turnkey-Water Heating Control | Small Industrial | Retail Trade | MW of Load | 1 | 2026 | 0.00019517
ENS | Alternate Scenario | C&I Curtailment | C&I Curtailment-Turnkey-Water Heating Control | Small Industrial | Services | MW of Load | 1 | 2026 | 6.1659e-05
ENS | Alternate Scenario | C&I Curtailment | C&I Curtailment-Turnkey-Other | Small Industrial | Miscellaneous | MW of Load | 1 | 2026 | 0.031177
ENS | Alternate Scenario | C&I Curtailment | C&I Curtailment-Turnkey-Other | Small Industrial | Offices | MW of Load | 1 | 2026 | 0.00019627
ENS | Alternate Scenario | C&I Curtailment | C&I Curtailment-Turnkey-Other | Small Industrial | Retail Trade | MW of Load | 1 | 2026 | 0.0021586
ENS | Alternate Scenario | C&I Curtailment | C&I Curtailment-Turnkey-Other | Small Industrial | Services | MW of Load | 1 | 2026 | 0.00068197
ENS | Alternate Scenario | C&I Curtailment | C&I Curtailment-Turnkey-Industrial | Small Industrial | Manufacturing | MW of Load | 1 | 2026 | 0.0075882
ENS | Alternate Scenario | C&I Curtailment | C&I Curtailment-Turnkey-Manual HVAC Control | Medium Industrial | Miscellaneous | MW of Load | 1 | 2026 | 1.3252
ENS | Alternate Scenario | C&I Curtailment | C&I Curtailment-Turnkey-Manual HVAC Control | Medium Industrial | Offices | MW of Load | 1 | 2026 | 0.020894
ENS | Alternate Scenario | C&I Curtailment | C&I Curtailment-Turnkey-Manual HVAC Control | Medium Industrial | Retail Trade | MW of Load | 1 | 2026 | 0.29933
ENS | Alternate Scenario | C&I Curtailment | C&I Curtailment-Turnkey-Manual HVAC Control | Medium Industrial | Services | MW of Load | 1 | 2026 | 0.013783
ENS | Alternate Scenario | C&I Curtailment | C&I Curtailment-Turnkey-Auto-DR HVAC Control | Medium Industrial | Miscellaneous | MW of Load | 1 | 2026 | 0.041883
ENS | Alternate Scenario | C&I Curtailment | C&I Curtailment-Turnkey-Auto-DR HVAC Control | Medium Industrial | Offices | MW of Load | 1 | 2026 | 0.00066033
ENS | Alternate Scenario | C&I Curtailment | C&I Curtailment-Turnkey-Auto-DR HVAC Control | Medium Industrial | Retail Trade | MW of Load | 1 | 2026 | 0.0094603
ENS | Alternate Scenario | C&I Curtailment | C&I Curtailment-Turnkey-Auto-DR HVAC Control | Medium Industrial | Services | MW of Load | 1 | 2026 | 0.00043562
ENS | Alternate Scenario | C&I Curtailment | C&I Curtailment-Turnkey-Standard Lighting Control | Medium Industrial | Miscellaneous | MW of Load | 1 | 2026 | 0.42177
ENS | Alternate Scenario | C&I Curtailment | C&I Curtailment-Turnkey-Standard Lighting Control | Medium Industrial | Offices | MW of Load | 1 | 2026 | 0.0029263
ENS | Alternate Scenario | C&I Curtailment | C&I Curtailment-Turnkey-Standard Lighting Control | Medium Industrial | Retail Trade | MW of Load | 1 | 2026 | 0.12961
ENS | Alternate Scenario | C&I Curtailment | C&I Curtailment-Turnkey-Standard Lighting Control | Medium Industrial | Services | MW of Load | 1 | 2026 | 0.0059681
ENS | Alternate Scenario | C&I Curtailment | C&I Curtailment-Turnkey-Water Heating Control | Medium Industrial | Miscellaneous | MW of Load | 1 | 2026 | 0.031641
ENS | Alternate Scenario | C&I Curtailment | C&I Curtailment-Turnkey-Water Heating Control | Medium Industrial | Offices | MW of Load | 1 | 2026 | 0.00020732
ENS | Alternate Scenario | C&I Curtailment | C&I Curtailment-Turnkey-Water Heating Control | Medium Industrial | Retail Trade | MW of Load | 1 | 2026 | 0.016158
ENS | Alternate Scenario | C&I Curtailment | C&I Curtailment-Turnkey-Water Heating Control | Medium Industrial | Services | MW of Load | 1 | 2026 | 0.00074404
ENS | Alternate Scenario | C&I Curtailment | C&I Curtailment-Turnkey-Other | Medium Industrial | Miscellaneous | MW of Load | 1 | 2026 | 0.49338
ENS | Alternate Scenario | C&I Curtailment | C&I Curtailment-Turnkey-Other | Medium Industrial | Offices | MW of Load | 1 | 2026 | 0.0039097
ENS | Alternate Scenario | C&I Curtailment | C&I Curtailment-Turnkey-Other | Medium Industrial | Retail Trade | MW of Load | 1 | 2026 | 0.17871
ENS | Alternate Scenario | C&I Curtailment | C&I Curtailment-Turnkey-Other | Medium Industrial | Services | MW of Load | 1 | 2026 | 0.0082292
ENS | Alternate Scenario | C&I Curtailment | C&I Curtailment-Turnkey-Manual HVAC Control | Large Industrial | Miscellaneous | MW of Load | 1 | 2026 | 0.027912
ENS | Alternate Scenario | C&I Curtailment | C&I Curtailment-Turnkey-Auto-DR HVAC Control | Large Industrial | Miscellaneous | MW of Load | 1 | 2026 | 0.00088214
ENS | Alternate Scenario | C&I Curtailment | C&I Curtailment-Turnkey-Standard Lighting Control | Large Industrial | Miscellaneous | MW of Load | 1 | 2026 | 0.012176
ENS | Alternate Scenario | C&I Curtailment | C&I Curtailment-Turnkey-Water Heating Control | Large Industrial | Miscellaneous | MW of Load | 1 | 2026 | 0.00056222
ENS | Alternate Scenario | C&I Curtailment | C&I Curtailment-Turnkey-Other | Large Industrial | Miscellaneous | MW of Load | 1 | 2026 | 0.012152
ENS | Alternate Scenario | C&I Curtailment | C&I Curtailment-Turnkey-Industrial | Large Industrial | Manufacturing | MW of Load | 1 | 2026 | 0.0024256
ENS | Alternate Scenario | C&I Loadshift to BUGs | C&I Loadshift to BUGs | Large General | Miscellaneous | MW of Load | 1 | 2026 | 2.6584
ENS | Alternate Scenario | C&I Loadshift to BUGs | C&I Loadshift to BUGs | Small Industrial | Miscellaneous | MW of Load | 1 | 2026 | 0.90058
ENS | Alternate Scenario | C&I Loadshift to BUGs | C&I Loadshift to BUGs | Medium Industrial | Manufacturing | MW of Load | 1 | 2026 | 0.52791
ENS | Alternate Scenario | C&I Loadshift to BUGs | C&I Loadshift to BUGs | Medium Industrial | Miscellaneous | MW of Load | 1 | 2026 | 2.2911
ENS | Alternate Scenario | Dynamic Pricing | Dynamic Pricing with enabling tech. | Small General | Manufacturing | MW of Load | 1 | 2026 | 0.00266
ENS | Alternate Scenario | Dynamic Pricing | Dynamic Pricing with enabling tech. | Residential Charitable | Residential LI | MW of Load | 1 | 2026 | 0.076571
ENS | Alternate Scenario | Dynamic Pricing | Dynamic Pricing with enabling tech. | Residential Charitable | Residential Market Rate | MW of Load | 1 | 2026 | 0.43368
ENS | Alternate Scenario | Dynamic Pricing | Dynamic Pricing w/o enabling tech. | Residential Charitable | Residential LI | MW of Load | 1 | 2026 | 1.3005
ENS | Alternate Scenario | Dynamic Pricing | Dynamic Pricing w/o enabling tech. | Residential Charitable | Residential Market Rate | MW of Load | 1 | 2026 | 7.3657
ENS | Alternate Scenario | BTM Battery Control | BTM Battery Control-BYOB | Residential Charitable | Residential Market Rate | MW of Load | 0 | 2026 | 0.12383
ENS | Alternate Scenario | EV Charging Control | EV Charging Control | EV Res LDV | EV | MW of Load | 0 | 2026 | 0.019382
ENS | Alternate Scenario | EV Charging Control | EV Charging Control | EV Com LDV | EV | MW of Load | 0 | 2026 | 0.0067856
ENS | Alternate Scenario | Behavioral DR | Behavioral DR | Residential Charitable | Residential LI | MW of Load | 1 | 2026 | 0.04178
ENS | Alternate Scenario | Behavioral DR | Behavioral DR | Residential Charitable | Residential Market Rate | MW of Load | 1 | 2026 | 0.23785
ENS | Alternate Scenario | Time-of-Use Rates (TOU) | Time-of-Use Rates (TOU) | Residential Charitable | Residential LI | MW of Load | 0 | 2026 | 0.36452
ENS | Alternate Scenario | Time-of-Use Rates (TOU) | Time-of-Use Rates (TOU) | Residential Charitable | Residential Market Rate | MW of Load | 0 | 2026 | 2.0751
ENS | Alternate Scenario | C&I Curtailment | C&I Curtailment-Turnkey-Manual HVAC Control | General | Miscellaneous | MW of Load | 1 | 2027 | 1.0376
ENS | Alternate Scenario | C&I Curtailment | C&I Curtailment-Turnkey-Manual HVAC Control | General | Offices | MW of Load | 1 | 2027 | 0.069206
ENS | Alternate Scenario | C&I Curtailment | C&I Curtailment-Turnkey-Manual HVAC Control | General | Retail Trade | MW of Load | 1 | 2027 | 0.24257
ENS | Alternate Scenario | C&I Curtailment | C&I Curtailment-Turnkey-Manual HVAC Control | General | Services | MW of Load | 1 | 2027 | 0.15682
ENS | Alternate Scenario | C&I Curtailment | C&I Curtailment-Turnkey-Auto-DR HVAC Control | General | Miscellaneous | MW of Load | 1 | 2027 | 0.041186
ENS | Alternate Scenario | C&I Curtailment | C&I Curtailment-Turnkey-Auto-DR HVAC Control | General | Offices | MW of Load | 1 | 2027 | 0.0027471
ENS | Alternate Scenario | C&I Curtailment | C&I Curtailment-Turnkey-Auto-DR HVAC Control | General | Retail Trade | MW of Load | 1 | 2027 | 0.0096287
ENS | Alternate Scenario | C&I Curtailment | C&I Curtailment-Turnkey-Auto-DR HVAC Control | General | Services | MW of Load | 1 | 2027 | 0.0062248
ENS | Alternate Scenario | C&I Curtailment | C&I Curtailment-Turnkey-Standard Lighting Control | General | Miscellaneous | MW of Load | 1 | 2027 | 0.43271
ENS | Alternate Scenario | C&I Curtailment | C&I Curtailment-Turnkey-Standard Lighting Control | General | Offices | MW of Load | 1 | 2027 | 0.0089282
ENS | Alternate Scenario | C&I Curtailment | C&I Curtailment-Turnkey-Standard Lighting Control | General | Retail Trade | MW of Load | 1 | 2027 | 0.098614
ENS | Alternate Scenario | C&I Curtailment | C&I Curtailment-Turnkey-Standard Lighting Control | General | Services | MW of Load | 1 | 2027 | 0.06381
ENS | Alternate Scenario | C&I Curtailment | C&I Curtailment-Turnkey-Water Heating Control | General | Miscellaneous | MW of Load | 1 | 2027 | 0.026519
ENS | Alternate Scenario | C&I Curtailment | C&I Curtailment-Turnkey-Water Heating Control | General | Offices | MW of Load | 1 | 2027 | 0.00071078
ENS | Alternate Scenario | C&I Curtailment | C&I Curtailment-Turnkey-Water Heating Control | General | Retail Trade | MW of Load | 1 | 2027 | 0.014125
ENS | Alternate Scenario | C&I Curtailment | C&I Curtailment-Turnkey-Water Heating Control | General | Services | MW of Load | 1 | 2027 | 0.009124
ENS | Alternate Scenario | C&I Curtailment | C&I Curtailment-Turnkey-Other | General | Miscellaneous | MW of Load | 1 | 2027 | 0.47301
ENS | Alternate Scenario | C&I Curtailment | C&I Curtailment-Turnkey-Other | General | Offices | MW of Load | 1 | 2027 | 0.012976
ENS | Alternate Scenario | C&I Curtailment | C&I Curtailment-Turnkey-Other | General | Retail Trade | MW of Load | 1 | 2027 | 0.14945
ENS | Alternate Scenario | C&I Curtailment | C&I Curtailment-Turnkey-Other | General | Services | MW of Load | 1 | 2027 | 0.096598
ENS | Alternate Scenario | C&I Curtailment | C&I Curtailment-Turnkey-Manual HVAC Control | Large General | Miscellaneous | MW of Load | 1 | 2027 | 0.71167
ENS | Alternate Scenario | C&I Curtailment | C&I Curtailment-Turnkey-Manual HVAC Control | Large General | Retail Trade | MW of Load | 1 | 2027 | 0.030385
ENS | Alternate Scenario | C&I Curtailment | C&I Curtailment-Turnkey-Manual HVAC Control | Large General | Services | MW of Load | 1 | 2027 | 0.048658
ENS | Alternate Scenario | C&I Curtailment | C&I Curtailment-Turnkey-Auto-DR HVAC Control | Large General | Miscellaneous | MW of Load | 1 | 2027 | 0.028249
ENS | Alternate Scenario | C&I Curtailment | C&I Curtailment-Turnkey-Auto-DR HVAC Control | Large General | Retail Trade | MW of Load | 1 | 2027 | 0.0012061
ENS | Alternate Scenario | C&I Curtailment | C&I Curtailment-Turnkey-Auto-DR HVAC Control | Large General | Services | MW of Load | 1 | 2027 | 0.0019314
ENS | Alternate Scenario | C&I Curtailment | C&I Curtailment-Turnkey-Standard Lighting Control | Large General | Miscellaneous | MW of Load | 1 | 2027 | 0.30817
ENS | Alternate Scenario | C&I Curtailment | C&I Curtailment-Turnkey-Standard Lighting Control | Large General | Retail Trade | MW of Load | 1 | 2027 | 0.012296
ENS | Alternate Scenario | C&I Curtailment | C&I Curtailment-Turnkey-Standard Lighting Control | Large General | Services | MW of Load | 1 | 2027 | 0.019691
ENS | Alternate Scenario | C&I Curtailment | C&I Curtailment-Turnkey-Water Heating Control | Large General | Miscellaneous | MW of Load | 1 | 2027 | 0.01458
ENS | Alternate Scenario | C&I Curtailment | C&I Curtailment-Turnkey-Water Heating Control | Large General | Retail Trade | MW of Load | 1 | 2027 | 0.0017764
ENS | Alternate Scenario | C&I Curtailment | C&I Curtailment-Turnkey-Water Heating Control | Large General | Services | MW of Load | 1 | 2027 | 0.0028448
ENS | Alternate Scenario | C&I Curtailment | C&I Curtailment-Turnkey-Other | Large General | Miscellaneous | MW of Load | 1 | 2027 | 0.31459
ENS | Alternate Scenario | C&I Curtailment | C&I Curtailment-Turnkey-Other | Large General | Retail Trade | MW of Load | 1 | 2027 | 0.018736
ENS | Alternate Scenario | C&I Curtailment | C&I Curtailment-Turnkey-Other | Large General | Services | MW of Load | 1 | 2027 | 0.030004
ENS | Alternate Scenario | C&I Curtailment | C&I Curtailment-Turnkey-Manual HVAC Control | Small Industrial | Miscellaneous | MW of Load | 1 | 2027 | 0.15086
ENS | Alternate Scenario | C&I Curtailment | C&I Curtailment-Turnkey-Manual HVAC Control | Small Industrial | Offices | MW of Load | 1 | 2027 | 0.0018991
ENS | Alternate Scenario | C&I Curtailment | C&I Curtailment-Turnkey-Manual HVAC Control | Small Industrial | Retail Trade | MW of Load | 1 | 2027 | 0.0064801
ENS | Alternate Scenario | C&I Curtailment | C&I Curtailment-Turnkey-Manual HVAC Control | Small Industrial | Services | MW of Load | 1 | 2027 | 0.0020472
ENS | Alternate Scenario | C&I Curtailment | C&I Curtailment-Turnkey-Auto-DR HVAC Control | Small Industrial | Miscellaneous | MW of Load | 1 | 2027 | 0.0059882
ENS | Alternate Scenario | C&I Curtailment | C&I Curtailment-Turnkey-Auto-DR HVAC Control | Small Industrial | Offices | MW of Load | 1 | 2027 | 7.5382e-05
ENS | Alternate Scenario | C&I Curtailment | C&I Curtailment-Turnkey-Auto-DR HVAC Control | Small Industrial | Retail Trade | MW of Load | 1 | 2027 | 0.00025722
ENS | Alternate Scenario | C&I Curtailment | C&I Curtailment-Turnkey-Auto-DR HVAC Control | Small Industrial | Services | MW of Load | 1 | 2027 | 8.1263e-05
ENS | Alternate Scenario | C&I Curtailment | C&I Curtailment-Turnkey-Standard Lighting Control | Small Industrial | Miscellaneous | MW of Load | 1 | 2027 | 0.047437
ENS | Alternate Scenario | C&I Curtailment | C&I Curtailment-Turnkey-Standard Lighting Control | Small Industrial | Offices | MW of Load | 1 | 2027 | 0.00026015
ENS | Alternate Scenario | C&I Curtailment | C&I Curtailment-Turnkey-Standard Lighting Control | Small Industrial | Retail Trade | MW of Load | 1 | 2027 | 0.0027912
ENS | Alternate Scenario | C&I Curtailment | C&I Curtailment-Turnkey-Standard Lighting Control | Small Industrial | Services | MW of Load | 1 | 2027 | 0.00088181
ENS | Alternate Scenario | C&I Curtailment | C&I Curtailment-Turnkey-Water Heating Control | Small Industrial | Miscellaneous | MW of Load | 1 | 2027 | 0.0036707
ENS | Alternate Scenario | C&I Curtailment | C&I Curtailment-Turnkey-Water Heating Control | Small Industrial | Offices | MW of Load | 1 | 2027 | 1.8975e-05
ENS | Alternate Scenario | C&I Curtailment | C&I Curtailment-Turnkey-Water Heating Control | Small Industrial | Retail Trade | MW of Load | 1 | 2027 | 0.0003574
ENS | Alternate Scenario | C&I Curtailment | C&I Curtailment-Turnkey-Water Heating Control | Small Industrial | Services | MW of Load | 1 | 2027 | 0.00011291
ENS | Alternate Scenario | C&I Curtailment | C&I Curtailment-Turnkey-Other | Small Industrial | Miscellaneous | MW of Load | 1 | 2027 | 0.057013
ENS | Alternate Scenario | C&I Curtailment | C&I Curtailment-Turnkey-Other | Small Industrial | Offices | MW of Load | 1 | 2027 | 0.00035812
ENS | Alternate Scenario | C&I Curtailment | C&I Curtailment-Turnkey-Other | Small Industrial | Retail Trade | MW of Load | 1 | 2027 | 0.0039466
ENS | Alternate Scenario | C&I Curtailment | C&I Curtailment-Turnkey-Other | Small Industrial | Services | MW of Load | 1 | 2027 | 0.0012468
ENS | Alternate Scenario | C&I Curtailment | C&I Curtailment-Turnkey-Industrial | Small Industrial | Manufacturing | MW of Load | 1 | 2027 | 0.013795
ENS | Alternate Scenario | C&I Curtailment | C&I Curtailment-Turnkey-Manual HVAC Control | Medium Industrial | Miscellaneous | MW of Load | 1 | 2027 | 2.3885
ENS | Alternate Scenario | C&I Curtailment | C&I Curtailment-Turnkey-Manual HVAC Control | Medium Industrial | Offices | MW of Load | 1 | 2027 | 0.037849
ENS | Alternate Scenario | C&I Curtailment | C&I Curtailment-Turnkey-Manual HVAC Control | Medium Industrial | Retail Trade | MW of Load | 1 | 2027 | 0.53675
ENS | Alternate Scenario | C&I Curtailment | C&I Curtailment-Turnkey-Manual HVAC Control | Medium Industrial | Services | MW of Load | 1 | 2027 | 0.024716
ENS | Alternate Scenario | C&I Curtailment | C&I Curtailment-Turnkey-Auto-DR HVAC Control | Medium Industrial | Miscellaneous | MW of Load | 1 | 2027 | 0.094809
ENS | Alternate Scenario | C&I Curtailment | C&I Curtailment-Turnkey-Auto-DR HVAC Control | Medium Industrial | Offices | MW of Load | 1 | 2027 | 0.0015024
ENS | Alternate Scenario | C&I Curtailment | C&I Curtailment-Turnkey-Auto-DR HVAC Control | Medium Industrial | Retail Trade | MW of Load | 1 | 2027 | 0.021306
ENS | Alternate Scenario | C&I Curtailment | C&I Curtailment-Turnkey-Auto-DR HVAC Control | Medium Industrial | Services | MW of Load | 1 | 2027 | 0.00098106
ENS | Alternate Scenario | C&I Curtailment | C&I Curtailment-Turnkey-Standard Lighting Control | Medium Industrial | Miscellaneous | MW of Load | 1 | 2027 | 0.75106
ENS | Alternate Scenario | C&I Curtailment | C&I Curtailment-Turnkey-Standard Lighting Control | Medium Industrial | Offices | MW of Load | 1 | 2027 | 0.0051848
ENS | Alternate Scenario | C&I Curtailment | C&I Curtailment-Turnkey-Standard Lighting Control | Medium Industrial | Retail Trade | MW of Load | 1 | 2027 | 0.23119
ENS | Alternate Scenario | C&I Curtailment | C&I Curtailment-Turnkey-Standard Lighting Control | Medium Industrial | Services | MW of Load | 1 | 2027 | 0.010646
ENS | Alternate Scenario | C&I Curtailment | C&I Curtailment-Turnkey-Water Heating Control | Medium Industrial | Miscellaneous | MW of Load | 1 | 2027 | 0.058117
ENS | Alternate Scenario | C&I Curtailment | C&I Curtailment-Turnkey-Water Heating Control | Medium Industrial | Offices | MW of Load | 1 | 2027 | 0.00037818
ENS | Alternate Scenario | C&I Curtailment | C&I Curtailment-Turnkey-Water Heating Control | Medium Industrial | Retail Trade | MW of Load | 1 | 2027 | 0.029604
ENS | Alternate Scenario | C&I Curtailment | C&I Curtailment-Turnkey-Water Heating Control | Medium Industrial | Services | MW of Load | 1 | 2027 | 0.0013632
ENS | Alternate Scenario | C&I Curtailment | C&I Curtailment-Turnkey-Other | Medium Industrial | Miscellaneous | MW of Load | 1 | 2027 | 0.90266
ENS | Alternate Scenario | C&I Curtailment | C&I Curtailment-Turnkey-Other | Medium Industrial | Offices | MW of Load | 1 | 2027 | 0.0071373
ENS | Alternate Scenario | C&I Curtailment | C&I Curtailment-Turnkey-Other | Medium Industrial | Retail Trade | MW of Load | 1 | 2027 | 0.3269
ENS | Alternate Scenario | C&I Curtailment | C&I Curtailment-Turnkey-Other | Medium Industrial | Services | MW of Load | 1 | 2027 | 0.015053
ENS | Alternate Scenario | C&I Curtailment | C&I Curtailment-Turnkey-Manual HVAC Control | Large Industrial | Miscellaneous | MW of Load | 1 | 2027 | 0.050265
ENS | Alternate Scenario | C&I Curtailment | C&I Curtailment-Turnkey-Auto-DR HVAC Control | Large Industrial | Miscellaneous | MW of Load | 1 | 2027 | 0.0019952
ENS | Alternate Scenario | C&I Curtailment | C&I Curtailment-Turnkey-Standard Lighting Control | Large Industrial | Miscellaneous | MW of Load | 1 | 2027 | 0.021766
ENS | Alternate Scenario | C&I Curtailment | C&I Curtailment-Turnkey-Water Heating Control | Large Industrial | Miscellaneous | MW of Load | 1 | 2027 | 0.0010298
ENS | Alternate Scenario | C&I Curtailment | C&I Curtailment-Turnkey-Other | Large Industrial | Miscellaneous | MW of Load | 1 | 2027 | 0.022219
ENS | Alternate Scenario | C&I Curtailment | C&I Curtailment-Turnkey-Industrial | Large Industrial | Manufacturing | MW of Load | 1 | 2027 | 0.0044102
ENS | Alternate Scenario | C&I Loadshift to BUGs | C&I Loadshift to BUGs | Large General | Miscellaneous | MW of Load | 1 | 2027 | 2.7584
ENS | Alternate Scenario | C&I Loadshift to BUGs | C&I Loadshift to BUGs | Small Industrial | Miscellaneous | MW of Load | 1 | 2027 | 0.93892
ENS | Alternate Scenario | C&I Loadshift to BUGs | C&I Loadshift to BUGs | Medium Industrial | Manufacturing | MW of Load | 1 | 2027 | 0.5482
ENS | Alternate Scenario | C&I Loadshift to BUGs | C&I Loadshift to BUGs | Medium Industrial | Miscellaneous | MW of Load | 1 | 2027 | 2.3792
ENS | Alternate Scenario | Dynamic Pricing | Dynamic Pricing with enabling tech. | Small General | Manufacturing | MW of Load | 1 | 2027 | 0.0045932
ENS | Alternate Scenario | Dynamic Pricing | Dynamic Pricing with enabling tech. | Residential Charitable | Residential LI | MW of Load | 1 | 2027 | 0.23491
ENS | Alternate Scenario | Dynamic Pricing | Dynamic Pricing with enabling tech. | Residential Charitable | Residential Market Rate | MW of Load | 1 | 2027 | 1.3417
ENS | Alternate Scenario | Dynamic Pricing | Dynamic Pricing w/o enabling tech. | Residential Charitable | Residential LI | MW of Load | 1 | 2027 | 1.5026
ENS | Alternate Scenario | Dynamic Pricing | Dynamic Pricing w/o enabling tech. | Residential Charitable | Residential Market Rate | MW of Load | 1 | 2027 | 8.582
ENS | Alternate Scenario | Behavioral DR | Behavioral DR | Residential Charitable | Residential LI | MW of Load | 1 | 2027 | 0.096111
ENS | Alternate Scenario | Behavioral DR | Behavioral DR | Residential Charitable | Residential Market Rate | MW of Load | 1 | 2027 | 0.54893
ENS | Alternate Scenario | Time-of-Use Rates (TOU) | Time-of-Use Rates (TOU) | Residential Charitable | Residential LI | MW of Load | 0 | 2027 | 0.40929
ENS | Alternate Scenario | Time-of-Use Rates (TOU) | Time-of-Use Rates (TOU) | Residential Charitable | Residential Market Rate | MW of Load | 0 | 2027 | 2.3376
ENS | Alternate Scenario | C&I Curtailment | C&I Curtailment-Turnkey-Manual HVAC Control | General | Miscellaneous | MW of Load | 1 | 2028 | 1.2373
ENS | Alternate Scenario | C&I Curtailment | C&I Curtailment-Turnkey-Manual HVAC Control | General | Offices | MW of Load | 1 | 2028 | 0.083391
ENS | Alternate Scenario | C&I Curtailment | C&I Curtailment-Turnkey-Manual HVAC Control | General | Retail Trade | MW of Load | 1 | 2028 | 0.28761
ENS | Alternate Scenario | C&I Curtailment | C&I Curtailment-Turnkey-Manual HVAC Control | General | Services | MW of Load | 1 | 2028 | 0.18594
ENS | Alternate Scenario | C&I Curtailment | C&I Curtailment-Turnkey-Auto-DR HVAC Control | General | Miscellaneous | MW of Load | 1 | 2028 | 0.061759
ENS | Alternate Scenario | C&I Curtailment | C&I Curtailment-Turnkey-Auto-DR HVAC Control | General | Offices | MW of Load | 1 | 2028 | 0.0041624
ENS | Alternate Scenario | C&I Curtailment | C&I Curtailment-Turnkey-Auto-DR HVAC Control | General | Retail Trade | MW of Load | 1 | 2028 | 0.014356
ENS | Alternate Scenario | C&I Curtailment | C&I Curtailment-Turnkey-Auto-DR HVAC Control | General | Services | MW of Load | 1 | 2028 | 0.009281
ENS | Alternate Scenario | C&I Curtailment | C&I Curtailment-Turnkey-Standard Lighting Control | General | Miscellaneous | MW of Load | 1 | 2028 | 0.5132
ENS | Alternate Scenario | C&I Curtailment | C&I Curtailment-Turnkey-Standard Lighting Control | General | Offices | MW of Load | 1 | 2028 | 0.010393
ENS | Alternate Scenario | C&I Curtailment | C&I Curtailment-Turnkey-Standard Lighting Control | General | Retail Trade | MW of Load | 1 | 2028 | 0.11552
ENS | Alternate Scenario | C&I Curtailment | C&I Curtailment-Turnkey-Standard Lighting Control | General | Services | MW of Load | 1 | 2028 | 0.074766
ENS | Alternate Scenario | C&I Curtailment | C&I Curtailment-Turnkey-Water Heating Control | General | Miscellaneous | MW of Load | 1 | 2028 | 0.032536
ENS | Alternate Scenario | C&I Curtailment | C&I Curtailment-Turnkey-Water Heating Control | General | Offices | MW of Load | 1 | 2028 | 0.00086896
ENS | Alternate Scenario | C&I Curtailment | C&I Curtailment-Turnkey-Water Heating Control | General | Retail Trade | MW of Load | 1 | 2028 | 0.01741
ENS | Alternate Scenario | C&I Curtailment | C&I Curtailment-Turnkey-Water Heating Control | General | Services | MW of Load | 1 | 2028 | 0.011245
ENS | Alternate Scenario | C&I Curtailment | C&I Curtailment-Turnkey-Other | General | Miscellaneous | MW of Load | 1 | 2028 | 0.57644
ENS | Alternate Scenario | C&I Curtailment | C&I Curtailment-Turnkey-Other | General | Offices | MW of Load | 1 | 2028 | 0.015766
ENS | Alternate Scenario | C&I Curtailment | C&I Curtailment-Turnkey-Other | General | Retail Trade | MW of Load | 1 | 2028 | 0.18234
ENS | Alternate Scenario | C&I Curtailment | C&I Curtailment-Turnkey-Other | General | Services | MW of Load | 1 | 2028 | 0.11786
ENS | Alternate Scenario | C&I Curtailment | C&I Curtailment-Turnkey-Manual HVAC Control | Large General | Miscellaneous | MW of Load | 1 | 2028 | 0.84914
ENS | Alternate Scenario | C&I Curtailment | C&I Curtailment-Turnkey-Manual HVAC Control | Large General | Retail Trade | MW of Load | 1 | 2028 | 0.035977
ENS | Alternate Scenario | C&I Curtailment | C&I Curtailment-Turnkey-Manual HVAC Control | Large General | Services | MW of Load | 1 | 2028 | 0.057613
ENS | Alternate Scenario | C&I Curtailment | C&I Curtailment-Turnkey-Auto-DR HVAC Control | Large General | Miscellaneous | MW of Load | 1 | 2028 | 0.042385
ENS | Alternate Scenario | C&I Curtailment | C&I Curtailment-Turnkey-Auto-DR HVAC Control | Large General | Retail Trade | MW of Load | 1 | 2028 | 0.0017958
ENS | Alternate Scenario | C&I Curtailment | C&I Curtailment-Turnkey-Auto-DR HVAC Control | Large General | Services | MW of Load | 1 | 2028 | 0.0028757
ENS | Alternate Scenario | C&I Curtailment | C&I Curtailment-Turnkey-Standard Lighting Control | Large General | Miscellaneous | MW of Load | 1 | 2028 | 0.36572
ENS | Alternate Scenario | C&I Curtailment | C&I Curtailment-Turnkey-Standard Lighting Control | Large General | Retail Trade | MW of Load | 1 | 2028 | 0.014375
ENS | Alternate Scenario | C&I Curtailment | C&I Curtailment-Turnkey-Standard Lighting Control | Large General | Services | MW of Load | 1 | 2028 | 0.023019
ENS | Alternate Scenario | C&I Curtailment | C&I Curtailment-Turnkey-Water Heating Control | Large General | Miscellaneous | MW of Load | 1 | 2028 | 0.017786
ENS | Alternate Scenario | C&I Curtailment | C&I Curtailment-Turnkey-Water Heating Control | Large General | Retail Trade | MW of Load | 1 | 2028 | 0.0021886
ENS | Alternate Scenario | C&I Curtailment | C&I Curtailment-Turnkey-Water Heating Control | Large General | Services | MW of Load | 1 | 2028 | 0.0035049
ENS | Alternate Scenario | C&I Curtailment | C&I Curtailment-Turnkey-Other | Large General | Miscellaneous | MW of Load | 1 | 2028 | 0.3827
ENS | Alternate Scenario | C&I Curtailment | C&I Curtailment-Turnkey-Other | Large General | Retail Trade | MW of Load | 1 | 2028 | 0.022837
ENS | Alternate Scenario | C&I Curtailment | C&I Curtailment-Turnkey-Other | Large General | Services | MW of Load | 1 | 2028 | 0.03657
ENS | Alternate Scenario | C&I Curtailment | C&I Curtailment-Turnkey-Manual HVAC Control | Small Industrial | Miscellaneous | MW of Load | 1 | 2028 | 0.17999
ENS | Alternate Scenario | C&I Curtailment | C&I Curtailment-Turnkey-Manual HVAC Control | Small Industrial | Offices | MW of Load | 1 | 2028 | 0.0022798
ENS | Alternate Scenario | C&I Curtailment | C&I Curtailment-Turnkey-Manual HVAC Control | Small Industrial | Retail Trade | MW of Load | 1 | 2028 | 0.0076845
ENS | Alternate Scenario | C&I Curtailment | C&I Curtailment-Turnkey-Manual HVAC Control | Small Industrial | Services | MW of Load | 1 | 2028 | 0.0024277
ENS | Alternate Scenario | C&I Curtailment | C&I Curtailment-Turnkey-Auto-DR HVAC Control | Small Industrial | Miscellaneous | MW of Load | 1 | 2028 | 0.008984
ENS | Alternate Scenario | C&I Curtailment | C&I Curtailment-Turnkey-Auto-DR HVAC Control | Small Industrial | Offices | MW of Load | 1 | 2028 | 0.0001138
ENS | Alternate Scenario | C&I Curtailment | C&I Curtailment-Turnkey-Auto-DR HVAC Control | Small Industrial | Retail Trade | MW of Load | 1 | 2028 | 0.00038357
ENS | Alternate Scenario | C&I Curtailment | C&I Curtailment-Turnkey-Auto-DR HVAC Control | Small Industrial | Services | MW of Load | 1 | 2028 | 0.00012118
ENS | Alternate Scenario | C&I Curtailment | C&I Curtailment-Turnkey-Standard Lighting Control | Small Industrial | Miscellaneous | MW of Load | 1 | 2028 | 0.056
ENS | Alternate Scenario | C&I Curtailment | C&I Curtailment-Turnkey-Standard Lighting Control | Small Industrial | Offices | MW of Load | 1 | 2028 | 0.00030539
ENS | Alternate Scenario | C&I Curtailment | C&I Curtailment-Turnkey-Standard Lighting Control | Small Industrial | Retail Trade | MW of Load | 1 | 2028 | 0.0033014
ENS | Alternate Scenario | C&I Curtailment | C&I Curtailment-Turnkey-Standard Lighting Control | Small Industrial | Services | MW of Load | 1 | 2028 | 0.001043
ENS | Alternate Scenario | C&I Curtailment | C&I Curtailment-Turnkey-Water Heating Control | Small Industrial | Miscellaneous | MW of Load | 1 | 2028 | 0.00448
ENS | Alternate Scenario | C&I Curtailment | C&I Curtailment-Turnkey-Water Heating Control | Small Industrial | Offices | MW of Load | 1 | 2028 | 2.2982e-05
ENS | Alternate Scenario | C&I Curtailment | C&I Curtailment-Turnkey-Water Heating Control | Small Industrial | Retail Trade | MW of Load | 1 | 2028 | 0.00043495
ENS | Alternate Scenario | C&I Curtailment | C&I Curtailment-Turnkey-Water Heating Control | Small Industrial | Services | MW of Load | 1 | 2028 | 0.00013741
ENS | Alternate Scenario | C&I Curtailment | C&I Curtailment-Turnkey-Other | Small Industrial | Miscellaneous | MW of Load | 1 | 2028 | 0.069305
ENS | Alternate Scenario | C&I Curtailment | C&I Curtailment-Turnkey-Other | Small Industrial | Offices | MW of Load | 1 | 2028 | 0.00043428
ENS | Alternate Scenario | C&I Curtailment | C&I Curtailment-Turnkey-Other | Small Industrial | Retail Trade | MW of Load | 1 | 2028 | 0.0047962
ENS | Alternate Scenario | C&I Curtailment | C&I Curtailment-Turnkey-Other | Small Industrial | Services | MW of Load | 1 | 2028 | 0.0015153
ENS | Alternate Scenario | C&I Curtailment | C&I Curtailment-Turnkey-Industrial | Small Industrial | Manufacturing | MW of Load | 1 | 2028 | 0.016656
ENS | Alternate Scenario | C&I Curtailment | C&I Curtailment-Turnkey-Manual HVAC Control | Medium Industrial | Miscellaneous | MW of Load | 1 | 2028 | 2.8512
ENS | Alternate Scenario | C&I Curtailment | C&I Curtailment-Turnkey-Manual HVAC Control | Medium Industrial | Offices | MW of Load | 1 | 2028 | 0.045462
ENS | Alternate Scenario | C&I Curtailment | C&I Curtailment-Turnkey-Manual HVAC Control | Medium Industrial | Retail Trade | MW of Load | 1 | 2028 | 0.63686
ENS | Alternate Scenario | C&I Curtailment | C&I Curtailment-Turnkey-Manual HVAC Control | Medium Industrial | Services | MW of Load | 1 | 2028 | 0.029325
ENS | Alternate Scenario | C&I Curtailment | C&I Curtailment-Turnkey-Auto-DR HVAC Control | Medium Industrial | Miscellaneous | MW of Load | 1 | 2028 | 0.14232
ENS | Alternate Scenario | C&I Curtailment | C&I Curtailment-Turnkey-Auto-DR HVAC Control | Medium Industrial | Offices | MW of Load | 1 | 2028 | 0.0022692
ENS | Alternate Scenario | C&I Curtailment | C&I Curtailment-Turnkey-Auto-DR HVAC Control | Medium Industrial | Retail Trade | MW of Load | 1 | 2028 | 0.031788
ENS | Alternate Scenario | C&I Curtailment | C&I Curtailment-Turnkey-Auto-DR HVAC Control | Medium Industrial | Services | MW of Load | 1 | 2028 | 0.0014638
ENS | Alternate Scenario | C&I Curtailment | C&I Curtailment-Turnkey-Standard Lighting Control | Medium Industrial | Miscellaneous | MW of Load | 1 | 2028 | 0.88711
ENS | Alternate Scenario | C&I Curtailment | C&I Curtailment-Turnkey-Standard Lighting Control | Medium Industrial | Offices | MW of Load | 1 | 2028 | 0.0060898
ENS | Alternate Scenario | C&I Curtailment | C&I Curtailment-Turnkey-Standard Lighting Control | Medium Industrial | Retail Trade | MW of Load | 1 | 2028 | 0.27361
ENS | Alternate Scenario | C&I Curtailment | C&I Curtailment-Turnkey-Standard Lighting Control | Medium Industrial | Services | MW of Load | 1 | 2028 | 0.012599
ENS | Alternate Scenario | C&I Curtailment | C&I Curtailment-Turnkey-Water Heating Control | Medium Industrial | Miscellaneous | MW of Load | 1 | 2028 | 0.070968
ENS | Alternate Scenario | C&I Curtailment | C&I Curtailment-Turnkey-Water Heating Control | Medium Industrial | Offices | MW of Load | 1 | 2028 | 0.00045829
ENS | Alternate Scenario | C&I Curtailment | C&I Curtailment-Turnkey-Water Heating Control | Medium Industrial | Retail Trade | MW of Load | 1 | 2028 | 0.036047
ENS | Alternate Scenario | C&I Curtailment | C&I Curtailment-Turnkey-Water Heating Control | Medium Industrial | Services | MW of Load | 1 | 2028 | 0.0016599
ENS | Alternate Scenario | C&I Curtailment | C&I Curtailment-Turnkey-Other | Medium Industrial | Miscellaneous | MW of Load | 1 | 2028 | 1.0979
ENS | Alternate Scenario | C&I Curtailment | C&I Curtailment-Turnkey-Other | Medium Industrial | Offices | MW of Load | 1 | 2028 | 0.0086601
ENS | Alternate Scenario | C&I Curtailment | C&I Curtailment-Turnkey-Other | Medium Industrial | Retail Trade | MW of Load | 1 | 2028 | 0.39749
ENS | Alternate Scenario | C&I Curtailment | C&I Curtailment-Turnkey-Other | Medium Industrial | Services | MW of Load | 1 | 2028 | 0.018303
ENS | Alternate Scenario | C&I Curtailment | C&I Curtailment-Turnkey-Manual HVAC Control | Large Industrial | Miscellaneous | MW of Load | 1 | 2028 | 0.059935
ENS | Alternate Scenario | C&I Curtailment | C&I Curtailment-Turnkey-Auto-DR HVAC Control | Large Industrial | Miscellaneous | MW of Load | 1 | 2028 | 0.0029916
ENS | Alternate Scenario | C&I Curtailment | C&I Curtailment-Turnkey-Standard Lighting Control | Large Industrial | Miscellaneous | MW of Load | 1 | 2028 | 0.025814
ENS | Alternate Scenario | C&I Curtailment | C&I Curtailment-Turnkey-Water Heating Control | Large Industrial | Miscellaneous | MW of Load | 1 | 2028 | 0.0012554
ENS | Alternate Scenario | C&I Curtailment | C&I Curtailment-Turnkey-Other | Large Industrial | Miscellaneous | MW of Load | 1 | 2028 | 0.027012
ENS | Alternate Scenario | C&I Curtailment | C&I Curtailment-Turnkey-Industrial | Large Industrial | Manufacturing | MW of Load | 1 | 2028 | 0.0053266
ENS | Alternate Scenario | C&I Loadshift to BUGs | C&I Loadshift to BUGs | Large General | Miscellaneous | MW of Load | 1 | 2028 | 2.7539
ENS | Alternate Scenario | C&I Loadshift to BUGs | C&I Loadshift to BUGs | Small Industrial | Miscellaneous | MW of Load | 1 | 2028 | 0.946
ENS | Alternate Scenario | C&I Loadshift to BUGs | C&I Loadshift to BUGs | Medium Industrial | Manufacturing | MW of Load | 1 | 2028 | 0.55013
ENS | Alternate Scenario | C&I Loadshift to BUGs | C&I Loadshift to BUGs | Medium Industrial | Miscellaneous | MW of Load | 1 | 2028 | 2.3876
ENS | Alternate Scenario | Dynamic Pricing | Dynamic Pricing with enabling tech. | Small General | Manufacturing | MW of Load | 1 | 2028 | 0.0058005
ENS | Alternate Scenario | Dynamic Pricing | Dynamic Pricing with enabling tech. | Residential Charitable | Residential LI | MW of Load | 1 | 2028 | 0.52149
ENS | Alternate Scenario | Dynamic Pricing | Dynamic Pricing with enabling tech. | Residential Charitable | Residential Market Rate | MW of Load | 1 | 2028 | 2.9785
ENS | Alternate Scenario | Dynamic Pricing | Dynamic Pricing w/o enabling tech. | Residential Charitable | Residential LI | MW of Load | 1 | 2028 | 1.5337
ENS | Alternate Scenario | Dynamic Pricing | Dynamic Pricing w/o enabling tech. | Residential Charitable | Residential Market Rate | MW of Load | 1 | 2028 | 8.7598
ENS | Alternate Scenario | Behavioral DR | Behavioral DR | Residential Charitable | Residential LI | MW of Load | 1 | 2028 | 0.21449
ENS | Alternate Scenario | Behavioral DR | Behavioral DR | Residential Charitable | Residential Market Rate | MW of Load | 1 | 2028 | 1.225
ENS | Alternate Scenario | Time-of-Use Rates (TOU) | Time-of-Use Rates (TOU) | Residential Charitable | Residential LI | MW of Load | 0 | 2028 | 0.42227
ENS | Alternate Scenario | Time-of-Use Rates (TOU) | Time-of-Use Rates (TOU) | Residential Charitable | Residential Market Rate | MW of Load | 0 | 2028 | 2.4117
ENS | Alternate Scenario | C&I Curtailment | C&I Curtailment-Turnkey-Manual HVAC Control | General | Miscellaneous | MW of Load | 1 | 2029 | 1.4306
ENS | Alternate Scenario | C&I Curtailment | C&I Curtailment-Turnkey-Manual HVAC Control | General | Offices | MW of Load | 1 | 2029 | 0.097352
ENS | Alternate Scenario | C&I Curtailment | C&I Curtailment-Turnkey-Manual HVAC Control | General | Retail Trade | MW of Load | 1 | 2029 | 0.3306
ENS | Alternate Scenario | C&I Curtailment | C&I Curtailment-Turnkey-Manual HVAC Control | General | Services | MW of Load | 1 | 2029 | 0.21374
ENS | Alternate Scenario | C&I Curtailment | C&I Curtailment-Turnkey-Auto-DR HVAC Control | General | Miscellaneous | MW of Load | 1 | 2029 | 0.089934
ENS | Alternate Scenario | C&I Curtailment | C&I Curtailment-Turnkey-Auto-DR HVAC Control | General | Offices | MW of Load | 1 | 2029 | 0.0061199
ENS | Alternate Scenario | C&I Curtailment | C&I Curtailment-Turnkey-Auto-DR HVAC Control | General | Retail Trade | MW of Load | 1 | 2029 | 0.020783
ENS | Alternate Scenario | C&I Curtailment | C&I Curtailment-Turnkey-Auto-DR HVAC Control | General | Services | MW of Load | 1 | 2029 | 0.013437
ENS | Alternate Scenario | C&I Curtailment | C&I Curtailment-Turnkey-Standard Lighting Control | General | Miscellaneous | MW of Load | 1 | 2029 | 0.59388
ENS | Alternate Scenario | C&I Curtailment | C&I Curtailment-Turnkey-Standard Lighting Control | General | Offices | MW of Load | 1 | 2029 | 0.011845
ENS | Alternate Scenario | C&I Curtailment | C&I Curtailment-Turnkey-Standard Lighting Control | General | Retail Trade | MW of Load | 1 | 2029 | 0.13216
ENS | Alternate Scenario | C&I Curtailment | C&I Curtailment-Turnkey-Standard Lighting Control | General | Services | MW of Load | 1 | 2029 | 0.085544
ENS | Alternate Scenario | C&I Curtailment | C&I Curtailment-Turnkey-Water Heating Control | General | Miscellaneous | MW of Load | 1 | 2029 | 0.038713
ENS | Alternate Scenario | C&I Curtailment | C&I Curtailment-Turnkey-Water Heating Control | General | Offices | MW of Load | 1 | 2029 | 0.001031
ENS | Alternate Scenario | C&I Curtailment | C&I Curtailment-Turnkey-Water Heating Control | General | Retail Trade | MW of Load | 1 | 2029 | 0.020796
ENS | Alternate Scenario | C&I Curtailment | C&I Curtailment-Turnkey-Water Heating Control | General | Services | MW of Load | 1 | 2029 | 0.013429
ENS | Alternate Scenario | C&I Curtailment | C&I Curtailment-Turnkey-Other | General | Miscellaneous | MW of Load | 1 | 2029 | 0.68104
ENS | Alternate Scenario | C&I Curtailment | C&I Curtailment-Turnkey-Other | General | Offices | MW of Load | 1 | 2029 | 0.018575
ENS | Alternate Scenario | C&I Curtailment | C&I Curtailment-Turnkey-Other | General | Retail Trade | MW of Load | 1 | 2029 | 0.21572
ENS | Alternate Scenario | C&I Curtailment | C&I Curtailment-Turnkey-Other | General | Services | MW of Load | 1 | 2029 | 0.13943
ENS | Alternate Scenario | C&I Curtailment | C&I Curtailment-Turnkey-Manual HVAC Control | Large General | Miscellaneous | MW of Load | 1 | 2029 | 0.98234
ENS | Alternate Scenario | C&I Curtailment | C&I Curtailment-Turnkey-Manual HVAC Control | Large General | Retail Trade | MW of Load | 1 | 2029 | 0.041296
ENS | Alternate Scenario | C&I Curtailment | C&I Curtailment-Turnkey-Manual HVAC Control | Large General | Services | MW of Load | 1 | 2029 | 0.066131
ENS | Alternate Scenario | C&I Curtailment | C&I Curtailment-Turnkey-Auto-DR HVAC Control | Large General | Miscellaneous | MW of Load | 1 | 2029 | 0.061754
ENS | Alternate Scenario | C&I Curtailment | C&I Curtailment-Turnkey-Auto-DR HVAC Control | Large General | Retail Trade | MW of Load | 1 | 2029 | 0.002596
ENS | Alternate Scenario | C&I Curtailment | C&I Curtailment-Turnkey-Auto-DR HVAC Control | Large General | Services | MW of Load | 1 | 2029 | 0.0041573
ENS | Alternate Scenario | C&I Curtailment | C&I Curtailment-Turnkey-Standard Lighting Control | Large General | Miscellaneous | MW of Load | 1 | 2029 | 0.42346
ENS | Alternate Scenario | C&I Curtailment | C&I Curtailment-Turnkey-Standard Lighting Control | Large General | Retail Trade | MW of Load | 1 | 2029 | 0.01641
ENS | Alternate Scenario | C&I Curtailment | C&I Curtailment-Turnkey-Standard Lighting Control | Large General | Services | MW of Load | 1 | 2029 | 0.026279
ENS | Alternate Scenario | C&I Curtailment | C&I Curtailment-Turnkey-Water Heating Control | Large General | Miscellaneous | MW of Load | 1 | 2029 | 0.021046
ENS | Alternate Scenario | C&I Curtailment | C&I Curtailment-Turnkey-Water Heating Control | Large General | Retail Trade | MW of Load | 1 | 2029 | 0.0026127
ENS | Alternate Scenario | C&I Curtailment | C&I Curtailment-Turnkey-Water Heating Control | Large General | Services | MW of Load | 1 | 2029 | 0.004184
ENS | Alternate Scenario | C&I Curtailment | C&I Curtailment-Turnkey-Other | Large General | Miscellaneous | MW of Load | 1 | 2029 | 0.45131
ENS | Alternate Scenario | C&I Curtailment | C&I Curtailment-Turnkey-Other | Large General | Retail Trade | MW of Load | 1 | 2029 | 0.026988
ENS | Alternate Scenario | C&I Curtailment | C&I Curtailment-Turnkey-Other | Large General | Services | MW of Load | 1 | 2029 | 0.043218
ENS | Alternate Scenario | C&I Curtailment | C&I Curtailment-Turnkey-Manual HVAC Control | Small Industrial | Miscellaneous | MW of Load | 1 | 2029 | 0.20821
ENS | Alternate Scenario | C&I Curtailment | C&I Curtailment-Turnkey-Manual HVAC Control | Small Industrial | Offices | MW of Load | 1 | 2029 | 0.0026525
ENS | Alternate Scenario | C&I Curtailment | C&I Curtailment-Turnkey-Manual HVAC Control | Small Industrial | Retail Trade | MW of Load | 1 | 2029 | 0.0088416
ENS | Alternate Scenario | C&I Curtailment | C&I Curtailment-Turnkey-Manual HVAC Control | Small Industrial | Services | MW of Load | 1 | 2029 | 0.0027933
ENS | Alternate Scenario | C&I Curtailment | C&I Curtailment-Turnkey-Auto-DR HVAC Control | Small Industrial | Miscellaneous | MW of Load | 1 | 2029 | 0.013089
ENS | Alternate Scenario | C&I Curtailment | C&I Curtailment-Turnkey-Auto-DR HVAC Control | Small Industrial | Offices | MW of Load | 1 | 2029 | 0.00016675
ENS | Alternate Scenario | C&I Curtailment | C&I Curtailment-Turnkey-Auto-DR HVAC Control | Small Industrial | Retail Trade | MW of Load | 1 | 2029 | 0.00055582
ENS | Alternate Scenario | C&I Curtailment | C&I Curtailment-Turnkey-Auto-DR HVAC Control | Small Industrial | Services | MW of Load | 1 | 2029 | 0.0001756
ENS | Alternate Scenario | C&I Curtailment | C&I Curtailment-Turnkey-Standard Lighting Control | Small Industrial | Miscellaneous | MW of Load | 1 | 2029 | 0.064541
ENS | Alternate Scenario | C&I Curtailment | C&I Curtailment-Turnkey-Standard Lighting Control | Small Industrial | Offices | MW of Load | 1 | 2029 | 0.00035023
ENS | Alternate Scenario | C&I Curtailment | C&I Curtailment-Turnkey-Standard Lighting Control | Small Industrial | Retail Trade | MW of Load | 1 | 2029 | 0.0038088
ENS | Alternate Scenario | C&I Curtailment | C&I Curtailment-Turnkey-Standard Lighting Control | Small Industrial | Services | MW of Load | 1 | 2029 | 0.0012033
ENS | Alternate Scenario | C&I Curtailment | C&I Curtailment-Turnkey-Water Heating Control | Small Industrial | Miscellaneous | MW of Load | 1 | 2029 | 0.0053039
ENS | Alternate Scenario | C&I Curtailment | C&I Curtailment-Turnkey-Water Heating Control | Small Industrial | Offices | MW of Load | 1 | 2029 | 2.7048e-05
ENS | Alternate Scenario | C&I Curtailment | C&I Curtailment-Turnkey-Water Heating Control | Small Industrial | Retail Trade | MW of Load | 1 | 2029 | 0.00051364
ENS | Alternate Scenario | C&I Curtailment | C&I Curtailment-Turnkey-Water Heating Control | Small Industrial | Services | MW of Load | 1 | 2029 | 0.00016227
ENS | Alternate Scenario | C&I Curtailment | C&I Curtailment-Turnkey-Other | Small Industrial | Miscellaneous | MW of Load | 1 | 2029 | 0.081693
ENS | Alternate Scenario | C&I Curtailment | C&I Curtailment-Turnkey-Other | Small Industrial | Offices | MW of Load | 1 | 2029 | 0.00051084
ENS | Alternate Scenario | C&I Curtailment | C&I Curtailment-Turnkey-Other | Small Industrial | Retail Trade | MW of Load | 1 | 2029 | 0.0056528
ENS | Alternate Scenario | C&I Curtailment | C&I Curtailment-Turnkey-Other | Small Industrial | Services | MW of Load | 1 | 2029 | 0.0017859
ENS | Alternate Scenario | C&I Curtailment | C&I Curtailment-Turnkey-Industrial | Small Industrial | Manufacturing | MW of Load | 1 | 2029 | 0.019525
ENS | Alternate Scenario | C&I Curtailment | C&I Curtailment-Turnkey-Manual HVAC Control | Medium Industrial | Miscellaneous | MW of Load | 1 | 2029 | 3.2998
ENS | Alternate Scenario | C&I Curtailment | C&I Curtailment-Turnkey-Manual HVAC Control | Medium Industrial | Offices | MW of Load | 1 | 2029 | 0.052918
ENS | Alternate Scenario | C&I Curtailment | C&I Curtailment-Turnkey-Manual HVAC Control | Medium Industrial | Retail Trade | MW of Load | 1 | 2029 | 0.73309
ENS | Alternate Scenario | C&I Curtailment | C&I Curtailment-Turnkey-Manual HVAC Control | Medium Industrial | Services | MW of Load | 1 | 2029 | 0.033757
ENS | Alternate Scenario | C&I Curtailment | C&I Curtailment-Turnkey-Auto-DR HVAC Control | Medium Industrial | Miscellaneous | MW of Load | 1 | 2029 | 0.20744
ENS | Alternate Scenario | C&I Curtailment | C&I Curtailment-Turnkey-Auto-DR HVAC Control | Medium Industrial | Offices | MW of Load | 1 | 2029 | 0.0033267
ENS | Alternate Scenario | C&I Curtailment | C&I Curtailment-Turnkey-Auto-DR HVAC Control | Medium Industrial | Retail Trade | MW of Load | 1 | 2029 | 0.046085
ENS | Alternate Scenario | C&I Curtailment | C&I Curtailment-Turnkey-Auto-DR HVAC Control | Medium Industrial | Services | MW of Load | 1 | 2029 | 0.0021221
ENS | Alternate Scenario | C&I Curtailment | C&I Curtailment-Turnkey-Standard Lighting Control | Medium Industrial | Miscellaneous | MW of Load | 1 | 2029 | 1.0229
ENS | Alternate Scenario | C&I Curtailment | C&I Curtailment-Turnkey-Standard Lighting Control | Medium Industrial | Offices | MW of Load | 1 | 2029 | 0.0069872
ENS | Alternate Scenario | C&I Curtailment | C&I Curtailment-Turnkey-Standard Lighting Control | Medium Industrial | Retail Trade | MW of Load | 1 | 2029 | 0.31581
ENS | Alternate Scenario | C&I Curtailment | C&I Curtailment-Turnkey-Standard Lighting Control | Medium Industrial | Services | MW of Load | 1 | 2029 | 0.014542
ENS | Alternate Scenario | C&I Curtailment | C&I Curtailment-Turnkey-Water Heating Control | Medium Industrial | Miscellaneous | MW of Load | 1 | 2029 | 0.08406
ENS | Alternate Scenario | C&I Curtailment | C&I Curtailment-Turnkey-Water Heating Control | Medium Industrial | Offices | MW of Load | 1 | 2029 | 0.00053962
ENS | Alternate Scenario | C&I Curtailment | C&I Curtailment-Turnkey-Water Heating Control | Medium Industrial | Retail Trade | MW of Load | 1 | 2029 | 0.042588
ENS | Alternate Scenario | C&I Curtailment | C&I Curtailment-Turnkey-Water Heating Control | Medium Industrial | Services | MW of Load | 1 | 2029 | 0.0019611
ENS | Alternate Scenario | C&I Curtailment | C&I Curtailment-Turnkey-Other | Medium Industrial | Miscellaneous | MW of Load | 1 | 2029 | 1.2947
ENS | Alternate Scenario | C&I Curtailment | C&I Curtailment-Turnkey-Other | Medium Industrial | Offices | MW of Load | 1 | 2029 | 0.010191
ENS | Alternate Scenario | C&I Curtailment | C&I Curtailment-Turnkey-Other | Medium Industrial | Retail Trade | MW of Load | 1 | 2029 | 0.46869
ENS | Alternate Scenario | C&I Curtailment | C&I Curtailment-Turnkey-Other | Medium Industrial | Services | MW of Load | 1 | 2029 | 0.021582
ENS | Alternate Scenario | C&I Curtailment | C&I Curtailment-Turnkey-Manual HVAC Control | Large Industrial | Miscellaneous | MW of Load | 1 | 2029 | 0.069295
ENS | Alternate Scenario | C&I Curtailment | C&I Curtailment-Turnkey-Auto-DR HVAC Control | Large Industrial | Miscellaneous | MW of Load | 1 | 2029 | 0.0043562
ENS | Alternate Scenario | C&I Curtailment | C&I Curtailment-Turnkey-Standard Lighting Control | Large Industrial | Miscellaneous | MW of Load | 1 | 2029 | 0.029872
ENS | Alternate Scenario | C&I Curtailment | C&I Curtailment-Turnkey-Water Heating Control | Large Industrial | Miscellaneous | MW of Load | 1 | 2029 | 0.0014846
ENS | Alternate Scenario | C&I Curtailment | C&I Curtailment-Turnkey-Other | Large Industrial | Miscellaneous | MW of Load | 1 | 2029 | 0.031836
ENS | Alternate Scenario | C&I Curtailment | C&I Curtailment-Turnkey-Industrial | Large Industrial | Manufacturing | MW of Load | 1 | 2029 | 0.0062453
ENS | Alternate Scenario | C&I Loadshift to BUGs | C&I Loadshift to BUGs | Large General | Miscellaneous | MW of Load | 1 | 2029 | 2.7488
ENS | Alternate Scenario | C&I Loadshift to BUGs | C&I Loadshift to BUGs | Small Industrial | Miscellaneous | MW of Load | 1 | 2029 | 0.95504
ENS | Alternate Scenario | C&I Loadshift to BUGs | C&I Loadshift to BUGs | Medium Industrial | Manufacturing | MW of Load | 1 | 2029 | 0.55262
ENS | Alternate Scenario | C&I Loadshift to BUGs | C&I Loadshift to BUGs | Medium Industrial | Miscellaneous | MW of Load | 1 | 2029 | 2.3984
ENS | Alternate Scenario | Dynamic Pricing | Dynamic Pricing with enabling tech. | Small General | Manufacturing | MW of Load | 1 | 2029 | 0.0069917
ENS | Alternate Scenario | Dynamic Pricing | Dynamic Pricing with enabling tech. | Residential Charitable | Residential LI | MW of Load | 1 | 2029 | 1.1011
ENS | Alternate Scenario | Dynamic Pricing | Dynamic Pricing with enabling tech. | Residential Charitable | Residential Market Rate | MW of Load | 1 | 2029 | 6.2888
ENS | Alternate Scenario | Dynamic Pricing | Dynamic Pricing w/o enabling tech. | Residential Charitable | Residential LI | MW of Load | 1 | 2029 | 1.2597
ENS | Alternate Scenario | Dynamic Pricing | Dynamic Pricing w/o enabling tech. | Residential Charitable | Residential Market Rate | MW of Load | 1 | 2029 | 7.1948
ENS | Alternate Scenario | Behavioral DR | Behavioral DR | Residential Charitable | Residential LI | MW of Load | 1 | 2029 | 0.34106
ENS | Alternate Scenario | Behavioral DR | Behavioral DR | Residential Charitable | Residential Market Rate | MW of Load | 1 | 2029 | 1.9479
ENS | Alternate Scenario | Time-of-Use Rates (TOU) | Time-of-Use Rates (TOU) | Residential Charitable | Residential LI | MW of Load | 0 | 2029 | 0.40673
ENS | Alternate Scenario | Time-of-Use Rates (TOU) | Time-of-Use Rates (TOU) | Residential Charitable | Residential Market Rate | MW of Load | 0 | 2029 | 2.323
ENS | Alternate Scenario | C&I Curtailment | C&I Curtailment-Turnkey-Manual HVAC Control | General | Miscellaneous | MW of Load | 1 | 2030 | 1.612
ENS | Alternate Scenario | C&I Curtailment | C&I Curtailment-Turnkey-Manual HVAC Control | General | Offices | MW of Load | 1 | 2030 | 0.11078
ENS | Alternate Scenario | C&I Curtailment | C&I Curtailment-Turnkey-Manual HVAC Control | General | Retail Trade | MW of Load | 1 | 2030 | 0.37025
ENS | Alternate Scenario | C&I Curtailment | C&I Curtailment-Turnkey-Manual HVAC Control | General | Services | MW of Load | 1 | 2030 | 0.23939
ENS | Alternate Scenario | C&I Curtailment | C&I Curtailment-Turnkey-Auto-DR HVAC Control | General | Miscellaneous | MW of Load | 1 | 2030 | 0.12788
ENS | Alternate Scenario | C&I Curtailment | C&I Curtailment-Turnkey-Auto-DR HVAC Control | General | Offices | MW of Load | 1 | 2030 | 0.008788
ENS | Alternate Scenario | C&I Curtailment | C&I Curtailment-Turnkey-Auto-DR HVAC Control | General | Retail Trade | MW of Load | 1 | 2030 | 0.029371
ENS | Alternate Scenario | C&I Curtailment | C&I Curtailment-Turnkey-Auto-DR HVAC Control | General | Services | MW of Load | 1 | 2030 | 0.01899
ENS | Alternate Scenario | C&I Curtailment | C&I Curtailment-Turnkey-Standard Lighting Control | General | Miscellaneous | MW of Load | 1 | 2030 | 0.67103
ENS | Alternate Scenario | C&I Curtailment | C&I Curtailment-Turnkey-Standard Lighting Control | General | Offices | MW of Load | 1 | 2030 | 0.013173
ENS | Alternate Scenario | C&I Curtailment | C&I Curtailment-Turnkey-Standard Lighting Control | General | Retail Trade | MW of Load | 1 | 2030 | 0.14751
ENS | Alternate Scenario | C&I Curtailment | C&I Curtailment-Turnkey-Standard Lighting Control | General | Services | MW of Load | 1 | 2030 | 0.095497
ENS | Alternate Scenario | C&I Curtailment | C&I Curtailment-Turnkey-Water Heating Control | General | Miscellaneous | MW of Load | 1 | 2030 | 0.044992
ENS | Alternate Scenario | C&I Curtailment | C&I Curtailment-Turnkey-Water Heating Control | General | Offices | MW of Load | 1 | 2030 | 0.0011946
ENS | Alternate Scenario | C&I Curtailment | C&I Curtailment-Turnkey-Water Heating Control | General | Retail Trade | MW of Load | 1 | 2030 | 0.024261
ENS | Alternate Scenario | C&I Curtailment | C&I Curtailment-Turnkey-Water Heating Control | General | Services | MW of Load | 1 | 2030 | 0.015665
ENS | Alternate Scenario | C&I Curtailment | C&I Curtailment-Turnkey-Other | General | Miscellaneous | MW of Load | 1 | 2030 | 0.78579
ENS | Alternate Scenario | C&I Curtailment | C&I Curtailment-Turnkey-Other | General | Offices | MW of Load | 1 | 2030 | 0.021371
ENS | Alternate Scenario | C&I Curtailment | C&I Curtailment-Turnkey-Other | General | Retail Trade | MW of Load | 1 | 2030 | 0.24924
ENS | Alternate Scenario | C&I Curtailment | C&I Curtailment-Turnkey-Other | General | Services | MW of Load | 1 | 2030 | 0.16109
ENS | Alternate Scenario | C&I Curtailment | C&I Curtailment-Turnkey-Manual HVAC Control | Large General | Miscellaneous | MW of Load | 1 | 2030 | 1.1075
ENS | Alternate Scenario | C&I Curtailment | C&I Curtailment-Turnkey-Manual HVAC Control | Large General | Retail Trade | MW of Load | 1 | 2030 | 0.046178
ENS | Alternate Scenario | C&I Curtailment | C&I Curtailment-Turnkey-Manual HVAC Control | Large General | Services | MW of Load | 1 | 2030 | 0.073948
ENS | Alternate Scenario | C&I Curtailment | C&I Curtailment-Turnkey-Auto-DR HVAC Control | Large General | Miscellaneous | MW of Load | 1 | 2030 | 0.08786
ENS | Alternate Scenario | C&I Curtailment | C&I Curtailment-Turnkey-Auto-DR HVAC Control | Large General | Retail Trade | MW of Load | 1 | 2030 | 0.0036632
ENS | Alternate Scenario | C&I Curtailment | C&I Curtailment-Turnkey-Auto-DR HVAC Control | Large General | Services | MW of Load | 1 | 2030 | 0.0058662
ENS | Alternate Scenario | C&I Curtailment | C&I Curtailment-Turnkey-Standard Lighting Control | Large General | Miscellaneous | MW of Load | 1 | 2030 | 0.47878
ENS | Alternate Scenario | C&I Curtailment | C&I Curtailment-Turnkey-Standard Lighting Control | Large General | Retail Trade | MW of Load | 1 | 2030 | 0.018277
ENS | Alternate Scenario | C&I Curtailment | C&I Curtailment-Turnkey-Standard Lighting Control | Large General | Services | MW of Load | 1 | 2030 | 0.029269
ENS | Alternate Scenario | C&I Curtailment | C&I Curtailment-Turnkey-Water Heating Control | Large General | Miscellaneous | MW of Load | 1 | 2030 | 0.024314
ENS | Alternate Scenario | C&I Curtailment | C&I Curtailment-Turnkey-Water Heating Control | Large General | Retail Trade | MW of Load | 1 | 2030 | 0.0030461
ENS | Alternate Scenario | C&I Curtailment | C&I Curtailment-Turnkey-Water Heating Control | Large General | Services | MW of Load | 1 | 2030 | 0.004878
ENS | Alternate Scenario | C&I Curtailment | C&I Curtailment-Turnkey-Other | Large General | Miscellaneous | MW of Load | 1 | 2030 | 0.51967
ENS | Alternate Scenario | C&I Curtailment | C&I Curtailment-Turnkey-Other | Large General | Retail Trade | MW of Load | 1 | 2030 | 0.031145
ENS | Alternate Scenario | C&I Curtailment | C&I Curtailment-Turnkey-Other | Large General | Services | MW of Load | 1 | 2030 | 0.049876
ENS | Alternate Scenario | C&I Curtailment | C&I Curtailment-Turnkey-Manual HVAC Control | Small Industrial | Miscellaneous | MW of Load | 1 | 2030 | 0.23471
ENS | Alternate Scenario | C&I Curtailment | C&I Curtailment-Turnkey-Manual HVAC Control | Small Industrial | Offices | MW of Load | 1 | 2030 | 0.0030077
ENS | Alternate Scenario | C&I Curtailment | C&I Curtailment-Turnkey-Manual HVAC Control | Small Industrial | Retail Trade | MW of Load | 1 | 2030 | 0.0099135
ENS | Alternate Scenario | C&I Curtailment | C&I Curtailment-Turnkey-Manual HVAC Control | Small Industrial | Services | MW of Load | 1 | 2030 | 0.0031319
ENS | Alternate Scenario | C&I Curtailment | C&I Curtailment-Turnkey-Auto-DR HVAC Control | Small Industrial | Miscellaneous | MW of Load | 1 | 2030 | 0.018619
ENS | Alternate Scenario | C&I Curtailment | C&I Curtailment-Turnkey-Auto-DR HVAC Control | Small Industrial | Offices | MW of Load | 1 | 2030 | 0.0002386
ENS | Alternate Scenario | C&I Curtailment | C&I Curtailment-Turnkey-Auto-DR HVAC Control | Small Industrial | Retail Trade | MW of Load | 1 | 2030 | 0.00078642
ENS | Alternate Scenario | C&I Curtailment | C&I Curtailment-Turnkey-Auto-DR HVAC Control | Small Industrial | Services | MW of Load | 1 | 2030 | 0.00024845
ENS | Alternate Scenario | C&I Curtailment | C&I Curtailment-Turnkey-Standard Lighting Control | Small Industrial | Miscellaneous | MW of Load | 1 | 2030 | 0.072622
ENS | Alternate Scenario | C&I Curtailment | C&I Curtailment-Turnkey-Standard Lighting Control | Small Industrial | Offices | MW of Load | 1 | 2030 | 0.0003921
ENS | Alternate Scenario | C&I Curtailment | C&I Curtailment-Turnkey-Standard Lighting Control | Small Industrial | Retail Trade | MW of Load | 1 | 2030 | 0.0042903
ENS | Alternate Scenario | C&I Curtailment | C&I Curtailment-Turnkey-Standard Lighting Control | Small Industrial | Services | MW of Load | 1 | 2030 | 0.0013554
ENS | Alternate Scenario | C&I Curtailment | C&I Curtailment-Turnkey-Water Heating Control | Small Industrial | Miscellaneous | MW of Load | 1 | 2030 | 0.0061313
ENS | Alternate Scenario | C&I Curtailment | C&I Curtailment-Turnkey-Water Heating Control | Small Industrial | Offices | MW of Load | 1 | 2030 | 3.1078e-05
ENS | Alternate Scenario | C&I Curtailment | C&I Curtailment-Turnkey-Water Heating Control | Small Industrial | Retail Trade | MW of Load | 1 | 2030 | 0.00059222
ENS | Alternate Scenario | C&I Curtailment | C&I Curtailment-Turnkey-Water Heating Control | Small Industrial | Services | MW of Load | 1 | 2030 | 0.0001871
ENS | Alternate Scenario | C&I Curtailment | C&I Curtailment-Turnkey-Other | Small Industrial | Miscellaneous | MW of Load | 1 | 2030 | 0.094027
ENS | Alternate Scenario | C&I Curtailment | C&I Curtailment-Turnkey-Other | Small Industrial | Offices | MW of Load | 1 | 2030 | 0.00058673
ENS | Alternate Scenario | C&I Curtailment | C&I Curtailment-Turnkey-Other | Small Industrial | Retail Trade | MW of Load | 1 | 2030 | 0.0065052
ENS | Alternate Scenario | C&I Curtailment | C&I Curtailment-Turnkey-Other | Small Industrial | Services | MW of Load | 1 | 2030 | 0.0020552
ENS | Alternate Scenario | C&I Curtailment | C&I Curtailment-Turnkey-Industrial | Small Industrial | Manufacturing | MW of Load | 1 | 2030 | 0.022351
ENS | Alternate Scenario | C&I Curtailment | C&I Curtailment-Turnkey-Manual HVAC Control | Medium Industrial | Miscellaneous | MW of Load | 1 | 2030 | 3.7215
ENS | Alternate Scenario | C&I Curtailment | C&I Curtailment-Turnkey-Manual HVAC Control | Medium Industrial | Offices | MW of Load | 1 | 2030 | 0.060032
ENS | Alternate Scenario | C&I Curtailment | C&I Curtailment-Turnkey-Manual HVAC Control | Medium Industrial | Retail Trade | MW of Load | 1 | 2030 | 0.82234
ENS | Alternate Scenario | C&I Curtailment | C&I Curtailment-Turnkey-Manual HVAC Control | Medium Industrial | Services | MW of Load | 1 | 2030 | 0.037866
ENS | Alternate Scenario | C&I Curtailment | C&I Curtailment-Turnkey-Auto-DR HVAC Control | Medium Industrial | Miscellaneous | MW of Load | 1 | 2030 | 0.29522
ENS | Alternate Scenario | C&I Curtailment | C&I Curtailment-Turnkey-Auto-DR HVAC Control | Medium Industrial | Offices | MW of Load | 1 | 2030 | 0.0047622
ENS | Alternate Scenario | C&I Curtailment | C&I Curtailment-Turnkey-Auto-DR HVAC Control | Medium Industrial | Retail Trade | MW of Load | 1 | 2030 | 0.065234
ENS | Alternate Scenario | C&I Curtailment | C&I Curtailment-Turnkey-Auto-DR HVAC Control | Medium Industrial | Services | MW of Load | 1 | 2030 | 0.0030038
ENS | Alternate Scenario | C&I Curtailment | C&I Curtailment-Turnkey-Standard Lighting Control | Medium Industrial | Miscellaneous | MW of Load | 1 | 2030 | 1.1515
ENS | Alternate Scenario | C&I Curtailment | C&I Curtailment-Turnkey-Standard Lighting Control | Medium Industrial | Offices | MW of Load | 1 | 2030 | 0.007826
ENS | Alternate Scenario | C&I Curtailment | C&I Curtailment-Turnkey-Standard Lighting Control | Medium Industrial | Retail Trade | MW of Load | 1 | 2030 | 0.35589
ENS | Alternate Scenario | C&I Curtailment | C&I Curtailment-Turnkey-Standard Lighting Control | Medium Industrial | Services | MW of Load | 1 | 2030 | 0.016387
ENS | Alternate Scenario | C&I Curtailment | C&I Curtailment-Turnkey-Water Heating Control | Medium Industrial | Miscellaneous | MW of Load | 1 | 2030 | 0.097217
ENS | Alternate Scenario | C&I Curtailment | C&I Curtailment-Turnkey-Water Heating Control | Medium Industrial | Offices | MW of Load | 1 | 2030 | 0.0006203
ENS | Alternate Scenario | C&I Curtailment | C&I Curtailment-Turnkey-Water Heating Control | Medium Industrial | Retail Trade | MW of Load | 1 | 2030 | 0.049125
ENS | Alternate Scenario | C&I Curtailment | C&I Curtailment-Turnkey-Water Heating Control | Medium Industrial | Services | MW of Load | 1 | 2030 | 0.0022621
ENS | Alternate Scenario | C&I Curtailment | C&I Curtailment-Turnkey-Other | Medium Industrial | Miscellaneous | MW of Load | 1 | 2030 | 1.4909
ENS | Alternate Scenario | C&I Curtailment | C&I Curtailment-Turnkey-Other | Medium Industrial | Offices | MW of Load | 1 | 2030 | 0.011711
ENS | Alternate Scenario | C&I Curtailment | C&I Curtailment-Turnkey-Other | Medium Industrial | Retail Trade | MW of Load | 1 | 2030 | 0.53962
ENS | Alternate Scenario | C&I Curtailment | C&I Curtailment-Turnkey-Other | Medium Industrial | Services | MW of Load | 1 | 2030 | 0.024848
ENS | Alternate Scenario | C&I Curtailment | C&I Curtailment-Turnkey-Manual HVAC Control | Large Industrial | Miscellaneous | MW of Load | 1 | 2030 | 0.078081
ENS | Alternate Scenario | C&I Curtailment | C&I Curtailment-Turnkey-Auto-DR HVAC Control | Large Industrial | Miscellaneous | MW of Load | 1 | 2030 | 0.006194
ENS | Alternate Scenario | C&I Curtailment | C&I Curtailment-Turnkey-Standard Lighting Control | Large Industrial | Miscellaneous | MW of Load | 1 | 2030 | 0.033754
ENS | Alternate Scenario | C&I Curtailment | C&I Curtailment-Turnkey-Water Heating Control | Large Industrial | Miscellaneous | MW of Load | 1 | 2030 | 0.0017141
ENS | Alternate Scenario | C&I Curtailment | C&I Curtailment-Turnkey-Other | Large Industrial | Miscellaneous | MW of Load | 1 | 2030 | 0.036637
ENS | Alternate Scenario | C&I Curtailment | C&I Curtailment-Turnkey-Industrial | Large Industrial | Manufacturing | MW of Load | 1 | 2030 | 0.0071503
ENS | Alternate Scenario | C&I Loadshift to BUGs | C&I Loadshift to BUGs | Large General | Miscellaneous | MW of Load | 1 | 2030 | 2.7546
ENS | Alternate Scenario | C&I Loadshift to BUGs | C&I Loadshift to BUGs | Small Industrial | Miscellaneous | MW of Load | 1 | 2030 | 0.96695
ENS | Alternate Scenario | C&I Loadshift to BUGs | C&I Loadshift to BUGs | Medium Industrial | Manufacturing | MW of Load | 1 | 2030 | 0.55783
ENS | Alternate Scenario | C&I Loadshift to BUGs | C&I Loadshift to BUGs | Medium Industrial | Miscellaneous | MW of Load | 1 | 2030 | 2.421
ENS | Alternate Scenario | Dynamic Pricing | Dynamic Pricing with enabling tech. | Small General | Manufacturing | MW of Load | 1 | 2030 | 0.0076517
ENS | Alternate Scenario | Dynamic Pricing | Dynamic Pricing with enabling tech. | Residential Charitable | Residential LI | MW of Load | 1 | 2030 | 2.1089
ENS | Alternate Scenario | Dynamic Pricing | Dynamic Pricing with enabling tech. | Residential Charitable | Residential Market Rate | MW of Load | 1 | 2030 | 12.0446
ENS | Alternate Scenario | Dynamic Pricing | Dynamic Pricing w/o enabling tech. | Residential Charitable | Residential LI | MW of Load | 1 | 2030 | 0.74433
ENS | Alternate Scenario | Dynamic Pricing | Dynamic Pricing w/o enabling tech. | Residential Charitable | Residential Market Rate | MW of Load | 1 | 2030 | 4.2512
ENS | Alternate Scenario | Behavioral DR | Behavioral DR | Residential Charitable | Residential LI | MW of Load | 1 | 2030 | 0.40507
ENS | Alternate Scenario | Behavioral DR | Behavioral DR | Residential Charitable | Residential Market Rate | MW of Load | 1 | 2030 | 2.3135
ENS | Alternate Scenario | Time-of-Use Rates (TOU) | Time-of-Use Rates (TOU) | Residential Charitable | Residential LI | MW of Load | 0 | 2030 | 0.40366
ENS | Alternate Scenario | Time-of-Use Rates (TOU) | Time-of-Use Rates (TOU) | Residential Charitable | Residential Market Rate | MW of Load | 0 | 2030 | 2.3055
ENS | Alternate Scenario | C&I Curtailment | C&I Curtailment-Turnkey-Manual HVAC Control | General | Miscellaneous | MW of Load | 1 | 2031 | 1.796
ENS | Alternate Scenario | C&I Curtailment | C&I Curtailment-Turnkey-Manual HVAC Control | General | Offices | MW of Load | 1 | 2031 | 0.12343
ENS | Alternate Scenario | C&I Curtailment | C&I Curtailment-Turnkey-Manual HVAC Control | General | Retail Trade | MW of Load | 1 | 2031 | 0.41251
ENS | Alternate Scenario | C&I Curtailment | C&I Curtailment-Turnkey-Manual HVAC Control | General | Services | MW of Load | 1 | 2031 | 0.26671
ENS | Alternate Scenario | C&I Curtailment | C&I Curtailment-Turnkey-Auto-DR HVAC Control | General | Miscellaneous | MW of Load | 1 | 2031 | 0.17809
ENS | Alternate Scenario | C&I Curtailment | C&I Curtailment-Turnkey-Auto-DR HVAC Control | General | Offices | MW of Load | 1 | 2031 | 0.012239
ENS | Alternate Scenario | C&I Curtailment | C&I Curtailment-Turnkey-Auto-DR HVAC Control | General | Retail Trade | MW of Load | 1 | 2031 | 0.040905
ENS | Alternate Scenario | C&I Curtailment | C&I Curtailment-Turnkey-Auto-DR HVAC Control | General | Services | MW of Load | 1 | 2031 | 0.026447
ENS | Alternate Scenario | C&I Curtailment | C&I Curtailment-Turnkey-Standard Lighting Control | General | Miscellaneous | MW of Load | 1 | 2031 | 0.74762
ENS | Alternate Scenario | C&I Curtailment | C&I Curtailment-Turnkey-Standard Lighting Control | General | Offices | MW of Load | 1 | 2031 | 0.014676
ENS | Alternate Scenario | C&I Curtailment | C&I Curtailment-Turnkey-Standard Lighting Control | General | Retail Trade | MW of Load | 1 | 2031 | 0.16434
ENS | Alternate Scenario | C&I Curtailment | C&I Curtailment-Turnkey-Standard Lighting Control | General | Services | MW of Load | 1 | 2031 | 0.1064
ENS | Alternate Scenario | C&I Curtailment | C&I Curtailment-Turnkey-Water Heating Control | General | Miscellaneous | MW of Load | 1 | 2031 | 0.050127
ENS | Alternate Scenario | C&I Curtailment | C&I Curtailment-Turnkey-Water Heating Control | General | Offices | MW of Load | 1 | 2031 | 0.001331
ENS | Alternate Scenario | C&I Curtailment | C&I Curtailment-Turnkey-Water Heating Control | General | Retail Trade | MW of Load | 1 | 2031 | 0.027031
ENS | Alternate Scenario | C&I Curtailment | C&I Curtailment-Turnkey-Water Heating Control | General | Services | MW of Load | 1 | 2031 | 0.017454
ENS | Alternate Scenario | C&I Curtailment | C&I Curtailment-Turnkey-Other | General | Miscellaneous | MW of Load | 1 | 2031 | 0.87548
ENS | Alternate Scenario | C&I Curtailment | C&I Curtailment-Turnkey-Other | General | Offices | MW of Load | 1 | 2031 | 0.023811
ENS | Alternate Scenario | C&I Curtailment | C&I Curtailment-Turnkey-Other | General | Retail Trade | MW of Load | 1 | 2031 | 0.2777
ENS | Alternate Scenario | C&I Curtailment | C&I Curtailment-Turnkey-Other | General | Services | MW of Load | 1 | 2031 | 0.17948
ENS | Alternate Scenario | C&I Curtailment | C&I Curtailment-Turnkey-Manual HVAC Control | Large General | Miscellaneous | MW of Load | 1 | 2031 | 1.2339
ENS | Alternate Scenario | C&I Curtailment | C&I Curtailment-Turnkey-Manual HVAC Control | Large General | Retail Trade | MW of Load | 1 | 2031 | 0.051446
ENS | Alternate Scenario | C&I Curtailment | C&I Curtailment-Turnkey-Manual HVAC Control | Large General | Services | MW of Load | 1 | 2031 | 0.082384
ENS | Alternate Scenario | C&I Curtailment | C&I Curtailment-Turnkey-Auto-DR HVAC Control | Large General | Miscellaneous | MW of Load | 1 | 2031 | 0.12235
ENS | Alternate Scenario | C&I Curtailment | C&I Curtailment-Turnkey-Auto-DR HVAC Control | Large General | Retail Trade | MW of Load | 1 | 2031 | 0.0051014
ENS | Alternate Scenario | C&I Curtailment | C&I Curtailment-Turnkey-Auto-DR HVAC Control | Large General | Services | MW of Load | 1 | 2031 | 0.0081692
ENS | Alternate Scenario | C&I Curtailment | C&I Curtailment-Turnkey-Standard Lighting Control | Large General | Miscellaneous | MW of Load | 1 | 2031 | 0.5334
ENS | Alternate Scenario | C&I Curtailment | C&I Curtailment-Turnkey-Standard Lighting Control | Large General | Retail Trade | MW of Load | 1 | 2031 | 0.020362
ENS | Alternate Scenario | C&I Curtailment | C&I Curtailment-Turnkey-Standard Lighting Control | Large General | Services | MW of Load | 1 | 2031 | 0.032608
ENS | Alternate Scenario | C&I Curtailment | C&I Curtailment-Turnkey-Water Heating Control | Large General | Miscellaneous | MW of Load | 1 | 2031 | 0.027088
ENS | Alternate Scenario | C&I Curtailment | C&I Curtailment-Turnkey-Water Heating Control | Large General | Retail Trade | MW of Load | 1 | 2031 | 0.0033936
ENS | Alternate Scenario | C&I Curtailment | C&I Curtailment-Turnkey-Water Heating Control | Large General | Services | MW of Load | 1 | 2031 | 0.0054345
ENS | Alternate Scenario | C&I Curtailment | C&I Curtailment-Turnkey-Other | Large General | Miscellaneous | MW of Load | 1 | 2031 | 0.57896
ENS | Alternate Scenario | C&I Curtailment | C&I Curtailment-Turnkey-Other | Large General | Retail Trade | MW of Load | 1 | 2031 | 0.034698
ENS | Alternate Scenario | C&I Curtailment | C&I Curtailment-Turnkey-Other | Large General | Services | MW of Load | 1 | 2031 | 0.055565
ENS | Alternate Scenario | C&I Curtailment | C&I Curtailment-Turnkey-Manual HVAC Control | Small Industrial | Miscellaneous | MW of Load | 1 | 2031 | 0.26135
ENS | Alternate Scenario | C&I Curtailment | C&I Curtailment-Turnkey-Manual HVAC Control | Small Industrial | Offices | MW of Load | 1 | 2031 | 0.0033491
ENS | Alternate Scenario | C&I Curtailment | C&I Curtailment-Turnkey-Manual HVAC Control | Small Industrial | Retail Trade | MW of Load | 1 | 2031 | 0.011039
ENS | Alternate Scenario | C&I Curtailment | C&I Curtailment-Turnkey-Manual HVAC Control | Small Industrial | Services | MW of Load | 1 | 2031 | 0.0034874
ENS | Alternate Scenario | C&I Curtailment | C&I Curtailment-Turnkey-Auto-DR HVAC Control | Small Industrial | Miscellaneous | MW of Load | 1 | 2031 | 0.025915
ENS | Alternate Scenario | C&I Curtailment | C&I Curtailment-Turnkey-Auto-DR HVAC Control | Small Industrial | Offices | MW of Load | 1 | 2031 | 0.0003321
ENS | Alternate Scenario | C&I Curtailment | C&I Curtailment-Turnkey-Auto-DR HVAC Control | Small Industrial | Retail Trade | MW of Load | 1 | 2031 | 0.0010946
ENS | Alternate Scenario | C&I Curtailment | C&I Curtailment-Turnkey-Auto-DR HVAC Control | Small Industrial | Services | MW of Load | 1 | 2031 | 0.00034581
ENS | Alternate Scenario | C&I Curtailment | C&I Curtailment-Turnkey-Standard Lighting Control | Small Industrial | Miscellaneous | MW of Load | 1 | 2031 | 0.080865
ENS | Alternate Scenario | C&I Curtailment | C&I Curtailment-Turnkey-Standard Lighting Control | Small Industrial | Offices | MW of Load | 1 | 2031 | 0.00043661
ENS | Alternate Scenario | C&I Curtailment | C&I Curtailment-Turnkey-Standard Lighting Control | Small Industrial | Retail Trade | MW of Load | 1 | 2031 | 0.0047773
ENS | Alternate Scenario | C&I Curtailment | C&I Curtailment-Turnkey-Standard Lighting Control | Small Industrial | Services | MW of Load | 1 | 2031 | 0.0015093
ENS | Alternate Scenario | C&I Curtailment | C&I Curtailment-Turnkey-Water Heating Control | Small Industrial | Miscellaneous | MW of Load | 1 | 2031 | 0.0068273
ENS | Alternate Scenario | C&I Curtailment | C&I Curtailment-Turnkey-Water Heating Control | Small Industrial | Offices | MW of Load | 1 | 2031 | 3.4606e-05
ENS | Alternate Scenario | C&I Curtailment | C&I Curtailment-Turnkey-Water Heating Control | Small Industrial | Retail Trade | MW of Load | 1 | 2031 | 0.00065944
ENS | Alternate Scenario | C&I Curtailment | C&I Curtailment-Turnkey-Water Heating Control | Small Industrial | Services | MW of Load | 1 | 2031 | 0.00020833
ENS | Alternate Scenario | C&I Curtailment | C&I Curtailment-Turnkey-Other | Small Industrial | Miscellaneous | MW of Load | 1 | 2031 | 0.1047
ENS | Alternate Scenario | C&I Curtailment | C&I Curtailment-Turnkey-Other | Small Industrial | Offices | MW of Load | 1 | 2031 | 0.00065333
ENS | Alternate Scenario | C&I Curtailment | C&I Curtailment-Turnkey-Other | Small Industrial | Retail Trade | MW of Load | 1 | 2031 | 0.0072436
ENS | Alternate Scenario | C&I Curtailment | C&I Curtailment-Turnkey-Other | Small Industrial | Services | MW of Load | 1 | 2031 | 0.0022884
ENS | Alternate Scenario | C&I Curtailment | C&I Curtailment-Turnkey-Industrial | Small Industrial | Manufacturing | MW of Load | 1 | 2031 | 0.024888
ENS | Alternate Scenario | C&I Curtailment | C&I Curtailment-Turnkey-Manual HVAC Control | Medium Industrial | Miscellaneous | MW of Load | 1 | 2031 | 4.1431
ENS | Alternate Scenario | C&I Curtailment | C&I Curtailment-Turnkey-Manual HVAC Control | Medium Industrial | Offices | MW of Load | 1 | 2031 | 0.066833
ENS | Alternate Scenario | C&I Curtailment | C&I Curtailment-Turnkey-Manual HVAC Control | Medium Industrial | Retail Trade | MW of Load | 1 | 2031 | 0.91551
ENS | Alternate Scenario | C&I Curtailment | C&I Curtailment-Turnkey-Manual HVAC Control | Medium Industrial | Services | MW of Load | 1 | 2031 | 0.042156
ENS | Alternate Scenario | C&I Curtailment | C&I Curtailment-Turnkey-Auto-DR HVAC Control | Medium Industrial | Miscellaneous | MW of Load | 1 | 2031 | 0.41083
ENS | Alternate Scenario | C&I Curtailment | C&I Curtailment-Turnkey-Auto-DR HVAC Control | Medium Industrial | Offices | MW of Load | 1 | 2031 | 0.0066272
ENS | Alternate Scenario | C&I Curtailment | C&I Curtailment-Turnkey-Auto-DR HVAC Control | Medium Industrial | Retail Trade | MW of Load | 1 | 2031 | 0.090782
ENS | Alternate Scenario | C&I Curtailment | C&I Curtailment-Turnkey-Auto-DR HVAC Control | Medium Industrial | Services | MW of Load | 1 | 2031 | 0.0041802
ENS | Alternate Scenario | C&I Curtailment | C&I Curtailment-Turnkey-Standard Lighting Control | Medium Industrial | Miscellaneous | MW of Load | 1 | 2031 | 1.2819
ENS | Alternate Scenario | C&I Curtailment | C&I Curtailment-Turnkey-Standard Lighting Control | Medium Industrial | Offices | MW of Load | 1 | 2031 | 0.0087127
ENS | Alternate Scenario | C&I Curtailment | C&I Curtailment-Turnkey-Standard Lighting Control | Medium Industrial | Retail Trade | MW of Load | 1 | 2031 | 0.39621
ENS | Alternate Scenario | C&I Curtailment | C&I Curtailment-Turnkey-Standard Lighting Control | Medium Industrial | Services | MW of Load | 1 | 2031 | 0.018244
ENS | Alternate Scenario | C&I Curtailment | C&I Curtailment-Turnkey-Water Heating Control | Medium Industrial | Miscellaneous | MW of Load | 1 | 2031 | 0.10823
ENS | Alternate Scenario | C&I Curtailment | C&I Curtailment-Turnkey-Water Heating Control | Medium Industrial | Offices | MW of Load | 1 | 2031 | 0.00069057
ENS | Alternate Scenario | C&I Curtailment | C&I Curtailment-Turnkey-Water Heating Control | Medium Industrial | Retail Trade | MW of Load | 1 | 2031 | 0.054691
ENS | Alternate Scenario | C&I Curtailment | C&I Curtailment-Turnkey-Water Heating Control | Medium Industrial | Services | MW of Load | 1 | 2031 | 0.0025184
ENS | Alternate Scenario | C&I Curtailment | C&I Curtailment-Turnkey-Other | Medium Industrial | Miscellaneous | MW of Load | 1 | 2031 | 1.6598
ENS | Alternate Scenario | C&I Curtailment | C&I Curtailment-Turnkey-Other | Medium Industrial | Offices | MW of Load | 1 | 2031 | 0.013038
ENS | Alternate Scenario | C&I Curtailment | C&I Curtailment-Turnkey-Other | Medium Industrial | Retail Trade | MW of Load | 1 | 2031 | 0.60076
ENS | Alternate Scenario | C&I Curtailment | C&I Curtailment-Turnkey-Other | Medium Industrial | Services | MW of Load | 1 | 2031 | 0.027663
ENS | Alternate Scenario | C&I Curtailment | C&I Curtailment-Turnkey-Manual HVAC Control | Large Industrial | Miscellaneous | MW of Load | 1 | 2031 | 0.087017
ENS | Alternate Scenario | C&I Curtailment | C&I Curtailment-Turnkey-Auto-DR HVAC Control | Large Industrial | Miscellaneous | MW of Load | 1 | 2031 | 0.0086286
ENS | Alternate Scenario | C&I Curtailment | C&I Curtailment-Turnkey-Standard Lighting Control | Large Industrial | Miscellaneous | MW of Load | 1 | 2031 | 0.037617
ENS | Alternate Scenario | C&I Curtailment | C&I Curtailment-Turnkey-Water Heating Control | Large Industrial | Miscellaneous | MW of Load | 1 | 2031 | 0.0019103
ENS | Alternate Scenario | C&I Curtailment | C&I Curtailment-Turnkey-Other | Large Industrial | Miscellaneous | MW of Load | 1 | 2031 | 0.04083
ENS | Alternate Scenario | C&I Curtailment | C&I Curtailment-Turnkey-Industrial | Large Industrial | Manufacturing | MW of Load | 1 | 2031 | 0.0079687
ENS | Alternate Scenario | C&I Loadshift to BUGs | C&I Loadshift to BUGs | Large General | Miscellaneous | MW of Load | 1 | 2031 | 2.7569
ENS | Alternate Scenario | C&I Loadshift to BUGs | C&I Loadshift to BUGs | Small Industrial | Miscellaneous | MW of Load | 1 | 2031 | 0.97766
ENS | Alternate Scenario | C&I Loadshift to BUGs | C&I Loadshift to BUGs | Medium Industrial | Manufacturing | MW of Load | 1 | 2031 | 0.56209
ENS | Alternate Scenario | C&I Loadshift to BUGs | C&I Loadshift to BUGs | Medium Industrial | Miscellaneous | MW of Load | 1 | 2031 | 2.4395
ENS | Alternate Scenario | Dynamic Pricing | Dynamic Pricing with enabling tech. | Small General | Manufacturing | MW of Load | 1 | 2031 | 0.0078455
ENS | Alternate Scenario | Dynamic Pricing | Dynamic Pricing with enabling tech. | Residential Charitable | Residential LI | MW of Load | 1 | 2031 | 3.5259
ENS | Alternate Scenario | Dynamic Pricing | Dynamic Pricing with enabling tech. | Residential Charitable | Residential Market Rate | MW of Load | 1 | 2031 | 20.138
ENS | Alternate Scenario | Behavioral DR | Behavioral DR | Residential Charitable | Residential LI | MW of Load | 1 | 2031 | 0.42064
ENS | Alternate Scenario | Behavioral DR | Behavioral DR | Residential Charitable | Residential Market Rate | MW of Load | 1 | 2031 | 2.4024
ENS | Alternate Scenario | Time-of-Use Rates (TOU) | Time-of-Use Rates (TOU) | Residential Charitable | Residential LI | MW of Load | 0 | 2031 | 0.36806
ENS | Alternate Scenario | Time-of-Use Rates (TOU) | Time-of-Use Rates (TOU) | Residential Charitable | Residential Market Rate | MW of Load | 0 | 2031 | 2.1021
ENS | Alternate Scenario | C&I Curtailment | C&I Curtailment-Turnkey-Manual HVAC Control | General | Miscellaneous | MW of Load | 1 | 2032 | 1.8087
ENS | Alternate Scenario | C&I Curtailment | C&I Curtailment-Turnkey-Manual HVAC Control | General | Offices | MW of Load | 1 | 2032 | 0.1243
ENS | Alternate Scenario | C&I Curtailment | C&I Curtailment-Turnkey-Manual HVAC Control | General | Retail Trade | MW of Load | 1 | 2032 | 0.41543
ENS | Alternate Scenario | C&I Curtailment | C&I Curtailment-Turnkey-Manual HVAC Control | General | Services | MW of Load | 1 | 2032 | 0.2686
ENS | Alternate Scenario | C&I Curtailment | C&I Curtailment-Turnkey-Auto-DR HVAC Control | General | Miscellaneous | MW of Load | 1 | 2032 | 0.22419
ENS | Alternate Scenario | C&I Curtailment | C&I Curtailment-Turnkey-Auto-DR HVAC Control | General | Offices | MW of Load | 1 | 2032 | 0.015407
ENS | Alternate Scenario | C&I Curtailment | C&I Curtailment-Turnkey-Auto-DR HVAC Control | General | Retail Trade | MW of Load | 1 | 2032 | 0.051492
ENS | Alternate Scenario | C&I Curtailment | C&I Curtailment-Turnkey-Auto-DR HVAC Control | General | Services | MW of Load | 1 | 2032 | 0.033293
ENS | Alternate Scenario | C&I Curtailment | C&I Curtailment-Turnkey-Standard Lighting Control | General | Miscellaneous | MW of Load | 1 | 2032 | 0.7529
ENS | Alternate Scenario | C&I Curtailment | C&I Curtailment-Turnkey-Standard Lighting Control | General | Offices | MW of Load | 1 | 2032 | 0.01478
ENS | Alternate Scenario | C&I Curtailment | C&I Curtailment-Turnkey-Standard Lighting Control | General | Retail Trade | MW of Load | 1 | 2032 | 0.16551
ENS | Alternate Scenario | C&I Curtailment | C&I Curtailment-Turnkey-Standard Lighting Control | General | Services | MW of Load | 1 | 2032 | 0.10715
ENS | Alternate Scenario | C&I Curtailment | C&I Curtailment-Turnkey-Water Heating Control | General | Miscellaneous | MW of Load | 1 | 2032 | 0.050481
ENS | Alternate Scenario | C&I Curtailment | C&I Curtailment-Turnkey-Water Heating Control | General | Offices | MW of Load | 1 | 2032 | 0.0013404
ENS | Alternate Scenario | C&I Curtailment | C&I Curtailment-Turnkey-Water Heating Control | General | Retail Trade | MW of Load | 1 | 2032 | 0.027222
ENS | Alternate Scenario | C&I Curtailment | C&I Curtailment-Turnkey-Water Heating Control | General | Services | MW of Load | 1 | 2032 | 0.017577
ENS | Alternate Scenario | C&I Curtailment | C&I Curtailment-Turnkey-Other | General | Miscellaneous | MW of Load | 1 | 2032 | 0.88167
ENS | Alternate Scenario | C&I Curtailment | C&I Curtailment-Turnkey-Other | General | Offices | MW of Load | 1 | 2032 | 0.023979
ENS | Alternate Scenario | C&I Curtailment | C&I Curtailment-Turnkey-Other | General | Retail Trade | MW of Load | 1 | 2032 | 0.27966
ENS | Alternate Scenario | C&I Curtailment | C&I Curtailment-Turnkey-Other | General | Services | MW of Load | 1 | 2032 | 0.18075
ENS | Alternate Scenario | C&I Curtailment | C&I Curtailment-Turnkey-Manual HVAC Control | Large General | Miscellaneous | MW of Load | 1 | 2032 | 1.2292
ENS | Alternate Scenario | C&I Curtailment | C&I Curtailment-Turnkey-Manual HVAC Control | Large General | Retail Trade | MW of Load | 1 | 2032 | 0.051251
ENS | Alternate Scenario | C&I Curtailment | C&I Curtailment-Turnkey-Manual HVAC Control | Large General | Services | MW of Load | 1 | 2032 | 0.082072
ENS | Alternate Scenario | C&I Curtailment | C&I Curtailment-Turnkey-Auto-DR HVAC Control | Large General | Miscellaneous | MW of Load | 1 | 2032 | 0.15236
ENS | Alternate Scenario | C&I Curtailment | C&I Curtailment-Turnkey-Auto-DR HVAC Control | Large General | Retail Trade | MW of Load | 1 | 2032 | 0.0063525
ENS | Alternate Scenario | C&I Curtailment | C&I Curtailment-Turnkey-Auto-DR HVAC Control | Large General | Services | MW of Load | 1 | 2032 | 0.010173
ENS | Alternate Scenario | C&I Curtailment | C&I Curtailment-Turnkey-Standard Lighting Control | Large General | Miscellaneous | MW of Load | 1 | 2032 | 0.53138
ENS | Alternate Scenario | C&I Curtailment | C&I Curtailment-Turnkey-Standard Lighting Control | Large General | Retail Trade | MW of Load | 1 | 2032 | 0.020285
ENS | Alternate Scenario | C&I Curtailment | C&I Curtailment-Turnkey-Standard Lighting Control | Large General | Services | MW of Load | 1 | 2032 | 0.032484
ENS | Alternate Scenario | C&I Curtailment | C&I Curtailment-Turnkey-Water Heating Control | Large General | Miscellaneous | MW of Load | 1 | 2032 | 0.026985
ENS | Alternate Scenario | C&I Curtailment | C&I Curtailment-Turnkey-Water Heating Control | Large General | Retail Trade | MW of Load | 1 | 2032 | 0.0033808
ENS | Alternate Scenario | C&I Curtailment | C&I Curtailment-Turnkey-Water Heating Control | Large General | Services | MW of Load | 1 | 2032 | 0.0054139
ENS | Alternate Scenario | C&I Curtailment | C&I Curtailment-Turnkey-Other | Large General | Miscellaneous | MW of Load | 1 | 2032 | 0.57677
ENS | Alternate Scenario | C&I Curtailment | C&I Curtailment-Turnkey-Other | Large General | Retail Trade | MW of Load | 1 | 2032 | 0.034567
ENS | Alternate Scenario | C&I Curtailment | C&I Curtailment-Turnkey-Other | Large General | Services | MW of Load | 1 | 2032 | 0.055355
ENS | Alternate Scenario | C&I Curtailment | C&I Curtailment-Turnkey-Manual HVAC Control | Small Industrial | Miscellaneous | MW of Load | 1 | 2032 | 0.263
ENS | Alternate Scenario | C&I Curtailment | C&I Curtailment-Turnkey-Manual HVAC Control | Small Industrial | Offices | MW of Load | 1 | 2032 | 0.0033703
ENS | Alternate Scenario | C&I Curtailment | C&I Curtailment-Turnkey-Manual HVAC Control | Small Industrial | Retail Trade | MW of Load | 1 | 2032 | 0.011109
ENS | Alternate Scenario | C&I Curtailment | C&I Curtailment-Turnkey-Manual HVAC Control | Small Industrial | Services | MW of Load | 1 | 2032 | 0.0035095
ENS | Alternate Scenario | C&I Curtailment | C&I Curtailment-Turnkey-Auto-DR HVAC Control | Small Industrial | Miscellaneous | MW of Load | 1 | 2032 | 0.032599
ENS | Alternate Scenario | C&I Curtailment | C&I Curtailment-Turnkey-Auto-DR HVAC Control | Small Industrial | Offices | MW of Load | 1 | 2032 | 0.00041775
ENS | Alternate Scenario | C&I Curtailment | C&I Curtailment-Turnkey-Auto-DR HVAC Control | Small Industrial | Retail Trade | MW of Load | 1 | 2032 | 0.0013769
ENS | Alternate Scenario | C&I Curtailment | C&I Curtailment-Turnkey-Auto-DR HVAC Control | Small Industrial | Services | MW of Load | 1 | 2032 | 0.000435
ENS | Alternate Scenario | C&I Curtailment | C&I Curtailment-Turnkey-Standard Lighting Control | Small Industrial | Miscellaneous | MW of Load | 1 | 2032 | 0.081377
ENS | Alternate Scenario | C&I Curtailment | C&I Curtailment-Turnkey-Standard Lighting Control | Small Industrial | Offices | MW of Load | 1 | 2032 | 0.00043937
ENS | Alternate Scenario | C&I Curtailment | C&I Curtailment-Turnkey-Standard Lighting Control | Small Industrial | Retail Trade | MW of Load | 1 | 2032 | 0.0048075
ENS | Alternate Scenario | C&I Curtailment | C&I Curtailment-Turnkey-Standard Lighting Control | Small Industrial | Services | MW of Load | 1 | 2032 | 0.0015188
ENS | Alternate Scenario | C&I Curtailment | C&I Curtailment-Turnkey-Water Heating Control | Small Industrial | Miscellaneous | MW of Load | 1 | 2032 | 0.0068705
ENS | Alternate Scenario | C&I Curtailment | C&I Curtailment-Turnkey-Water Heating Control | Small Industrial | Offices | MW of Load | 1 | 2032 | 3.4825e-05
ENS | Alternate Scenario | C&I Curtailment | C&I Curtailment-Turnkey-Water Heating Control | Small Industrial | Retail Trade | MW of Load | 1 | 2032 | 0.00066361
ENS | Alternate Scenario | C&I Curtailment | C&I Curtailment-Turnkey-Water Heating Control | Small Industrial | Services | MW of Load | 1 | 2032 | 0.00020965
ENS | Alternate Scenario | C&I Curtailment | C&I Curtailment-Turnkey-Other | Small Industrial | Miscellaneous | MW of Load | 1 | 2032 | 0.10536
ENS | Alternate Scenario | C&I Curtailment | C&I Curtailment-Turnkey-Other | Small Industrial | Offices | MW of Load | 1 | 2032 | 0.00065747
ENS | Alternate Scenario | C&I Curtailment | C&I Curtailment-Turnkey-Other | Small Industrial | Retail Trade | MW of Load | 1 | 2032 | 0.0072895
ENS | Alternate Scenario | C&I Curtailment | C&I Curtailment-Turnkey-Other | Small Industrial | Services | MW of Load | 1 | 2032 | 0.0023029
ENS | Alternate Scenario | C&I Curtailment | C&I Curtailment-Turnkey-Industrial | Small Industrial | Manufacturing | MW of Load | 1 | 2032 | 0.025045
ENS | Alternate Scenario | C&I Curtailment | C&I Curtailment-Turnkey-Manual HVAC Control | Medium Industrial | Miscellaneous | MW of Load | 1 | 2032 | 4.1561
ENS | Alternate Scenario | C&I Curtailment | C&I Curtailment-Turnkey-Manual HVAC Control | Medium Industrial | Offices | MW of Load | 1 | 2032 | 0.067042
ENS | Alternate Scenario | C&I Curtailment | C&I Curtailment-Turnkey-Manual HVAC Control | Medium Industrial | Retail Trade | MW of Load | 1 | 2032 | 0.91837
ENS | Alternate Scenario | C&I Curtailment | C&I Curtailment-Turnkey-Manual HVAC Control | Medium Industrial | Services | MW of Load | 1 | 2032 | 0.042288
ENS | Alternate Scenario | C&I Curtailment | C&I Curtailment-Turnkey-Auto-DR HVAC Control | Medium Industrial | Miscellaneous | MW of Load | 1 | 2032 | 0.51515
ENS | Alternate Scenario | C&I Curtailment | C&I Curtailment-Turnkey-Auto-DR HVAC Control | Medium Industrial | Offices | MW of Load | 1 | 2032 | 0.0083099
ENS | Alternate Scenario | C&I Curtailment | C&I Curtailment-Turnkey-Auto-DR HVAC Control | Medium Industrial | Retail Trade | MW of Load | 1 | 2032 | 0.11383
ENS | Alternate Scenario | C&I Curtailment | C&I Curtailment-Turnkey-Auto-DR HVAC Control | Medium Industrial | Services | MW of Load | 1 | 2032 | 0.0052416
ENS | Alternate Scenario | C&I Curtailment | C&I Curtailment-Turnkey-Standard Lighting Control | Medium Industrial | Miscellaneous | MW of Load | 1 | 2032 | 1.2859
ENS | Alternate Scenario | C&I Curtailment | C&I Curtailment-Turnkey-Standard Lighting Control | Medium Industrial | Offices | MW of Load | 1 | 2032 | 0.0087399
ENS | Alternate Scenario | C&I Curtailment | C&I Curtailment-Turnkey-Standard Lighting Control | Medium Industrial | Retail Trade | MW of Load | 1 | 2032 | 0.39745
ENS | Alternate Scenario | C&I Curtailment | C&I Curtailment-Turnkey-Standard Lighting Control | Medium Industrial | Services | MW of Load | 1 | 2032 | 0.018301
ENS | Alternate Scenario | C&I Curtailment | C&I Curtailment-Turnkey-Water Heating Control | Medium Industrial | Miscellaneous | MW of Load | 1 | 2032 | 0.10857
ENS | Alternate Scenario | C&I Curtailment | C&I Curtailment-Turnkey-Water Heating Control | Medium Industrial | Offices | MW of Load | 1 | 2032 | 0.00069273
ENS | Alternate Scenario | C&I Curtailment | C&I Curtailment-Turnkey-Water Heating Control | Medium Industrial | Retail Trade | MW of Load | 1 | 2032 | 0.054862
ENS | Alternate Scenario | C&I Curtailment | C&I Curtailment-Turnkey-Water Heating Control | Medium Industrial | Services | MW of Load | 1 | 2032 | 0.0025262
ENS | Alternate Scenario | C&I Curtailment | C&I Curtailment-Turnkey-Other | Medium Industrial | Miscellaneous | MW of Load | 1 | 2032 | 1.665
ENS | Alternate Scenario | C&I Curtailment | C&I Curtailment-Turnkey-Other | Medium Industrial | Offices | MW of Load | 1 | 2032 | 0.013078
ENS | Alternate Scenario | C&I Curtailment | C&I Curtailment-Turnkey-Other | Medium Industrial | Retail Trade | MW of Load | 1 | 2032 | 0.60263
ENS | Alternate Scenario | C&I Curtailment | C&I Curtailment-Turnkey-Other | Medium Industrial | Services | MW of Load | 1 | 2032 | 0.027749
ENS | Alternate Scenario | C&I Curtailment | C&I Curtailment-Turnkey-Manual HVAC Control | Large Industrial | Miscellaneous | MW of Load | 1 | 2032 | 0.086631
ENS | Alternate Scenario | C&I Curtailment | C&I Curtailment-Turnkey-Auto-DR HVAC Control | Large Industrial | Miscellaneous | MW of Load | 1 | 2032 | 0.010738
ENS | Alternate Scenario | C&I Curtailment | C&I Curtailment-Turnkey-Standard Lighting Control | Large Industrial | Miscellaneous | MW of Load | 1 | 2032 | 0.03745
ENS | Alternate Scenario | C&I Curtailment | C&I Curtailment-Turnkey-Water Heating Control | Large Industrial | Miscellaneous | MW of Load | 1 | 2032 | 0.0019018
ENS | Alternate Scenario | C&I Curtailment | C&I Curtailment-Turnkey-Other | Large Industrial | Miscellaneous | MW of Load | 1 | 2032 | 0.040648
ENS | Alternate Scenario | C&I Curtailment | C&I Curtailment-Turnkey-Industrial | Large Industrial | Manufacturing | MW of Load | 1 | 2032 | 0.0079333
ENS | Alternate Scenario | C&I Loadshift to BUGs | C&I Loadshift to BUGs | Large General | Miscellaneous | MW of Load | 1 | 2032 | 2.7464
ENS | Alternate Scenario | C&I Loadshift to BUGs | C&I Loadshift to BUGs | Small Industrial | Miscellaneous | MW of Load | 1 | 2032 | 0.98385
ENS | Alternate Scenario | C&I Loadshift to BUGs | C&I Loadshift to BUGs | Medium Industrial | Manufacturing | MW of Load | 1 | 2032 | 0.56385
ENS | Alternate Scenario | C&I Loadshift to BUGs | C&I Loadshift to BUGs | Medium Industrial | Miscellaneous | MW of Load | 1 | 2032 | 2.4471
ENS | Alternate Scenario | Dynamic Pricing | Dynamic Pricing with enabling tech. | Small General | Manufacturing | MW of Load | 1 | 2032 | 0.0080584
ENS | Alternate Scenario | Dynamic Pricing | Dynamic Pricing with enabling tech. | Residential Charitable | Residential LI | MW of Load | 1 | 2032 | 3.5345
ENS | Alternate Scenario | Dynamic Pricing | Dynamic Pricing with enabling tech. | Residential Charitable | Residential Market Rate | MW of Load | 1 | 2032 | 20.1871
ENS | Alternate Scenario | Behavioral DR | Behavioral DR | Residential Charitable | Residential LI | MW of Load | 1 | 2032 | 0.42166
ENS | Alternate Scenario | Behavioral DR | Behavioral DR | Residential Charitable | Residential Market Rate | MW of Load | 1 | 2032 | 2.4083
ENS | Alternate Scenario | Time-of-Use Rates (TOU) | Time-of-Use Rates (TOU) | Residential Charitable | Residential LI | MW of Load | 0 | 2032 | 0.36895
ENS | Alternate Scenario | Time-of-Use Rates (TOU) | Time-of-Use Rates (TOU) | Residential Charitable | Residential Market Rate | MW of Load | 0 | 2032 | 2.1073
ENS | Alternate Scenario | C&I Curtailment | C&I Curtailment-Turnkey-Manual HVAC Control | General | Miscellaneous | MW of Load | 1 | 2033 | 1.8087
ENS | Alternate Scenario | C&I Curtailment | C&I Curtailment-Turnkey-Manual HVAC Control | General | Offices | MW of Load | 1 | 2033 | 0.1243
ENS | Alternate Scenario | C&I Curtailment | C&I Curtailment-Turnkey-Manual HVAC Control | General | Retail Trade | MW of Load | 1 | 2033 | 0.41543
ENS | Alternate Scenario | C&I Curtailment | C&I Curtailment-Turnkey-Manual HVAC Control | General | Services | MW of Load | 1 | 2033 | 0.2686
ENS | Alternate Scenario | C&I Curtailment | C&I Curtailment-Turnkey-Auto-DR HVAC Control | General | Miscellaneous | MW of Load | 1 | 2033 | 0.28024
ENS | Alternate Scenario | C&I Curtailment | C&I Curtailment-Turnkey-Auto-DR HVAC Control | General | Offices | MW of Load | 1 | 2033 | 0.019258
ENS | Alternate Scenario | C&I Curtailment | C&I Curtailment-Turnkey-Auto-DR HVAC Control | General | Retail Trade | MW of Load | 1 | 2033 | 0.064365
ENS | Alternate Scenario | C&I Curtailment | C&I Curtailment-Turnkey-Auto-DR HVAC Control | General | Services | MW of Load | 1 | 2033 | 0.041616
ENS | Alternate Scenario | C&I Curtailment | C&I Curtailment-Turnkey-Standard Lighting Control | General | Miscellaneous | MW of Load | 1 | 2033 | 0.7529
ENS | Alternate Scenario | C&I Curtailment | C&I Curtailment-Turnkey-Standard Lighting Control | General | Offices | MW of Load | 1 | 2033 | 0.01478
ENS | Alternate Scenario | C&I Curtailment | C&I Curtailment-Turnkey-Standard Lighting Control | General | Retail Trade | MW of Load | 1 | 2033 | 0.16551
ENS | Alternate Scenario | C&I Curtailment | C&I Curtailment-Turnkey-Standard Lighting Control | General | Services | MW of Load | 1 | 2033 | 0.10715
ENS | Alternate Scenario | C&I Curtailment | C&I Curtailment-Turnkey-Water Heating Control | General | Miscellaneous | MW of Load | 1 | 2033 | 0.050481
ENS | Alternate Scenario | C&I Curtailment | C&I Curtailment-Turnkey-Water Heating Control | General | Offices | MW of Load | 1 | 2033 | 0.0013404
ENS | Alternate Scenario | C&I Curtailment | C&I Curtailment-Turnkey-Water Heating Control | General | Retail Trade | MW of Load | 1 | 2033 | 0.027222
ENS | Alternate Scenario | C&I Curtailment | C&I Curtailment-Turnkey-Water Heating Control | General | Services | MW of Load | 1 | 2033 | 0.017577
ENS | Alternate Scenario | C&I Curtailment | C&I Curtailment-Turnkey-Other | General | Miscellaneous | MW of Load | 1 | 2033 | 0.88167
ENS | Alternate Scenario | C&I Curtailment | C&I Curtailment-Turnkey-Other | General | Offices | MW of Load | 1 | 2033 | 0.023979
ENS | Alternate Scenario | C&I Curtailment | C&I Curtailment-Turnkey-Other | General | Retail Trade | MW of Load | 1 | 2033 | 0.27966
ENS | Alternate Scenario | C&I Curtailment | C&I Curtailment-Turnkey-Other | General | Services | MW of Load | 1 | 2033 | 0.18075
ENS | Alternate Scenario | C&I Curtailment | C&I Curtailment-Turnkey-Manual HVAC Control | Large General | Miscellaneous | MW of Load | 1 | 2033 | 1.2292
ENS | Alternate Scenario | C&I Curtailment | C&I Curtailment-Turnkey-Manual HVAC Control | Large General | Retail Trade | MW of Load | 1 | 2033 | 0.051251
ENS | Alternate Scenario | C&I Curtailment | C&I Curtailment-Turnkey-Manual HVAC Control | Large General | Services | MW of Load | 1 | 2033 | 0.082072
ENS | Alternate Scenario | C&I Curtailment | C&I Curtailment-Turnkey-Auto-DR HVAC Control | Large General | Miscellaneous | MW of Load | 1 | 2033 | 0.19045
ENS | Alternate Scenario | C&I Curtailment | C&I Curtailment-Turnkey-Auto-DR HVAC Control | Large General | Retail Trade | MW of Load | 1 | 2033 | 0.0079407
ENS | Alternate Scenario | C&I Curtailment | C&I Curtailment-Turnkey-Auto-DR HVAC Control | Large General | Services | MW of Load | 1 | 2033 | 0.012716
ENS | Alternate Scenario | C&I Curtailment | C&I Curtailment-Turnkey-Standard Lighting Control | Large General | Miscellaneous | MW of Load | 1 | 2033 | 0.53138
ENS | Alternate Scenario | C&I Curtailment | C&I Curtailment-Turnkey-Standard Lighting Control | Large General | Retail Trade | MW of Load | 1 | 2033 | 0.020285
ENS | Alternate Scenario | C&I Curtailment | C&I Curtailment-Turnkey-Standard Lighting Control | Large General | Services | MW of Load | 1 | 2033 | 0.032484
ENS | Alternate Scenario | C&I Curtailment | C&I Curtailment-Turnkey-Water Heating Control | Large General | Miscellaneous | MW of Load | 1 | 2033 | 0.026985
ENS | Alternate Scenario | C&I Curtailment | C&I Curtailment-Turnkey-Water Heating Control | Large General | Retail Trade | MW of Load | 1 | 2033 | 0.0033808
ENS | Alternate Scenario | C&I Curtailment | C&I Curtailment-Turnkey-Water Heating Control | Large General | Services | MW of Load | 1 | 2033 | 0.0054139
ENS | Alternate Scenario | C&I Curtailment | C&I Curtailment-Turnkey-Other | Large General | Miscellaneous | MW of Load | 1 | 2033 | 0.57677
ENS | Alternate Scenario | C&I Curtailment | C&I Curtailment-Turnkey-Other | Large General | Retail Trade | MW of Load | 1 | 2033 | 0.034567
ENS | Alternate Scenario | C&I Curtailment | C&I Curtailment-Turnkey-Other | Large General | Services | MW of Load | 1 | 2033 | 0.055355
ENS | Alternate Scenario | C&I Curtailment | C&I Curtailment-Turnkey-Manual HVAC Control | Small Industrial | Miscellaneous | MW of Load | 1 | 2033 | 0.263
ENS | Alternate Scenario | C&I Curtailment | C&I Curtailment-Turnkey-Manual HVAC Control | Small Industrial | Offices | MW of Load | 1 | 2033 | 0.0033703
ENS | Alternate Scenario | C&I Curtailment | C&I Curtailment-Turnkey-Manual HVAC Control | Small Industrial | Retail Trade | MW of Load | 1 | 2033 | 0.011109
ENS | Alternate Scenario | C&I Curtailment | C&I Curtailment-Turnkey-Manual HVAC Control | Small Industrial | Services | MW of Load | 1 | 2033 | 0.0035095
ENS | Alternate Scenario | C&I Curtailment | C&I Curtailment-Turnkey-Auto-DR HVAC Control | Small Industrial | Miscellaneous | MW of Load | 1 | 2033 | 0.040749
ENS | Alternate Scenario | C&I Curtailment | C&I Curtailment-Turnkey-Auto-DR HVAC Control | Small Industrial | Offices | MW of Load | 1 | 2033 | 0.00052219
ENS | Alternate Scenario | C&I Curtailment | C&I Curtailment-Turnkey-Auto-DR HVAC Control | Small Industrial | Retail Trade | MW of Load | 1 | 2033 | 0.0017211
ENS | Alternate Scenario | C&I Curtailment | C&I Curtailment-Turnkey-Auto-DR HVAC Control | Small Industrial | Services | MW of Load | 1 | 2033 | 0.00054375
ENS | Alternate Scenario | C&I Curtailment | C&I Curtailment-Turnkey-Standard Lighting Control | Small Industrial | Miscellaneous | MW of Load | 1 | 2033 | 0.081377
ENS | Alternate Scenario | C&I Curtailment | C&I Curtailment-Turnkey-Standard Lighting Control | Small Industrial | Offices | MW of Load | 1 | 2033 | 0.00043937
ENS | Alternate Scenario | C&I Curtailment | C&I Curtailment-Turnkey-Standard Lighting Control | Small Industrial | Retail Trade | MW of Load | 1 | 2033 | 0.0048075
ENS | Alternate Scenario | C&I Curtailment | C&I Curtailment-Turnkey-Standard Lighting Control | Small Industrial | Services | MW of Load | 1 | 2033 | 0.0015188
ENS | Alternate Scenario | C&I Curtailment | C&I Curtailment-Turnkey-Water Heating Control | Small Industrial | Miscellaneous | MW of Load | 1 | 2033 | 0.0068705
ENS | Alternate Scenario | C&I Curtailment | C&I Curtailment-Turnkey-Water Heating Control | Small Industrial | Offices | MW of Load | 1 | 2033 | 3.4825e-05
ENS | Alternate Scenario | C&I Curtailment | C&I Curtailment-Turnkey-Water Heating Control | Small Industrial | Retail Trade | MW of Load | 1 | 2033 | 0.00066361
ENS | Alternate Scenario | C&I Curtailment | C&I Curtailment-Turnkey-Water Heating Control | Small Industrial | Services | MW of Load | 1 | 2033 | 0.00020965
ENS | Alternate Scenario | C&I Curtailment | C&I Curtailment-Turnkey-Other | Small Industrial | Miscellaneous | MW of Load | 1 | 2033 | 0.10536
ENS | Alternate Scenario | C&I Curtailment | C&I Curtailment-Turnkey-Other | Small Industrial | Offices | MW of Load | 1 | 2033 | 0.00065747
ENS | Alternate Scenario | C&I Curtailment | C&I Curtailment-Turnkey-Other | Small Industrial | Retail Trade | MW of Load | 1 | 2033 | 0.0072895
ENS | Alternate Scenario | C&I Curtailment | C&I Curtailment-Turnkey-Other | Small Industrial | Services | MW of Load | 1 | 2033 | 0.0023029
ENS | Alternate Scenario | C&I Curtailment | C&I Curtailment-Turnkey-Industrial | Small Industrial | Manufacturing | MW of Load | 1 | 2033 | 0.025045
ENS | Alternate Scenario | C&I Curtailment | C&I Curtailment-Turnkey-Manual HVAC Control | Medium Industrial | Miscellaneous | MW of Load | 1 | 2033 | 4.1561
ENS | Alternate Scenario | C&I Curtailment | C&I Curtailment-Turnkey-Manual HVAC Control | Medium Industrial | Offices | MW of Load | 1 | 2033 | 0.067042
ENS | Alternate Scenario | C&I Curtailment | C&I Curtailment-Turnkey-Manual HVAC Control | Medium Industrial | Retail Trade | MW of Load | 1 | 2033 | 0.91837
ENS | Alternate Scenario | C&I Curtailment | C&I Curtailment-Turnkey-Manual HVAC Control | Medium Industrial | Services | MW of Load | 1 | 2033 | 0.042288
ENS | Alternate Scenario | C&I Curtailment | C&I Curtailment-Turnkey-Auto-DR HVAC Control | Medium Industrial | Miscellaneous | MW of Load | 1 | 2033 | 0.64393
ENS | Alternate Scenario | C&I Curtailment | C&I Curtailment-Turnkey-Auto-DR HVAC Control | Medium Industrial | Offices | MW of Load | 1 | 2033 | 0.010387
ENS | Alternate Scenario | C&I Curtailment | C&I Curtailment-Turnkey-Auto-DR HVAC Control | Medium Industrial | Retail Trade | MW of Load | 1 | 2033 | 0.14229
ENS | Alternate Scenario | C&I Curtailment | C&I Curtailment-Turnkey-Auto-DR HVAC Control | Medium Industrial | Services | MW of Load | 1 | 2033 | 0.006552
ENS | Alternate Scenario | C&I Curtailment | C&I Curtailment-Turnkey-Standard Lighting Control | Medium Industrial | Miscellaneous | MW of Load | 1 | 2033 | 1.2859
ENS | Alternate Scenario | C&I Curtailment | C&I Curtailment-Turnkey-Standard Lighting Control | Medium Industrial | Offices | MW of Load | 1 | 2033 | 0.0087399
ENS | Alternate Scenario | C&I Curtailment | C&I Curtailment-Turnkey-Standard Lighting Control | Medium Industrial | Retail Trade | MW of Load | 1 | 2033 | 0.39745
ENS | Alternate Scenario | C&I Curtailment | C&I Curtailment-Turnkey-Standard Lighting Control | Medium Industrial | Services | MW of Load | 1 | 2033 | 0.018301
ENS | Alternate Scenario | C&I Curtailment | C&I Curtailment-Turnkey-Water Heating Control | Medium Industrial | Miscellaneous | MW of Load | 1 | 2033 | 0.10857
ENS | Alternate Scenario | C&I Curtailment | C&I Curtailment-Turnkey-Water Heating Control | Medium Industrial | Offices | MW of Load | 1 | 2033 | 0.00069273
ENS | Alternate Scenario | C&I Curtailment | C&I Curtailment-Turnkey-Water Heating Control | Medium Industrial | Retail Trade | MW of Load | 1 | 2033 | 0.054862
ENS | Alternate Scenario | C&I Curtailment | C&I Curtailment-Turnkey-Water Heating Control | Medium Industrial | Services | MW of Load | 1 | 2033 | 0.0025262
ENS | Alternate Scenario | C&I Curtailment | C&I Curtailment-Turnkey-Other | Medium Industrial | Miscellaneous | MW of Load | 1 | 2033 | 1.665
ENS | Alternate Scenario | C&I Curtailment | C&I Curtailment-Turnkey-Other | Medium Industrial | Offices | MW of Load | 1 | 2033 | 0.013078
ENS | Alternate Scenario | C&I Curtailment | C&I Curtailment-Turnkey-Other | Medium Industrial | Retail Trade | MW of Load | 1 | 2033 | 0.60263
ENS | Alternate Scenario | C&I Curtailment | C&I Curtailment-Turnkey-Other | Medium Industrial | Services | MW of Load | 1 | 2033 | 0.027749
ENS | Alternate Scenario | C&I Curtailment | C&I Curtailment-Turnkey-Manual HVAC Control | Large Industrial | Miscellaneous | MW of Load | 1 | 2033 | 0.086631
ENS | Alternate Scenario | C&I Curtailment | C&I Curtailment-Turnkey-Auto-DR HVAC Control | Large Industrial | Miscellaneous | MW of Load | 1 | 2033 | 0.013422
ENS | Alternate Scenario | C&I Curtailment | C&I Curtailment-Turnkey-Standard Lighting Control | Large Industrial | Miscellaneous | MW of Load | 1 | 2033 | 0.03745
ENS | Alternate Scenario | C&I Curtailment | C&I Curtailment-Turnkey-Water Heating Control | Large Industrial | Miscellaneous | MW of Load | 1 | 2033 | 0.0019018
ENS | Alternate Scenario | C&I Curtailment | C&I Curtailment-Turnkey-Other | Large Industrial | Miscellaneous | MW of Load | 1 | 2033 | 0.040648
ENS | Alternate Scenario | C&I Curtailment | C&I Curtailment-Turnkey-Industrial | Large Industrial | Manufacturing | MW of Load | 1 | 2033 | 0.0079333
ENS | Alternate Scenario | C&I Loadshift to BUGs | C&I Loadshift to BUGs | Large General | Miscellaneous | MW of Load | 1 | 2033 | 2.7464
ENS | Alternate Scenario | C&I Loadshift to BUGs | C&I Loadshift to BUGs | Small Industrial | Miscellaneous | MW of Load | 1 | 2033 | 0.98385
ENS | Alternate Scenario | C&I Loadshift to BUGs | C&I Loadshift to BUGs | Medium Industrial | Manufacturing | MW of Load | 1 | 2033 | 0.56385
ENS | Alternate Scenario | C&I Loadshift to BUGs | C&I Loadshift to BUGs | Medium Industrial | Miscellaneous | MW of Load | 1 | 2033 | 2.4471
ENS | Alternate Scenario | Dynamic Pricing | Dynamic Pricing with enabling tech. | Small General | Manufacturing | MW of Load | 1 | 2033 | 0.0080584
ENS | Alternate Scenario | Dynamic Pricing | Dynamic Pricing with enabling tech. | Residential Charitable | Residential LI | MW of Load | 1 | 2033 | 3.5345
ENS | Alternate Scenario | Dynamic Pricing | Dynamic Pricing with enabling tech. | Residential Charitable | Residential Market Rate | MW of Load | 1 | 2033 | 20.1871
ENS | Alternate Scenario | Behavioral DR | Behavioral DR | Residential Charitable | Residential LI | MW of Load | 1 | 2033 | 0.42166
ENS | Alternate Scenario | Behavioral DR | Behavioral DR | Residential Charitable | Residential Market Rate | MW of Load | 1 | 2033 | 2.4083
ENS | Alternate Scenario | Time-of-Use Rates (TOU) | Time-of-Use Rates (TOU) | Residential Charitable | Residential LI | MW of Load | 0 | 2033 | 0.36895
ENS | Alternate Scenario | Time-of-Use Rates (TOU) | Time-of-Use Rates (TOU) | Residential Charitable | Residential Market Rate | MW of Load | 0 | 2033 | 2.1073
ENS | Preferred Plan | DLC-Thermostat | DLC-Thermostat-BYOT-Central Heat Pump | Residential Charitable | Residential LI | MW of Load | 0 | 2025 | 0.016122
ENS | Preferred Plan | DLC-Thermostat | DLC-Thermostat-BYOT-Central Heat Pump | Residential Charitable | Residential Market Rate | MW of Load | 0 | 2025 | 0.098657
ENS | Preferred Plan | DLC-Thermostat | DLC-Thermostat-DI-Baseboard Heating | Residential Charitable | Residential LI | MW of Load | 0 | 2025 | 0.083298
ENS | Preferred Plan | DLC-Thermostat | DLC-Thermostat-DI-Baseboard Heating | Residential Charitable | Residential Market Rate | MW of Load | 0 | 2025 | 0.79291
ENS | Preferred Plan | DLC-Thermostat | DLC-Thermostat-BYOT-Baseboard Heating | Residential Charitable | Residential LI | MW of Load | 0 | 2025 | 0.0057621
ENS | Preferred Plan | DLC-Thermostat | DLC-Thermostat-BYOT-Baseboard Heating | Residential Charitable | Residential Market Rate | MW of Load | 0 | 2025 | 0.05485
ENS | Preferred Plan | DLC-Thermostat | DLC-Thermostat-DI-MSHP | Residential Charitable | Residential LI | MW of Load | 0 | 2025 | 0.032849
ENS | Preferred Plan | DLC-Thermostat | DLC-Thermostat-DI-MSHP | Residential Charitable | Residential Market Rate | MW of Load | 0 | 2025 | 0.31269
ENS | Preferred Plan | DLC-Thermostat | DLC-Thermostat-BYOT-MSHP | Residential Charitable | Residential LI | MW of Load | 0 | 2025 | 0.0058037
ENS | Preferred Plan | DLC-Thermostat | DLC-Thermostat-BYOT-MSHP | Residential Charitable | Residential Market Rate | MW of Load | 0 | 2025 | 0.055246
ENS | Preferred Plan | DLC-Water Heating | DLC-Switch-Water Heating | Residential Charitable | Residential LI | MW of Load | 0 | 2025 | 0.021126
ENS | Preferred Plan | DLC-Water Heating | DLC-Switch-Water Heating | Residential Charitable | Residential Market Rate | MW of Load | 0 | 2025 | 0.24132
ENS | Preferred Plan | C&I Curtailment | C&I Curtailment-Turnkey-Manual HVAC Control | General | Miscellaneous | MW of Load | 1 | 2025 | 0.71008
ENS | Preferred Plan | C&I Curtailment | C&I Curtailment-Turnkey-Manual HVAC Control | General | Offices | MW of Load | 1 | 2025 | 0.046617
ENS | Preferred Plan | C&I Curtailment | C&I Curtailment-Turnkey-Manual HVAC Control | General | Retail Trade | MW of Load | 1 | 2025 | 0.16739
ENS | Preferred Plan | C&I Curtailment | C&I Curtailment-Turnkey-Manual HVAC Control | General | Services | MW of Load | 1 | 2025 | 0.10821
ENS | Preferred Plan | C&I Curtailment | C&I Curtailment-Turnkey-Auto-DR HVAC Control | General | Miscellaneous | MW of Load | 1 | 2025 | 0.017886
ENS | Preferred Plan | C&I Curtailment | C&I Curtailment-Turnkey-Auto-DR HVAC Control | General | Offices | MW of Load | 1 | 2025 | 0.0011742
ENS | Preferred Plan | C&I Curtailment | C&I Curtailment-Turnkey-Auto-DR HVAC Control | General | Retail Trade | MW of Load | 1 | 2025 | 0.0042163
ENS | Preferred Plan | C&I Curtailment | C&I Curtailment-Turnkey-Auto-DR HVAC Control | General | Services | MW of Load | 1 | 2025 | 0.0027256
ENS | Preferred Plan | C&I Curtailment | C&I Curtailment-Turnkey-Standard Lighting Control | General | Miscellaneous | MW of Load | 1 | 2025 | 0.30106
ENS | Preferred Plan | C&I Curtailment | C&I Curtailment-Turnkey-Standard Lighting Control | General | Offices | MW of Load | 1 | 2025 | 0.0064074
ENS | Preferred Plan | C&I Curtailment | C&I Curtailment-Turnkey-Standard Lighting Control | General | Retail Trade | MW of Load | 1 | 2025 | 0.07007
ENS | Preferred Plan | C&I Curtailment | C&I Curtailment-Turnkey-Standard Lighting Control | General | Services | MW of Load | 1 | 2025 | 0.045326
ENS | Preferred Plan | C&I Curtailment | C&I Curtailment-Turnkey-Water Heating Control | General | Miscellaneous | MW of Load | 1 | 2025 | 0.01737
ENS | Preferred Plan | C&I Curtailment | C&I Curtailment-Turnkey-Water Heating Control | General | Offices | MW of Load | 1 | 2025 | 0.00046845
ENS | Preferred Plan | C&I Curtailment | C&I Curtailment-Turnkey-Water Heating Control | General | Retail Trade | MW of Load | 1 | 2025 | 0.0091803
ENS | Preferred Plan | C&I Curtailment | C&I Curtailment-Turnkey-Water Heating Control | General | Services | MW of Load | 1 | 2025 | 0.0059315
ENS | Preferred Plan | C&I Curtailment | C&I Curtailment-Turnkey-Other | General | Miscellaneous | MW of Load | 1 | 2025 | 0.31326
ENS | Preferred Plan | C&I Curtailment | C&I Curtailment-Turnkey-Other | General | Offices | MW of Load | 1 | 2025 | 0.008635
ENS | Preferred Plan | C&I Curtailment | C&I Curtailment-Turnkey-Other | General | Retail Trade | MW of Load | 1 | 2025 | 0.09878
ENS | Preferred Plan | C&I Curtailment | C&I Curtailment-Turnkey-Other | General | Services | MW of Load | 1 | 2025 | 0.063851
ENS | Preferred Plan | C&I Curtailment | C&I Curtailment-Turnkey-Manual HVAC Control | Large General | Miscellaneous | MW of Load | 1 | 2025 | 0.48633
ENS | Preferred Plan | C&I Curtailment | C&I Curtailment-Turnkey-Manual HVAC Control | Large General | Retail Trade | MW of Load | 1 | 2025 | 0.021018
ENS | Preferred Plan | C&I Curtailment | C&I Curtailment-Turnkey-Manual HVAC Control | Large General | Services | MW of Load | 1 | 2025 | 0.033659
ENS | Preferred Plan | C&I Curtailment | C&I Curtailment-Turnkey-Auto-DR HVAC Control | Large General | Miscellaneous | MW of Load | 1 | 2025 | 0.01225
ENS | Preferred Plan | C&I Curtailment | C&I Curtailment-Turnkey-Auto-DR HVAC Control | Large General | Retail Trade | MW of Load | 1 | 2025 | 0.00052942
ENS | Preferred Plan | C&I Curtailment | C&I Curtailment-Turnkey-Auto-DR HVAC Control | Large General | Services | MW of Load | 1 | 2025 | 0.0008478
ENS | Preferred Plan | C&I Curtailment | C&I Curtailment-Turnkey-Standard Lighting Control | Large General | Miscellaneous | MW of Load | 1 | 2025 | 0.21423
ENS | Preferred Plan | C&I Curtailment | C&I Curtailment-Turnkey-Standard Lighting Control | Large General | Retail Trade | MW of Load | 1 | 2025 | 0.0087699
ENS | Preferred Plan | C&I Curtailment | C&I Curtailment-Turnkey-Standard Lighting Control | Large General | Services | MW of Load | 1 | 2025 | 0.014044
ENS | Preferred Plan | C&I Curtailment | C&I Curtailment-Turnkey-Water Heating Control | Large General | Miscellaneous | MW of Load | 1 | 2025 | 0.0096656
ENS | Preferred Plan | C&I Curtailment | C&I Curtailment-Turnkey-Water Heating Control | Large General | Retail Trade | MW of Load | 1 | 2025 | 0.0011557
ENS | Preferred Plan | C&I Curtailment | C&I Curtailment-Turnkey-Water Heating Control | Large General | Services | MW of Load | 1 | 2025 | 0.0018507
ENS | Preferred Plan | C&I Curtailment | C&I Curtailment-Turnkey-Other | Large General | Miscellaneous | MW of Load | 1 | 2025 | 0.20907
ENS | Preferred Plan | C&I Curtailment | C&I Curtailment-Turnkey-Other | Large General | Retail Trade | MW of Load | 1 | 2025 | 0.012408
ENS | Preferred Plan | C&I Curtailment | C&I Curtailment-Turnkey-Other | Large General | Services | MW of Load | 1 | 2025 | 0.01987
ENS | Preferred Plan | C&I Curtailment | C&I Curtailment-Turnkey-Manual HVAC Control | Small Industrial | Miscellaneous | MW of Load | 1 | 2025 | 0.10316
ENS | Preferred Plan | C&I Curtailment | C&I Curtailment-Turnkey-Manual HVAC Control | Small Industrial | Offices | MW of Load | 1 | 2025 | 0.0012864
ENS | Preferred Plan | C&I Curtailment | C&I Curtailment-Turnkey-Manual HVAC Control | Small Industrial | Retail Trade | MW of Load | 1 | 2025 | 0.0044736
ENS | Preferred Plan | C&I Curtailment | C&I Curtailment-Turnkey-Manual HVAC Control | Small Industrial | Services | MW of Load | 1 | 2025 | 0.0014133
ENS | Preferred Plan | C&I Curtailment | C&I Curtailment-Turnkey-Auto-DR HVAC Control | Small Industrial | Miscellaneous | MW of Load | 1 | 2025 | 0.0025984
ENS | Preferred Plan | C&I Curtailment | C&I Curtailment-Turnkey-Auto-DR HVAC Control | Small Industrial | Offices | MW of Load | 1 | 2025 | 3.2403e-05
ENS | Preferred Plan | C&I Curtailment | C&I Curtailment-Turnkey-Auto-DR HVAC Control | Small Industrial | Retail Trade | MW of Load | 1 | 2025 | 0.00011268
ENS | Preferred Plan | C&I Curtailment | C&I Curtailment-Turnkey-Auto-DR HVAC Control | Small Industrial | Services | MW of Load | 1 | 2025 | 3.5599e-05
ENS | Preferred Plan | C&I Curtailment | C&I Curtailment-Turnkey-Standard Lighting Control | Small Industrial | Miscellaneous | MW of Load | 1 | 2025 | 0.033266
ENS | Preferred Plan | C&I Curtailment | C&I Curtailment-Turnkey-Standard Lighting Control | Small Industrial | Offices | MW of Load | 1 | 2025 | 0.00018417
ENS | Preferred Plan | C&I Curtailment | C&I Curtailment-Turnkey-Standard Lighting Control | Small Industrial | Retail Trade | MW of Load | 1 | 2025 | 0.0019505
ENS | Preferred Plan | C&I Curtailment | C&I Curtailment-Turnkey-Standard Lighting Control | Small Industrial | Services | MW of Load | 1 | 2025 | 0.00061621
ENS | Preferred Plan | C&I Curtailment | C&I Curtailment-Turnkey-Water Heating Control | Small Industrial | Miscellaneous | MW of Load | 1 | 2025 | 0.0024232
ENS | Preferred Plan | C&I Curtailment | C&I Curtailment-Turnkey-Water Heating Control | Small Industrial | Offices | MW of Load | 1 | 2025 | 1.2694e-05
ENS | Preferred Plan | C&I Curtailment | C&I Curtailment-Turnkey-Water Heating Control | Small Industrial | Retail Trade | MW of Load | 1 | 2025 | 0.00023709
ENS | Preferred Plan | C&I Curtailment | C&I Curtailment-Turnkey-Water Heating Control | Small Industrial | Services | MW of Load | 1 | 2025 | 7.4904e-05
ENS | Preferred Plan | C&I Curtailment | C&I Curtailment-Turnkey-Other | Small Industrial | Miscellaneous | MW of Load | 1 | 2025 | 0.037934
ENS | Preferred Plan | C&I Curtailment | C&I Curtailment-Turnkey-Other | Small Industrial | Offices | MW of Load | 1 | 2025 | 0.00023931
ENS | Preferred Plan | C&I Curtailment | C&I Curtailment-Turnkey-Other | Small Industrial | Retail Trade | MW of Load | 1 | 2025 | 0.002627
ENS | Preferred Plan | C&I Curtailment | C&I Curtailment-Turnkey-Other | Small Industrial | Services | MW of Load | 1 | 2025 | 0.00082994
ENS | Preferred Plan | C&I Curtailment | C&I Curtailment-Turnkey-Industrial | Small Industrial | Manufacturing | MW of Load | 1 | 2025 | 0.0092822
ENS | Preferred Plan | C&I Curtailment | C&I Curtailment-Turnkey-Manual HVAC Control | Medium Industrial | Miscellaneous | MW of Load | 1 | 2025 | 1.6318
ENS | Preferred Plan | C&I Curtailment | C&I Curtailment-Turnkey-Manual HVAC Control | Medium Industrial | Offices | MW of Load | 1 | 2025 | 0.025616
ENS | Preferred Plan | C&I Curtailment | C&I Curtailment-Turnkey-Manual HVAC Control | Medium Industrial | Retail Trade | MW of Load | 1 | 2025 | 0.37022
ENS | Preferred Plan | C&I Curtailment | C&I Curtailment-Turnkey-Manual HVAC Control | Medium Industrial | Services | MW of Load | 1 | 2025 | 0.017048
ENS | Preferred Plan | C&I Curtailment | C&I Curtailment-Turnkey-Auto-DR HVAC Control | Medium Industrial | Miscellaneous | MW of Load | 1 | 2025 | 0.041103
ENS | Preferred Plan | C&I Curtailment | C&I Curtailment-Turnkey-Auto-DR HVAC Control | Medium Industrial | Offices | MW of Load | 1 | 2025 | 0.00064522
ENS | Preferred Plan | C&I Curtailment | C&I Curtailment-Turnkey-Auto-DR HVAC Control | Medium Industrial | Retail Trade | MW of Load | 1 | 2025 | 0.0093252
ENS | Preferred Plan | C&I Curtailment | C&I Curtailment-Turnkey-Auto-DR HVAC Control | Medium Industrial | Services | MW of Load | 1 | 2025 | 0.0004294
ENS | Preferred Plan | C&I Curtailment | C&I Curtailment-Turnkey-Standard Lighting Control | Medium Industrial | Miscellaneous | MW of Load | 1 | 2025 | 0.52621
ENS | Preferred Plan | C&I Curtailment | C&I Curtailment-Turnkey-Standard Lighting Control | Medium Industrial | Offices | MW of Load | 1 | 2025 | 0.0036673
ENS | Preferred Plan | C&I Curtailment | C&I Curtailment-Turnkey-Standard Lighting Control | Medium Industrial | Retail Trade | MW of Load | 1 | 2025 | 0.16142
ENS | Preferred Plan | C&I Curtailment | C&I Curtailment-Turnkey-Standard Lighting Control | Medium Industrial | Services | MW of Load | 1 | 2025 | 0.0074327
ENS | Preferred Plan | C&I Curtailment | C&I Curtailment-Turnkey-Water Heating Control | Medium Industrial | Miscellaneous | MW of Load | 1 | 2025 | 0.038331
ENS | Preferred Plan | C&I Curtailment | C&I Curtailment-Turnkey-Water Heating Control | Medium Industrial | Offices | MW of Load | 1 | 2025 | 0.00025277
ENS | Preferred Plan | C&I Curtailment | C&I Curtailment-Turnkey-Water Heating Control | Medium Industrial | Retail Trade | MW of Load | 1 | 2025 | 0.019621
ENS | Preferred Plan | C&I Curtailment | C&I Curtailment-Turnkey-Water Heating Control | Medium Industrial | Services | MW of Load | 1 | 2025 | 0.00090349
ENS | Preferred Plan | C&I Curtailment | C&I Curtailment-Turnkey-Other | Medium Industrial | Miscellaneous | MW of Load | 1 | 2025 | 0.60006
ENS | Preferred Plan | C&I Curtailment | C&I Curtailment-Turnkey-Other | Medium Industrial | Offices | MW of Load | 1 | 2025 | 0.0047653
ENS | Preferred Plan | C&I Curtailment | C&I Curtailment-Turnkey-Other | Medium Industrial | Retail Trade | MW of Load | 1 | 2025 | 0.2174
ENS | Preferred Plan | C&I Curtailment | C&I Curtailment-Turnkey-Other | Medium Industrial | Services | MW of Load | 1 | 2025 | 0.010011
ENS | Preferred Plan | C&I Curtailment | C&I Curtailment-Turnkey-Manual HVAC Control | Large Industrial | Miscellaneous | MW of Load | 1 | 2025 | 0.034387
ENS | Preferred Plan | C&I Curtailment | C&I Curtailment-Turnkey-Auto-DR HVAC Control | Large Industrial | Miscellaneous | MW of Load | 1 | 2025 | 0.00086614
ENS | Preferred Plan | C&I Curtailment | C&I Curtailment-Turnkey-Standard Lighting Control | Large Industrial | Miscellaneous | MW of Load | 1 | 2025 | 0.015148
ENS | Preferred Plan | C&I Curtailment | C&I Curtailment-Turnkey-Water Heating Control | Large Industrial | Miscellaneous | MW of Load | 1 | 2025 | 0.00068342
ENS | Preferred Plan | C&I Curtailment | C&I Curtailment-Turnkey-Other | Large Industrial | Miscellaneous | MW of Load | 1 | 2025 | 0.014782
ENS | Preferred Plan | C&I Curtailment | C&I Curtailment-Turnkey-Industrial | Large Industrial | Manufacturing | MW of Load | 1 | 2025 | 0.0029664
ENS | Preferred Plan | Dynamic Pricing | Dynamic Pricing with enabling tech. | Small General | Manufacturing | MW of Load | 1 | 2025 | 0.001283
ENS | Preferred Plan | Dynamic Pricing | Dynamic Pricing with enabling tech. | Residential Charitable | Residential LI | MW of Load | 1 | 2025 | 0.020881
ENS | Preferred Plan | Dynamic Pricing | Dynamic Pricing with enabling tech. | Residential Charitable | Residential Market Rate | MW of Load | 1 | 2025 | 0.1189
ENS | Preferred Plan | Dynamic Pricing | Dynamic Pricing w/o enabling tech. | Residential Charitable | Residential LI | MW of Load | 1 | 2025 | 1.0196
ENS | Preferred Plan | Dynamic Pricing | Dynamic Pricing w/o enabling tech. | Residential Charitable | Residential Market Rate | MW of Load | 1 | 2025 | 5.8059
ENS | Preferred Plan | BTM Battery Control | BTM Battery Control-BYOB | Residential Charitable | Residential Market Rate | MW of Load | 0 | 2025 | 0.022359
ENS | Preferred Plan | EV Charging Control | EV Charging Control | EV Res LDV | EV | MW of Load | 0 | 2025 | 0.010955
ENS | Preferred Plan | EV Charging Control | EV Charging Control | EV Com LDV | EV | MW of Load | 0 | 2025 | 0.0037039
ENS | Preferred Plan | Time-of-Use Rates (TOU) | Time-of-Use Rates (TOU) | Residential Charitable | Residential LI | MW of Load | 0 | 2025 | 0.3161
ENS | Preferred Plan | Time-of-Use Rates (TOU) | Time-of-Use Rates (TOU) | Residential Charitable | Residential Market Rate | MW of Load | 0 | 2025 | 1.8025
ENS | Preferred Plan | DLC-Thermostat | DLC-Thermostat-BYOT-Central Heat Pump | Residential Charitable | Residential LI | MW of Load | 0 | 2026 | 0.030849
ENS | Preferred Plan | DLC-Thermostat | DLC-Thermostat-BYOT-Central Heat Pump | Residential Charitable | Residential Market Rate | MW of Load | 0 | 2026 | 0.18878
ENS | Preferred Plan | DLC-Thermostat | DLC-Thermostat-DI-Baseboard Heating | Residential Charitable | Residential LI | MW of Load | 0 | 2026 | 0.15795
ENS | Preferred Plan | DLC-Thermostat | DLC-Thermostat-DI-Baseboard Heating | Residential Charitable | Residential Market Rate | MW of Load | 0 | 2026 | 1.5035
ENS | Preferred Plan | DLC-Thermostat | DLC-Thermostat-BYOT-Baseboard Heating | Residential Charitable | Residential LI | MW of Load | 0 | 2026 | 0.018465
ENS | Preferred Plan | DLC-Thermostat | DLC-Thermostat-BYOT-Baseboard Heating | Residential Charitable | Residential Market Rate | MW of Load | 0 | 2026 | 0.17577
ENS | Preferred Plan | DLC-Thermostat | DLC-Thermostat-DI-MSHP | Residential Charitable | Residential LI | MW of Load | 0 | 2026 | 0.091487
ENS | Preferred Plan | DLC-Thermostat | DLC-Thermostat-DI-MSHP | Residential Charitable | Residential Market Rate | MW of Load | 0 | 2026 | 0.87086
ENS | Preferred Plan | DLC-Thermostat | DLC-Thermostat-BYOT-MSHP | Residential Charitable | Residential LI | MW of Load | 0 | 2026 | 0.008272
ENS | Preferred Plan | DLC-Thermostat | DLC-Thermostat-BYOT-MSHP | Residential Charitable | Residential Market Rate | MW of Load | 0 | 2026 | 0.078741
ENS | Preferred Plan | DLC-Water Heating | DLC-Switch-Water Heating | Residential Charitable | Residential LI | MW of Load | 0 | 2026 | 0.073129
ENS | Preferred Plan | DLC-Water Heating | DLC-Switch-Water Heating | Residential Charitable | Residential Market Rate | MW of Load | 0 | 2026 | 0.83534
ENS | Preferred Plan | C&I Curtailment | C&I Curtailment-Turnkey-Manual HVAC Control | General | Miscellaneous | MW of Load | 1 | 2026 | 0.57624
ENS | Preferred Plan | C&I Curtailment | C&I Curtailment-Turnkey-Manual HVAC Control | General | Offices | MW of Load | 1 | 2026 | 0.038117
ENS | Preferred Plan | C&I Curtailment | C&I Curtailment-Turnkey-Manual HVAC Control | General | Retail Trade | MW of Load | 1 | 2026 | 0.13529
ENS | Preferred Plan | C&I Curtailment | C&I Curtailment-Turnkey-Manual HVAC Control | General | Services | MW of Load | 1 | 2026 | 0.087461
ENS | Preferred Plan | C&I Curtailment | C&I Curtailment-Turnkey-Auto-DR HVAC Control | General | Miscellaneous | MW of Load | 1 | 2026 | 0.018212
ENS | Preferred Plan | C&I Curtailment | C&I Curtailment-Turnkey-Auto-DR HVAC Control | General | Offices | MW of Load | 1 | 2026 | 0.0012047
ENS | Preferred Plan | C&I Curtailment | C&I Curtailment-Turnkey-Auto-DR HVAC Control | General | Retail Trade | MW of Load | 1 | 2026 | 0.0042758
ENS | Preferred Plan | C&I Curtailment | C&I Curtailment-Turnkey-Auto-DR HVAC Control | General | Services | MW of Load | 1 | 2026 | 0.0027642
ENS | Preferred Plan | C&I Curtailment | C&I Curtailment-Turnkey-Standard Lighting Control | General | Miscellaneous | MW of Load | 1 | 2026 | 0.24204
ENS | Preferred Plan | C&I Curtailment | C&I Curtailment-Turnkey-Standard Lighting Control | General | Offices | MW of Load | 1 | 2026 | 0.0050731
ENS | Preferred Plan | C&I Curtailment | C&I Curtailment-Turnkey-Standard Lighting Control | General | Retail Trade | MW of Load | 1 | 2026 | 0.055726
ENS | Preferred Plan | C&I Curtailment | C&I Curtailment-Turnkey-Standard Lighting Control | General | Services | MW of Load | 1 | 2026 | 0.036053
ENS | Preferred Plan | C&I Curtailment | C&I Curtailment-Turnkey-Water Heating Control | General | Miscellaneous | MW of Load | 1 | 2026 | 0.014389
ENS | Preferred Plan | C&I Curtailment | C&I Curtailment-Turnkey-Water Heating Control | General | Offices | MW of Load | 1 | 2026 | 0.00038694
ENS | Preferred Plan | C&I Curtailment | C&I Curtailment-Turnkey-Water Heating Control | General | Retail Trade | MW of Load | 1 | 2026 | 0.0076371
ENS | Preferred Plan | C&I Curtailment | C&I Curtailment-Turnkey-Water Heating Control | General | Services | MW of Load | 1 | 2026 | 0.0049338
ENS | Preferred Plan | C&I Curtailment | C&I Curtailment-Turnkey-Other | General | Miscellaneous | MW of Load | 1 | 2026 | 0.25813
ENS | Preferred Plan | C&I Curtailment | C&I Curtailment-Turnkey-Other | General | Offices | MW of Load | 1 | 2026 | 0.0070988
ENS | Preferred Plan | C&I Curtailment | C&I Curtailment-Turnkey-Other | General | Retail Trade | MW of Load | 1 | 2026 | 0.081486
ENS | Preferred Plan | C&I Curtailment | C&I Curtailment-Turnkey-Other | General | Services | MW of Load | 1 | 2026 | 0.052671
ENS | Preferred Plan | C&I Curtailment | C&I Curtailment-Turnkey-Manual HVAC Control | Large General | Miscellaneous | MW of Load | 1 | 2026 | 0.39497
ENS | Preferred Plan | C&I Curtailment | C&I Curtailment-Turnkey-Manual HVAC Control | Large General | Retail Trade | MW of Load | 1 | 2026 | 0.016966
ENS | Preferred Plan | C&I Curtailment | C&I Curtailment-Turnkey-Manual HVAC Control | Large General | Services | MW of Load | 1 | 2026 | 0.027169
ENS | Preferred Plan | C&I Curtailment | C&I Curtailment-Turnkey-Auto-DR HVAC Control | Large General | Miscellaneous | MW of Load | 1 | 2026 | 0.012483
ENS | Preferred Plan | C&I Curtailment | C&I Curtailment-Turnkey-Auto-DR HVAC Control | Large General | Retail Trade | MW of Load | 1 | 2026 | 0.0005362
ENS | Preferred Plan | C&I Curtailment | C&I Curtailment-Turnkey-Auto-DR HVAC Control | Large General | Services | MW of Load | 1 | 2026 | 0.00085867
ENS | Preferred Plan | C&I Curtailment | C&I Curtailment-Turnkey-Standard Lighting Control | Large General | Miscellaneous | MW of Load | 1 | 2026 | 0.17229
ENS | Preferred Plan | C&I Curtailment | C&I Curtailment-Turnkey-Standard Lighting Control | Large General | Retail Trade | MW of Load | 1 | 2026 | 0.0069606
ENS | Preferred Plan | C&I Curtailment | C&I Curtailment-Turnkey-Standard Lighting Control | Large General | Services | MW of Load | 1 | 2026 | 0.011147
ENS | Preferred Plan | C&I Curtailment | C&I Curtailment-Turnkey-Water Heating Control | Large General | Miscellaneous | MW of Load | 1 | 2026 | 0.0079558
ENS | Preferred Plan | C&I Curtailment | C&I Curtailment-Turnkey-Water Heating Control | Large General | Retail Trade | MW of Load | 1 | 2026 | 0.00096095
ENS | Preferred Plan | C&I Curtailment | C&I Curtailment-Turnkey-Water Heating Control | Large General | Services | MW of Load | 1 | 2026 | 0.0015388
ENS | Preferred Plan | C&I Curtailment | C&I Curtailment-Turnkey-Other | Large General | Miscellaneous | MW of Load | 1 | 2026 | 0.17196
ENS | Preferred Plan | C&I Curtailment | C&I Curtailment-Turnkey-Other | Large General | Retail Trade | MW of Load | 1 | 2026 | 0.010225
ENS | Preferred Plan | C&I Curtailment | C&I Curtailment-Turnkey-Other | Large General | Services | MW of Load | 1 | 2026 | 0.016375
ENS | Preferred Plan | C&I Curtailment | C&I Curtailment-Turnkey-Manual HVAC Control | Small Industrial | Miscellaneous | MW of Load | 1 | 2026 | 0.08374
ENS | Preferred Plan | C&I Curtailment | C&I Curtailment-Turnkey-Manual HVAC Control | Small Industrial | Offices | MW of Load | 1 | 2026 | 0.0010488
ENS | Preferred Plan | C&I Curtailment | C&I Curtailment-Turnkey-Manual HVAC Control | Small Industrial | Retail Trade | MW of Load | 1 | 2026 | 0.0036155
ENS | Preferred Plan | C&I Curtailment | C&I Curtailment-Turnkey-Manual HVAC Control | Small Industrial | Services | MW of Load | 1 | 2026 | 0.0011422
ENS | Preferred Plan | C&I Curtailment | C&I Curtailment-Turnkey-Auto-DR HVAC Control | Small Industrial | Miscellaneous | MW of Load | 1 | 2026 | 0.0026466
ENS | Preferred Plan | C&I Curtailment | C&I Curtailment-Turnkey-Auto-DR HVAC Control | Small Industrial | Offices | MW of Load | 1 | 2026 | 3.3148e-05
ENS | Preferred Plan | C&I Curtailment | C&I Curtailment-Turnkey-Auto-DR HVAC Control | Small Industrial | Retail Trade | MW of Load | 1 | 2026 | 0.00011427
ENS | Preferred Plan | C&I Curtailment | C&I Curtailment-Turnkey-Auto-DR HVAC Control | Small Industrial | Services | MW of Load | 1 | 2026 | 3.61e-05
ENS | Preferred Plan | C&I Curtailment | C&I Curtailment-Turnkey-Standard Lighting Control | Small Industrial | Miscellaneous | MW of Load | 1 | 2026 | 0.026652
ENS | Preferred Plan | C&I Curtailment | C&I Curtailment-Turnkey-Standard Lighting Control | Small Industrial | Offices | MW of Load | 1 | 2026 | 0.0001469
ENS | Preferred Plan | C&I Curtailment | C&I Curtailment-Turnkey-Standard Lighting Control | Small Industrial | Retail Trade | MW of Load | 1 | 2026 | 0.0015655
ENS | Preferred Plan | C&I Curtailment | C&I Curtailment-Turnkey-Standard Lighting Control | Small Industrial | Services | MW of Load | 1 | 2026 | 0.00049458
ENS | Preferred Plan | C&I Curtailment | C&I Curtailment-Turnkey-Water Heating Control | Small Industrial | Miscellaneous | MW of Load | 1 | 2026 | 0.0019994
ENS | Preferred Plan | C&I Curtailment | C&I Curtailment-Turnkey-Water Heating Control | Small Industrial | Offices | MW of Load | 1 | 2026 | 1.0407e-05
ENS | Preferred Plan | C&I Curtailment | C&I Curtailment-Turnkey-Water Heating Control | Small Industrial | Retail Trade | MW of Load | 1 | 2026 | 0.00019517
ENS | Preferred Plan | C&I Curtailment | C&I Curtailment-Turnkey-Water Heating Control | Small Industrial | Services | MW of Load | 1 | 2026 | 6.1659e-05
ENS | Preferred Plan | C&I Curtailment | C&I Curtailment-Turnkey-Other | Small Industrial | Miscellaneous | MW of Load | 1 | 2026 | 0.031177
ENS | Preferred Plan | C&I Curtailment | C&I Curtailment-Turnkey-Other | Small Industrial | Offices | MW of Load | 1 | 2026 | 0.00019627
ENS | Preferred Plan | C&I Curtailment | C&I Curtailment-Turnkey-Other | Small Industrial | Retail Trade | MW of Load | 1 | 2026 | 0.0021586
ENS | Preferred Plan | C&I Curtailment | C&I Curtailment-Turnkey-Other | Small Industrial | Services | MW of Load | 1 | 2026 | 0.00068197
ENS | Preferred Plan | C&I Curtailment | C&I Curtailment-Turnkey-Industrial | Small Industrial | Manufacturing | MW of Load | 1 | 2026 | 0.0075882
ENS | Preferred Plan | C&I Curtailment | C&I Curtailment-Turnkey-Manual HVAC Control | Medium Industrial | Miscellaneous | MW of Load | 1 | 2026 | 1.3252
ENS | Preferred Plan | C&I Curtailment | C&I Curtailment-Turnkey-Manual HVAC Control | Medium Industrial | Offices | MW of Load | 1 | 2026 | 0.020894
ENS | Preferred Plan | C&I Curtailment | C&I Curtailment-Turnkey-Manual HVAC Control | Medium Industrial | Retail Trade | MW of Load | 1 | 2026 | 0.29933
ENS | Preferred Plan | C&I Curtailment | C&I Curtailment-Turnkey-Manual HVAC Control | Medium Industrial | Services | MW of Load | 1 | 2026 | 0.013783
ENS | Preferred Plan | C&I Curtailment | C&I Curtailment-Turnkey-Auto-DR HVAC Control | Medium Industrial | Miscellaneous | MW of Load | 1 | 2026 | 0.041883
ENS | Preferred Plan | C&I Curtailment | C&I Curtailment-Turnkey-Auto-DR HVAC Control | Medium Industrial | Offices | MW of Load | 1 | 2026 | 0.00066033
ENS | Preferred Plan | C&I Curtailment | C&I Curtailment-Turnkey-Auto-DR HVAC Control | Medium Industrial | Retail Trade | MW of Load | 1 | 2026 | 0.0094603
ENS | Preferred Plan | C&I Curtailment | C&I Curtailment-Turnkey-Auto-DR HVAC Control | Medium Industrial | Services | MW of Load | 1 | 2026 | 0.00043562
ENS | Preferred Plan | C&I Curtailment | C&I Curtailment-Turnkey-Standard Lighting Control | Medium Industrial | Miscellaneous | MW of Load | 1 | 2026 | 0.42177
ENS | Preferred Plan | C&I Curtailment | C&I Curtailment-Turnkey-Standard Lighting Control | Medium Industrial | Offices | MW of Load | 1 | 2026 | 0.0029263
ENS | Preferred Plan | C&I Curtailment | C&I Curtailment-Turnkey-Standard Lighting Control | Medium Industrial | Retail Trade | MW of Load | 1 | 2026 | 0.12961
ENS | Preferred Plan | C&I Curtailment | C&I Curtailment-Turnkey-Standard Lighting Control | Medium Industrial | Services | MW of Load | 1 | 2026 | 0.0059681
ENS | Preferred Plan | C&I Curtailment | C&I Curtailment-Turnkey-Water Heating Control | Medium Industrial | Miscellaneous | MW of Load | 1 | 2026 | 0.031641
ENS | Preferred Plan | C&I Curtailment | C&I Curtailment-Turnkey-Water Heating Control | Medium Industrial | Offices | MW of Load | 1 | 2026 | 0.00020732
ENS | Preferred Plan | C&I Curtailment | C&I Curtailment-Turnkey-Water Heating Control | Medium Industrial | Retail Trade | MW of Load | 1 | 2026 | 0.016158
ENS | Preferred Plan | C&I Curtailment | C&I Curtailment-Turnkey-Water Heating Control | Medium Industrial | Services | MW of Load | 1 | 2026 | 0.00074404
ENS | Preferred Plan | C&I Curtailment | C&I Curtailment-Turnkey-Other | Medium Industrial | Miscellaneous | MW of Load | 1 | 2026 | 0.49338
ENS | Preferred Plan | C&I Curtailment | C&I Curtailment-Turnkey-Other | Medium Industrial | Offices | MW of Load | 1 | 2026 | 0.0039097
ENS | Preferred Plan | C&I Curtailment | C&I Curtailment-Turnkey-Other | Medium Industrial | Retail Trade | MW of Load | 1 | 2026 | 0.17871
ENS | Preferred Plan | C&I Curtailment | C&I Curtailment-Turnkey-Other | Medium Industrial | Services | MW of Load | 1 | 2026 | 0.0082292
ENS | Preferred Plan | C&I Curtailment | C&I Curtailment-Turnkey-Manual HVAC Control | Large Industrial | Miscellaneous | MW of Load | 1 | 2026 | 0.027912
ENS | Preferred Plan | C&I Curtailment | C&I Curtailment-Turnkey-Auto-DR HVAC Control | Large Industrial | Miscellaneous | MW of Load | 1 | 2026 | 0.00088214
ENS | Preferred Plan | C&I Curtailment | C&I Curtailment-Turnkey-Standard Lighting Control | Large Industrial | Miscellaneous | MW of Load | 1 | 2026 | 0.012176
ENS | Preferred Plan | C&I Curtailment | C&I Curtailment-Turnkey-Water Heating Control | Large Industrial | Miscellaneous | MW of Load | 1 | 2026 | 0.00056222
ENS | Preferred Plan | C&I Curtailment | C&I Curtailment-Turnkey-Other | Large Industrial | Miscellaneous | MW of Load | 1 | 2026 | 0.012152
ENS | Preferred Plan | C&I Curtailment | C&I Curtailment-Turnkey-Industrial | Large Industrial | Manufacturing | MW of Load | 1 | 2026 | 0.0024256
ENS | Preferred Plan | C&I Loadshift to BUGs | C&I Loadshift to BUGs | Large General | Miscellaneous | MW of Load | 1 | 2026 | 2.6584
ENS | Preferred Plan | C&I Loadshift to BUGs | C&I Loadshift to BUGs | Small Industrial | Miscellaneous | MW of Load | 1 | 2026 | 0.90058
ENS | Preferred Plan | C&I Loadshift to BUGs | C&I Loadshift to BUGs | Medium Industrial | Manufacturing | MW of Load | 1 | 2026 | 0.52791
ENS | Preferred Plan | C&I Loadshift to BUGs | C&I Loadshift to BUGs | Medium Industrial | Miscellaneous | MW of Load | 1 | 2026 | 2.2911
ENS | Preferred Plan | Dynamic Pricing | Dynamic Pricing with enabling tech. | Small General | Manufacturing | MW of Load | 1 | 2026 | 0.003059
ENS | Preferred Plan | Dynamic Pricing | Dynamic Pricing with enabling tech. | Residential Charitable | Residential LI | MW of Load | 1 | 2026 | 0.087929
ENS | Preferred Plan | Dynamic Pricing | Dynamic Pricing with enabling tech. | Residential Charitable | Residential Market Rate | MW of Load | 1 | 2026 | 0.49886
ENS | Preferred Plan | Dynamic Pricing | Dynamic Pricing w/o enabling tech. | Residential Charitable | Residential LI | MW of Load | 1 | 2026 | 1.5653
ENS | Preferred Plan | Dynamic Pricing | Dynamic Pricing w/o enabling tech. | Residential Charitable | Residential Market Rate | MW of Load | 1 | 2026 | 8.8809
ENS | Preferred Plan | BTM Battery Control | BTM Battery Control-BYOB | Residential Charitable | Residential Market Rate | MW of Load | 0 | 2026 | 0.12383
ENS | Preferred Plan | EV Charging Control | EV Charging Control | EV Res LDV | EV | MW of Load | 0 | 2026 | 0.019382
ENS | Preferred Plan | EV Charging Control | EV Charging Control | EV Com LDV | EV | MW of Load | 0 | 2026 | 0.0067856
ENS | Preferred Plan | Behavioral DR | Behavioral DR | Residential Charitable | Residential LI | MW of Load | 1 | 2026 | 0.046808
ENS | Preferred Plan | Behavioral DR | Behavioral DR | Residential Charitable | Residential Market Rate | MW of Load | 1 | 2026 | 0.26658
ENS | Preferred Plan | Time-of-Use Rates (TOU) | Time-of-Use Rates (TOU) | Residential Charitable | Residential LI | MW of Load | 0 | 2026 | 0.40713
ENS | Preferred Plan | Time-of-Use Rates (TOU) | Time-of-Use Rates (TOU) | Residential Charitable | Residential Market Rate | MW of Load | 0 | 2026 | 2.3187
ENS | Preferred Plan | DLC-Thermostat | DLC-Thermostat-BYOT-Central Heat Pump | Residential Charitable | Residential LI | MW of Load | 0 | 2027 | 0.030301
ENS | Preferred Plan | DLC-Thermostat | DLC-Thermostat-BYOT-Central Heat Pump | Residential Charitable | Residential Market Rate | MW of Load | 0 | 2027 | 0.18542
ENS | Preferred Plan | DLC-Thermostat | DLC-Thermostat-DI-Baseboard Heating | Residential Charitable | Residential LI | MW of Load | 0 | 2027 | 0.15477
ENS | Preferred Plan | DLC-Thermostat | DLC-Thermostat-DI-Baseboard Heating | Residential Charitable | Residential Market Rate | MW of Load | 0 | 2027 | 1.4732
ENS | Preferred Plan | DLC-Thermostat | DLC-Thermostat-BYOT-Baseboard Heating | Residential Charitable | Residential LI | MW of Load | 0 | 2027 | 0.01809
ENS | Preferred Plan | DLC-Thermostat | DLC-Thermostat-BYOT-Baseboard Heating | Residential Charitable | Residential Market Rate | MW of Load | 0 | 2027 | 0.1722
ENS | Preferred Plan | DLC-Thermostat | DLC-Thermostat-DI-MSHP | Residential Charitable | Residential LI | MW of Load | 0 | 2027 | 0.089681
ENS | Preferred Plan | DLC-Thermostat | DLC-Thermostat-DI-MSHP | Residential Charitable | Residential Market Rate | MW of Load | 0 | 2027 | 0.85367
ENS | Preferred Plan | DLC-Thermostat | DLC-Thermostat-BYOT-MSHP | Residential Charitable | Residential LI | MW of Load | 0 | 2027 | 0.0081052
ENS | Preferred Plan | DLC-Thermostat | DLC-Thermostat-BYOT-MSHP | Residential Charitable | Residential Market Rate | MW of Load | 0 | 2027 | 0.077154
ENS | Preferred Plan | DLC-Water Heating | DLC-Switch-Water Heating | Residential Charitable | Residential LI | MW of Load | 0 | 2027 | 0.088148
ENS | Preferred Plan | DLC-Water Heating | DLC-Switch-Water Heating | Residential Charitable | Residential Market Rate | MW of Load | 0 | 2027 | 1.0069
ENS | Preferred Plan | C&I Curtailment | C&I Curtailment-Turnkey-Manual HVAC Control | General | Miscellaneous | MW of Load | 1 | 2027 | 1.0376
ENS | Preferred Plan | C&I Curtailment | C&I Curtailment-Turnkey-Manual HVAC Control | General | Offices | MW of Load | 1 | 2027 | 0.069206
ENS | Preferred Plan | C&I Curtailment | C&I Curtailment-Turnkey-Manual HVAC Control | General | Retail Trade | MW of Load | 1 | 2027 | 0.24257
ENS | Preferred Plan | C&I Curtailment | C&I Curtailment-Turnkey-Manual HVAC Control | General | Services | MW of Load | 1 | 2027 | 0.15682
ENS | Preferred Plan | C&I Curtailment | C&I Curtailment-Turnkey-Auto-DR HVAC Control | General | Miscellaneous | MW of Load | 1 | 2027 | 0.041186
ENS | Preferred Plan | C&I Curtailment | C&I Curtailment-Turnkey-Auto-DR HVAC Control | General | Offices | MW of Load | 1 | 2027 | 0.0027471
ENS | Preferred Plan | C&I Curtailment | C&I Curtailment-Turnkey-Auto-DR HVAC Control | General | Retail Trade | MW of Load | 1 | 2027 | 0.0096287
ENS | Preferred Plan | C&I Curtailment | C&I Curtailment-Turnkey-Auto-DR HVAC Control | General | Services | MW of Load | 1 | 2027 | 0.0062248
ENS | Preferred Plan | C&I Curtailment | C&I Curtailment-Turnkey-Standard Lighting Control | General | Miscellaneous | MW of Load | 1 | 2027 | 0.43271
ENS | Preferred Plan | C&I Curtailment | C&I Curtailment-Turnkey-Standard Lighting Control | General | Offices | MW of Load | 1 | 2027 | 0.0089282
ENS | Preferred Plan | C&I Curtailment | C&I Curtailment-Turnkey-Standard Lighting Control | General | Retail Trade | MW of Load | 1 | 2027 | 0.098614
ENS | Preferred Plan | C&I Curtailment | C&I Curtailment-Turnkey-Standard Lighting Control | General | Services | MW of Load | 1 | 2027 | 0.06381
ENS | Preferred Plan | C&I Curtailment | C&I Curtailment-Turnkey-Water Heating Control | General | Miscellaneous | MW of Load | 1 | 2027 | 0.026519
ENS | Preferred Plan | C&I Curtailment | C&I Curtailment-Turnkey-Water Heating Control | General | Offices | MW of Load | 1 | 2027 | 0.00071078
ENS | Preferred Plan | C&I Curtailment | C&I Curtailment-Turnkey-Water Heating Control | General | Retail Trade | MW of Load | 1 | 2027 | 0.014125
ENS | Preferred Plan | C&I Curtailment | C&I Curtailment-Turnkey-Water Heating Control | General | Services | MW of Load | 1 | 2027 | 0.009124
ENS | Preferred Plan | C&I Curtailment | C&I Curtailment-Turnkey-Other | General | Miscellaneous | MW of Load | 1 | 2027 | 0.47301
ENS | Preferred Plan | C&I Curtailment | C&I Curtailment-Turnkey-Other | General | Offices | MW of Load | 1 | 2027 | 0.012976
ENS | Preferred Plan | C&I Curtailment | C&I Curtailment-Turnkey-Other | General | Retail Trade | MW of Load | 1 | 2027 | 0.14945
ENS | Preferred Plan | C&I Curtailment | C&I Curtailment-Turnkey-Other | General | Services | MW of Load | 1 | 2027 | 0.096598
ENS | Preferred Plan | C&I Curtailment | C&I Curtailment-Turnkey-Manual HVAC Control | Large General | Miscellaneous | MW of Load | 1 | 2027 | 0.71167
ENS | Preferred Plan | C&I Curtailment | C&I Curtailment-Turnkey-Manual HVAC Control | Large General | Retail Trade | MW of Load | 1 | 2027 | 0.030385
ENS | Preferred Plan | C&I Curtailment | C&I Curtailment-Turnkey-Manual HVAC Control | Large General | Services | MW of Load | 1 | 2027 | 0.048658
ENS | Preferred Plan | C&I Curtailment | C&I Curtailment-Turnkey-Auto-DR HVAC Control | Large General | Miscellaneous | MW of Load | 1 | 2027 | 0.028249
ENS | Preferred Plan | C&I Curtailment | C&I Curtailment-Turnkey-Auto-DR HVAC Control | Large General | Retail Trade | MW of Load | 1 | 2027 | 0.0012061
ENS | Preferred Plan | C&I Curtailment | C&I Curtailment-Turnkey-Auto-DR HVAC Control | Large General | Services | MW of Load | 1 | 2027 | 0.0019314
ENS | Preferred Plan | C&I Curtailment | C&I Curtailment-Turnkey-Standard Lighting Control | Large General | Miscellaneous | MW of Load | 1 | 2027 | 0.30817
ENS | Preferred Plan | C&I Curtailment | C&I Curtailment-Turnkey-Standard Lighting Control | Large General | Retail Trade | MW of Load | 1 | 2027 | 0.012296
ENS | Preferred Plan | C&I Curtailment | C&I Curtailment-Turnkey-Standard Lighting Control | Large General | Services | MW of Load | 1 | 2027 | 0.019691
ENS | Preferred Plan | C&I Curtailment | C&I Curtailment-Turnkey-Water Heating Control | Large General | Miscellaneous | MW of Load | 1 | 2027 | 0.01458
ENS | Preferred Plan | C&I Curtailment | C&I Curtailment-Turnkey-Water Heating Control | Large General | Retail Trade | MW of Load | 1 | 2027 | 0.0017764
ENS | Preferred Plan | C&I Curtailment | C&I Curtailment-Turnkey-Water Heating Control | Large General | Services | MW of Load | 1 | 2027 | 0.0028448
ENS | Preferred Plan | C&I Curtailment | C&I Curtailment-Turnkey-Other | Large General | Miscellaneous | MW of Load | 1 | 2027 | 0.31459
ENS | Preferred Plan | C&I Curtailment | C&I Curtailment-Turnkey-Other | Large General | Retail Trade | MW of Load | 1 | 2027 | 0.018736
ENS | Preferred Plan | C&I Curtailment | C&I Curtailment-Turnkey-Other | Large General | Services | MW of Load | 1 | 2027 | 0.030004
ENS | Preferred Plan | C&I Curtailment | C&I Curtailment-Turnkey-Manual HVAC Control | Small Industrial | Miscellaneous | MW of Load | 1 | 2027 | 0.15086
ENS | Preferred Plan | C&I Curtailment | C&I Curtailment-Turnkey-Manual HVAC Control | Small Industrial | Offices | MW of Load | 1 | 2027 | 0.0018991
ENS | Preferred Plan | C&I Curtailment | C&I Curtailment-Turnkey-Manual HVAC Control | Small Industrial | Retail Trade | MW of Load | 1 | 2027 | 0.0064801
ENS | Preferred Plan | C&I Curtailment | C&I Curtailment-Turnkey-Manual HVAC Control | Small Industrial | Services | MW of Load | 1 | 2027 | 0.0020472
ENS | Preferred Plan | C&I Curtailment | C&I Curtailment-Turnkey-Auto-DR HVAC Control | Small Industrial | Miscellaneous | MW of Load | 1 | 2027 | 0.0059882
ENS | Preferred Plan | C&I Curtailment | C&I Curtailment-Turnkey-Auto-DR HVAC Control | Small Industrial | Offices | MW of Load | 1 | 2027 | 7.5382e-05
ENS | Preferred Plan | C&I Curtailment | C&I Curtailment-Turnkey-Auto-DR HVAC Control | Small Industrial | Retail Trade | MW of Load | 1 | 2027 | 0.00025722
ENS | Preferred Plan | C&I Curtailment | C&I Curtailment-Turnkey-Auto-DR HVAC Control | Small Industrial | Services | MW of Load | 1 | 2027 | 8.1263e-05
ENS | Preferred Plan | C&I Curtailment | C&I Curtailment-Turnkey-Standard Lighting Control | Small Industrial | Miscellaneous | MW of Load | 1 | 2027 | 0.047437
ENS | Preferred Plan | C&I Curtailment | C&I Curtailment-Turnkey-Standard Lighting Control | Small Industrial | Offices | MW of Load | 1 | 2027 | 0.00026015
ENS | Preferred Plan | C&I Curtailment | C&I Curtailment-Turnkey-Standard Lighting Control | Small Industrial | Retail Trade | MW of Load | 1 | 2027 | 0.0027912
ENS | Preferred Plan | C&I Curtailment | C&I Curtailment-Turnkey-Standard Lighting Control | Small Industrial | Services | MW of Load | 1 | 2027 | 0.00088181
ENS | Preferred Plan | C&I Curtailment | C&I Curtailment-Turnkey-Water Heating Control | Small Industrial | Miscellaneous | MW of Load | 1 | 2027 | 0.0036707
ENS | Preferred Plan | C&I Curtailment | C&I Curtailment-Turnkey-Water Heating Control | Small Industrial | Offices | MW of Load | 1 | 2027 | 1.8975e-05
ENS | Preferred Plan | C&I Curtailment | C&I Curtailment-Turnkey-Water Heating Control | Small Industrial | Retail Trade | MW of Load | 1 | 2027 | 0.0003574
ENS | Preferred Plan | C&I Curtailment | C&I Curtailment-Turnkey-Water Heating Control | Small Industrial | Services | MW of Load | 1 | 2027 | 0.00011291
ENS | Preferred Plan | C&I Curtailment | C&I Curtailment-Turnkey-Other | Small Industrial | Miscellaneous | MW of Load | 1 | 2027 | 0.057013
ENS | Preferred Plan | C&I Curtailment | C&I Curtailment-Turnkey-Other | Small Industrial | Offices | MW of Load | 1 | 2027 | 0.00035812
ENS | Preferred Plan | C&I Curtailment | C&I Curtailment-Turnkey-Other | Small Industrial | Retail Trade | MW of Load | 1 | 2027 | 0.0039466
ENS | Preferred Plan | C&I Curtailment | C&I Curtailment-Turnkey-Other | Small Industrial | Services | MW of Load | 1 | 2027 | 0.0012468
ENS | Preferred Plan | C&I Curtailment | C&I Curtailment-Turnkey-Industrial | Small Industrial | Manufacturing | MW of Load | 1 | 2027 | 0.013795
ENS | Preferred Plan | C&I Curtailment | C&I Curtailment-Turnkey-Manual HVAC Control | Medium Industrial | Miscellaneous | MW of Load | 1 | 2027 | 2.3885
ENS | Preferred Plan | C&I Curtailment | C&I Curtailment-Turnkey-Manual HVAC Control | Medium Industrial | Offices | MW of Load | 1 | 2027 | 0.037849
ENS | Preferred Plan | C&I Curtailment | C&I Curtailment-Turnkey-Manual HVAC Control | Medium Industrial | Retail Trade | MW of Load | 1 | 2027 | 0.53675
ENS | Preferred Plan | C&I Curtailment | C&I Curtailment-Turnkey-Manual HVAC Control | Medium Industrial | Services | MW of Load | 1 | 2027 | 0.024716
ENS | Preferred Plan | C&I Curtailment | C&I Curtailment-Turnkey-Auto-DR HVAC Control | Medium Industrial | Miscellaneous | MW of Load | 1 | 2027 | 0.094809
ENS | Preferred Plan | C&I Curtailment | C&I Curtailment-Turnkey-Auto-DR HVAC Control | Medium Industrial | Offices | MW of Load | 1 | 2027 | 0.0015024
ENS | Preferred Plan | C&I Curtailment | C&I Curtailment-Turnkey-Auto-DR HVAC Control | Medium Industrial | Retail Trade | MW of Load | 1 | 2027 | 0.021306
ENS | Preferred Plan | C&I Curtailment | C&I Curtailment-Turnkey-Auto-DR HVAC Control | Medium Industrial | Services | MW of Load | 1 | 2027 | 0.00098106
ENS | Preferred Plan | C&I Curtailment | C&I Curtailment-Turnkey-Standard Lighting Control | Medium Industrial | Miscellaneous | MW of Load | 1 | 2027 | 0.75106
ENS | Preferred Plan | C&I Curtailment | C&I Curtailment-Turnkey-Standard Lighting Control | Medium Industrial | Offices | MW of Load | 1 | 2027 | 0.0051848
ENS | Preferred Plan | C&I Curtailment | C&I Curtailment-Turnkey-Standard Lighting Control | Medium Industrial | Retail Trade | MW of Load | 1 | 2027 | 0.23119
ENS | Preferred Plan | C&I Curtailment | C&I Curtailment-Turnkey-Standard Lighting Control | Medium Industrial | Services | MW of Load | 1 | 2027 | 0.010646
ENS | Preferred Plan | C&I Curtailment | C&I Curtailment-Turnkey-Water Heating Control | Medium Industrial | Miscellaneous | MW of Load | 1 | 2027 | 0.058117
ENS | Preferred Plan | C&I Curtailment | C&I Curtailment-Turnkey-Water Heating Control | Medium Industrial | Offices | MW of Load | 1 | 2027 | 0.00037818
ENS | Preferred Plan | C&I Curtailment | C&I Curtailment-Turnkey-Water Heating Control | Medium Industrial | Retail Trade | MW of Load | 1 | 2027 | 0.029604
ENS | Preferred Plan | C&I Curtailment | C&I Curtailment-Turnkey-Water Heating Control | Medium Industrial | Services | MW of Load | 1 | 2027 | 0.0013632
ENS | Preferred Plan | C&I Curtailment | C&I Curtailment-Turnkey-Other | Medium Industrial | Miscellaneous | MW of Load | 1 | 2027 | 0.90266
ENS | Preferred Plan | C&I Curtailment | C&I Curtailment-Turnkey-Other | Medium Industrial | Offices | MW of Load | 1 | 2027 | 0.0071373
ENS | Preferred Plan | C&I Curtailment | C&I Curtailment-Turnkey-Other | Medium Industrial | Retail Trade | MW of Load | 1 | 2027 | 0.3269
ENS | Preferred Plan | C&I Curtailment | C&I Curtailment-Turnkey-Other | Medium Industrial | Services | MW of Load | 1 | 2027 | 0.015053
ENS | Preferred Plan | C&I Curtailment | C&I Curtailment-Turnkey-Manual HVAC Control | Large Industrial | Miscellaneous | MW of Load | 1 | 2027 | 0.050265
ENS | Preferred Plan | C&I Curtailment | C&I Curtailment-Turnkey-Auto-DR HVAC Control | Large Industrial | Miscellaneous | MW of Load | 1 | 2027 | 0.0019952
ENS | Preferred Plan | C&I Curtailment | C&I Curtailment-Turnkey-Standard Lighting Control | Large Industrial | Miscellaneous | MW of Load | 1 | 2027 | 0.021766
ENS | Preferred Plan | C&I Curtailment | C&I Curtailment-Turnkey-Water Heating Control | Large Industrial | Miscellaneous | MW of Load | 1 | 2027 | 0.0010298
ENS | Preferred Plan | C&I Curtailment | C&I Curtailment-Turnkey-Other | Large Industrial | Miscellaneous | MW of Load | 1 | 2027 | 0.022219
ENS | Preferred Plan | C&I Curtailment | C&I Curtailment-Turnkey-Industrial | Large Industrial | Manufacturing | MW of Load | 1 | 2027 | 0.0044102
ENS | Preferred Plan | C&I Loadshift to BUGs | C&I Loadshift to BUGs | Large General | Miscellaneous | MW of Load | 1 | 2027 | 2.7584
ENS | Preferred Plan | C&I Loadshift to BUGs | C&I Loadshift to BUGs | Small Industrial | Miscellaneous | MW of Load | 1 | 2027 | 0.93892
ENS | Preferred Plan | C&I Loadshift to BUGs | C&I Loadshift to BUGs | Medium Industrial | Manufacturing | MW of Load | 1 | 2027 | 0.5482
ENS | Preferred Plan | C&I Loadshift to BUGs | C&I Loadshift to BUGs | Medium Industrial | Miscellaneous | MW of Load | 1 | 2027 | 2.3792
ENS | Preferred Plan | Dynamic Pricing | Dynamic Pricing with enabling tech. | Small General | Manufacturing | MW of Load | 1 | 2027 | 0.0052822
ENS | Preferred Plan | Dynamic Pricing | Dynamic Pricing with enabling tech. | Residential Charitable | Residential LI | MW of Load | 1 | 2027 | 0.26745
ENS | Preferred Plan | Dynamic Pricing | Dynamic Pricing with enabling tech. | Residential Charitable | Residential Market Rate | MW of Load | 1 | 2027 | 1.5177
ENS | Preferred Plan | Dynamic Pricing | Dynamic Pricing w/o enabling tech. | Residential Charitable | Residential LI | MW of Load | 1 | 2027 | 1.8744
ENS | Preferred Plan | Dynamic Pricing | Dynamic Pricing w/o enabling tech. | Residential Charitable | Residential Market Rate | MW of Load | 1 | 2027 | 10.6364
ENS | Preferred Plan | Behavioral DR | Behavioral DR | Residential Charitable | Residential LI | MW of Load | 1 | 2027 | 0.1061
ENS | Preferred Plan | Behavioral DR | Behavioral DR | Residential Charitable | Residential Market Rate | MW of Load | 1 | 2027 | 0.60449
ENS | Preferred Plan | Time-of-Use Rates (TOU) | Time-of-Use Rates (TOU) | Residential Charitable | Residential LI | MW of Load | 0 | 2027 | 0.44864
ENS | Preferred Plan | Time-of-Use Rates (TOU) | Time-of-Use Rates (TOU) | Residential Charitable | Residential Market Rate | MW of Load | 0 | 2027 | 2.5561
ENS | Preferred Plan | DLC-Thermostat | DLC-Thermostat-BYOT-Central Heat Pump | Residential Charitable | Residential LI | MW of Load | 0 | 2028 | 0.029845
ENS | Preferred Plan | DLC-Thermostat | DLC-Thermostat-BYOT-Central Heat Pump | Residential Charitable | Residential Market Rate | MW of Load | 0 | 2028 | 0.18263
ENS | Preferred Plan | DLC-Thermostat | DLC-Thermostat-DI-Baseboard Heating | Residential Charitable | Residential LI | MW of Load | 0 | 2028 | 0.15167
ENS | Preferred Plan | DLC-Thermostat | DLC-Thermostat-DI-Baseboard Heating | Residential Charitable | Residential Market Rate | MW of Load | 0 | 2028 | 1.4438
ENS | Preferred Plan | DLC-Thermostat | DLC-Thermostat-BYOT-Baseboard Heating | Residential Charitable | Residential LI | MW of Load | 0 | 2028 | 0.017735
ENS | Preferred Plan | DLC-Thermostat | DLC-Thermostat-BYOT-Baseboard Heating | Residential Charitable | Residential Market Rate | MW of Load | 0 | 2028 | 0.16882
ENS | Preferred Plan | DLC-Thermostat | DLC-Thermostat-DI-MSHP | Residential Charitable | Residential LI | MW of Load | 0 | 2028 | 0.087888
ENS | Preferred Plan | DLC-Thermostat | DLC-Thermostat-DI-MSHP | Residential Charitable | Residential Market Rate | MW of Load | 0 | 2028 | 0.8366
ENS | Preferred Plan | DLC-Thermostat | DLC-Thermostat-BYOT-MSHP | Residential Charitable | Residential LI | MW of Load | 0 | 2028 | 0.0079384
ENS | Preferred Plan | DLC-Thermostat | DLC-Thermostat-BYOT-MSHP | Residential Charitable | Residential Market Rate | MW of Load | 0 | 2028 | 0.075566
ENS | Preferred Plan | DLC-Water Heating | DLC-Switch-Water Heating | Residential Charitable | Residential LI | MW of Load | 0 | 2028 | 0.086378
ENS | Preferred Plan | DLC-Water Heating | DLC-Switch-Water Heating | Residential Charitable | Residential Market Rate | MW of Load | 0 | 2028 | 0.98668
ENS | Preferred Plan | C&I Curtailment | C&I Curtailment-Turnkey-Manual HVAC Control | General | Miscellaneous | MW of Load | 1 | 2028 | 1.2373
ENS | Preferred Plan | C&I Curtailment | C&I Curtailment-Turnkey-Manual HVAC Control | General | Offices | MW of Load | 1 | 2028 | 0.083391
ENS | Preferred Plan | C&I Curtailment | C&I Curtailment-Turnkey-Manual HVAC Control | General | Retail Trade | MW of Load | 1 | 2028 | 0.28761
ENS | Preferred Plan | C&I Curtailment | C&I Curtailment-Turnkey-Manual HVAC Control | General | Services | MW of Load | 1 | 2028 | 0.18594
ENS | Preferred Plan | C&I Curtailment | C&I Curtailment-Turnkey-Auto-DR HVAC Control | General | Miscellaneous | MW of Load | 1 | 2028 | 0.061759
ENS | Preferred Plan | C&I Curtailment | C&I Curtailment-Turnkey-Auto-DR HVAC Control | General | Offices | MW of Load | 1 | 2028 | 0.0041624
ENS | Preferred Plan | C&I Curtailment | C&I Curtailment-Turnkey-Auto-DR HVAC Control | General | Retail Trade | MW of Load | 1 | 2028 | 0.014356
ENS | Preferred Plan | C&I Curtailment | C&I Curtailment-Turnkey-Auto-DR HVAC Control | General | Services | MW of Load | 1 | 2028 | 0.009281
ENS | Preferred Plan | C&I Curtailment | C&I Curtailment-Turnkey-Standard Lighting Control | General | Miscellaneous | MW of Load | 1 | 2028 | 0.5132
ENS | Preferred Plan | C&I Curtailment | C&I Curtailment-Turnkey-Standard Lighting Control | General | Offices | MW of Load | 1 | 2028 | 0.010393
ENS | Preferred Plan | C&I Curtailment | C&I Curtailment-Turnkey-Standard Lighting Control | General | Retail Trade | MW of Load | 1 | 2028 | 0.11552
ENS | Preferred Plan | C&I Curtailment | C&I Curtailment-Turnkey-Standard Lighting Control | General | Services | MW of Load | 1 | 2028 | 0.074766
ENS | Preferred Plan | C&I Curtailment | C&I Curtailment-Turnkey-Water Heating Control | General | Miscellaneous | MW of Load | 1 | 2028 | 0.032536
ENS | Preferred Plan | C&I Curtailment | C&I Curtailment-Turnkey-Water Heating Control | General | Offices | MW of Load | 1 | 2028 | 0.00086896
ENS | Preferred Plan | C&I Curtailment | C&I Curtailment-Turnkey-Water Heating Control | General | Retail Trade | MW of Load | 1 | 2028 | 0.01741
ENS | Preferred Plan | C&I Curtailment | C&I Curtailment-Turnkey-Water Heating Control | General | Services | MW of Load | 1 | 2028 | 0.011245
ENS | Preferred Plan | C&I Curtailment | C&I Curtailment-Turnkey-Other | General | Miscellaneous | MW of Load | 1 | 2028 | 0.57644
ENS | Preferred Plan | C&I Curtailment | C&I Curtailment-Turnkey-Other | General | Offices | MW of Load | 1 | 2028 | 0.015766
ENS | Preferred Plan | C&I Curtailment | C&I Curtailment-Turnkey-Other | General | Retail Trade | MW of Load | 1 | 2028 | 0.18234
ENS | Preferred Plan | C&I Curtailment | C&I Curtailment-Turnkey-Other | General | Services | MW of Load | 1 | 2028 | 0.11786
ENS | Preferred Plan | C&I Curtailment | C&I Curtailment-Turnkey-Manual HVAC Control | Large General | Miscellaneous | MW of Load | 1 | 2028 | 0.84914
ENS | Preferred Plan | C&I Curtailment | C&I Curtailment-Turnkey-Manual HVAC Control | Large General | Retail Trade | MW of Load | 1 | 2028 | 0.035977
ENS | Preferred Plan | C&I Curtailment | C&I Curtailment-Turnkey-Manual HVAC Control | Large General | Services | MW of Load | 1 | 2028 | 0.057613
ENS | Preferred Plan | C&I Curtailment | C&I Curtailment-Turnkey-Auto-DR HVAC Control | Large General | Miscellaneous | MW of Load | 1 | 2028 | 0.042385
ENS | Preferred Plan | C&I Curtailment | C&I Curtailment-Turnkey-Auto-DR HVAC Control | Large General | Retail Trade | MW of Load | 1 | 2028 | 0.0017958
ENS | Preferred Plan | C&I Curtailment | C&I Curtailment-Turnkey-Auto-DR HVAC Control | Large General | Services | MW of Load | 1 | 2028 | 0.0028757
ENS | Preferred Plan | C&I Curtailment | C&I Curtailment-Turnkey-Standard Lighting Control | Large General | Miscellaneous | MW of Load | 1 | 2028 | 0.36572
ENS | Preferred Plan | C&I Curtailment | C&I Curtailment-Turnkey-Standard Lighting Control | Large General | Retail Trade | MW of Load | 1 | 2028 | 0.014375
ENS | Preferred Plan | C&I Curtailment | C&I Curtailment-Turnkey-Standard Lighting Control | Large General | Services | MW of Load | 1 | 2028 | 0.023019
ENS | Preferred Plan | C&I Curtailment | C&I Curtailment-Turnkey-Water Heating Control | Large General | Miscellaneous | MW of Load | 1 | 2028 | 0.017786
ENS | Preferred Plan | C&I Curtailment | C&I Curtailment-Turnkey-Water Heating Control | Large General | Retail Trade | MW of Load | 1 | 2028 | 0.0021886
ENS | Preferred Plan | C&I Curtailment | C&I Curtailment-Turnkey-Water Heating Control | Large General | Services | MW of Load | 1 | 2028 | 0.0035049
ENS | Preferred Plan | C&I Curtailment | C&I Curtailment-Turnkey-Other | Large General | Miscellaneous | MW of Load | 1 | 2028 | 0.3827
ENS | Preferred Plan | C&I Curtailment | C&I Curtailment-Turnkey-Other | Large General | Retail Trade | MW of Load | 1 | 2028 | 0.022837
ENS | Preferred Plan | C&I Curtailment | C&I Curtailment-Turnkey-Other | Large General | Services | MW of Load | 1 | 2028 | 0.03657
ENS | Preferred Plan | C&I Curtailment | C&I Curtailment-Turnkey-Manual HVAC Control | Small Industrial | Miscellaneous | MW of Load | 1 | 2028 | 0.17999
ENS | Preferred Plan | C&I Curtailment | C&I Curtailment-Turnkey-Manual HVAC Control | Small Industrial | Offices | MW of Load | 1 | 2028 | 0.0022798
ENS | Preferred Plan | C&I Curtailment | C&I Curtailment-Turnkey-Manual HVAC Control | Small Industrial | Retail Trade | MW of Load | 1 | 2028 | 0.0076845
ENS | Preferred Plan | C&I Curtailment | C&I Curtailment-Turnkey-Manual HVAC Control | Small Industrial | Services | MW of Load | 1 | 2028 | 0.0024277
ENS | Preferred Plan | C&I Curtailment | C&I Curtailment-Turnkey-Auto-DR HVAC Control | Small Industrial | Miscellaneous | MW of Load | 1 | 2028 | 0.008984
ENS | Preferred Plan | C&I Curtailment | C&I Curtailment-Turnkey-Auto-DR HVAC Control | Small Industrial | Offices | MW of Load | 1 | 2028 | 0.0001138
ENS | Preferred Plan | C&I Curtailment | C&I Curtailment-Turnkey-Auto-DR HVAC Control | Small Industrial | Retail Trade | MW of Load | 1 | 2028 | 0.00038357
ENS | Preferred Plan | C&I Curtailment | C&I Curtailment-Turnkey-Auto-DR HVAC Control | Small Industrial | Services | MW of Load | 1 | 2028 | 0.00012118
ENS | Preferred Plan | C&I Curtailment | C&I Curtailment-Turnkey-Standard Lighting Control | Small Industrial | Miscellaneous | MW of Load | 1 | 2028 | 0.056
ENS | Preferred Plan | C&I Curtailment | C&I Curtailment-Turnkey-Standard Lighting Control | Small Industrial | Offices | MW of Load | 1 | 2028 | 0.00030539
ENS | Preferred Plan | C&I Curtailment | C&I Curtailment-Turnkey-Standard Lighting Control | Small Industrial | Retail Trade | MW of Load | 1 | 2028 | 0.0033014
ENS | Preferred Plan | C&I Curtailment | C&I Curtailment-Turnkey-Standard Lighting Control | Small Industrial | Services | MW of Load | 1 | 2028 | 0.001043
ENS | Preferred Plan | C&I Curtailment | C&I Curtailment-Turnkey-Water Heating Control | Small Industrial | Miscellaneous | MW of Load | 1 | 2028 | 0.00448
ENS | Preferred Plan | C&I Curtailment | C&I Curtailment-Turnkey-Water Heating Control | Small Industrial | Offices | MW of Load | 1 | 2028 | 2.2982e-05
ENS | Preferred Plan | C&I Curtailment | C&I Curtailment-Turnkey-Water Heating Control | Small Industrial | Retail Trade | MW of Load | 1 | 2028 | 0.00043495
ENS | Preferred Plan | C&I Curtailment | C&I Curtailment-Turnkey-Water Heating Control | Small Industrial | Services | MW of Load | 1 | 2028 | 0.00013741
ENS | Preferred Plan | C&I Curtailment | C&I Curtailment-Turnkey-Other | Small Industrial | Miscellaneous | MW of Load | 1 | 2028 | 0.069305
ENS | Preferred Plan | C&I Curtailment | C&I Curtailment-Turnkey-Other | Small Industrial | Offices | MW of Load | 1 | 2028 | 0.00043428
ENS | Preferred Plan | C&I Curtailment | C&I Curtailment-Turnkey-Other | Small Industrial | Retail Trade | MW of Load | 1 | 2028 | 0.0047962
ENS | Preferred Plan | C&I Curtailment | C&I Curtailment-Turnkey-Other | Small Industrial | Services | MW of Load | 1 | 2028 | 0.0015153
ENS | Preferred Plan | C&I Curtailment | C&I Curtailment-Turnkey-Industrial | Small Industrial | Manufacturing | MW of Load | 1 | 2028 | 0.016656
ENS | Preferred Plan | C&I Curtailment | C&I Curtailment-Turnkey-Manual HVAC Control | Medium Industrial | Miscellaneous | MW of Load | 1 | 2028 | 2.8512
ENS | Preferred Plan | C&I Curtailment | C&I Curtailment-Turnkey-Manual HVAC Control | Medium Industrial | Offices | MW of Load | 1 | 2028 | 0.045462
ENS | Preferred Plan | C&I Curtailment | C&I Curtailment-Turnkey-Manual HVAC Control | Medium Industrial | Retail Trade | MW of Load | 1 | 2028 | 0.63686
ENS | Preferred Plan | C&I Curtailment | C&I Curtailment-Turnkey-Manual HVAC Control | Medium Industrial | Services | MW of Load | 1 | 2028 | 0.029325
ENS | Preferred Plan | C&I Curtailment | C&I Curtailment-Turnkey-Auto-DR HVAC Control | Medium Industrial | Miscellaneous | MW of Load | 1 | 2028 | 0.14232
ENS | Preferred Plan | C&I Curtailment | C&I Curtailment-Turnkey-Auto-DR HVAC Control | Medium Industrial | Offices | MW of Load | 1 | 2028 | 0.0022692
ENS | Preferred Plan | C&I Curtailment | C&I Curtailment-Turnkey-Auto-DR HVAC Control | Medium Industrial | Retail Trade | MW of Load | 1 | 2028 | 0.031788
ENS | Preferred Plan | C&I Curtailment | C&I Curtailment-Turnkey-Auto-DR HVAC Control | Medium Industrial | Services | MW of Load | 1 | 2028 | 0.0014638
ENS | Preferred Plan | C&I Curtailment | C&I Curtailment-Turnkey-Standard Lighting Control | Medium Industrial | Miscellaneous | MW of Load | 1 | 2028 | 0.88711
ENS | Preferred Plan | C&I Curtailment | C&I Curtailment-Turnkey-Standard Lighting Control | Medium Industrial | Offices | MW of Load | 1 | 2028 | 0.0060898
ENS | Preferred Plan | C&I Curtailment | C&I Curtailment-Turnkey-Standard Lighting Control | Medium Industrial | Retail Trade | MW of Load | 1 | 2028 | 0.27361
ENS | Preferred Plan | C&I Curtailment | C&I Curtailment-Turnkey-Standard Lighting Control | Medium Industrial | Services | MW of Load | 1 | 2028 | 0.012599
ENS | Preferred Plan | C&I Curtailment | C&I Curtailment-Turnkey-Water Heating Control | Medium Industrial | Miscellaneous | MW of Load | 1 | 2028 | 0.070968
ENS | Preferred Plan | C&I Curtailment | C&I Curtailment-Turnkey-Water Heating Control | Medium Industrial | Offices | MW of Load | 1 | 2028 | 0.00045829
ENS | Preferred Plan | C&I Curtailment | C&I Curtailment-Turnkey-Water Heating Control | Medium Industrial | Retail Trade | MW of Load | 1 | 2028 | 0.036047
ENS | Preferred Plan | C&I Curtailment | C&I Curtailment-Turnkey-Water Heating Control | Medium Industrial | Services | MW of Load | 1 | 2028 | 0.0016599
ENS | Preferred Plan | C&I Curtailment | C&I Curtailment-Turnkey-Other | Medium Industrial | Miscellaneous | MW of Load | 1 | 2028 | 1.0979
ENS | Preferred Plan | C&I Curtailment | C&I Curtailment-Turnkey-Other | Medium Industrial | Offices | MW of Load | 1 | 2028 | 0.0086601
ENS | Preferred Plan | C&I Curtailment | C&I Curtailment-Turnkey-Other | Medium Industrial | Retail Trade | MW of Load | 1 | 2028 | 0.39749
ENS | Preferred Plan | C&I Curtailment | C&I Curtailment-Turnkey-Other | Medium Industrial | Services | MW of Load | 1 | 2028 | 0.018303
ENS | Preferred Plan | C&I Curtailment | C&I Curtailment-Turnkey-Manual HVAC Control | Large Industrial | Miscellaneous | MW of Load | 1 | 2028 | 0.059935
ENS | Preferred Plan | C&I Curtailment | C&I Curtailment-Turnkey-Auto-DR HVAC Control | Large Industrial | Miscellaneous | MW of Load | 1 | 2028 | 0.0029916
ENS | Preferred Plan | C&I Curtailment | C&I Curtailment-Turnkey-Standard Lighting Control | Large Industrial | Miscellaneous | MW of Load | 1 | 2028 | 0.025814
ENS | Preferred Plan | C&I Curtailment | C&I Curtailment-Turnkey-Water Heating Control | Large Industrial | Miscellaneous | MW of Load | 1 | 2028 | 0.0012554
ENS | Preferred Plan | C&I Curtailment | C&I Curtailment-Turnkey-Other | Large Industrial | Miscellaneous | MW of Load | 1 | 2028 | 0.027012
ENS | Preferred Plan | C&I Curtailment | C&I Curtailment-Turnkey-Industrial | Large Industrial | Manufacturing | MW of Load | 1 | 2028 | 0.0053266
ENS | Preferred Plan | C&I Loadshift to BUGs | C&I Loadshift to BUGs | Large General | Miscellaneous | MW of Load | 1 | 2028 | 2.7539
ENS | Preferred Plan | C&I Loadshift to BUGs | C&I Loadshift to BUGs | Small Industrial | Miscellaneous | MW of Load | 1 | 2028 | 0.946
ENS | Preferred Plan | C&I Loadshift to BUGs | C&I Loadshift to BUGs | Medium Industrial | Manufacturing | MW of Load | 1 | 2028 | 0.55013
ENS | Preferred Plan | C&I Loadshift to BUGs | C&I Loadshift to BUGs | Medium Industrial | Miscellaneous | MW of Load | 1 | 2028 | 2.3876
ENS | Preferred Plan | Dynamic Pricing | Dynamic Pricing with enabling tech. | Small General | Manufacturing | MW of Load | 1 | 2028 | 0.0066706
ENS | Preferred Plan | Dynamic Pricing | Dynamic Pricing with enabling tech. | Residential Charitable | Residential LI | MW of Load | 1 | 2028 | 0.5939
ENS | Preferred Plan | Dynamic Pricing | Dynamic Pricing with enabling tech. | Residential Charitable | Residential Market Rate | MW of Load | 1 | 2028 | 3.3708
ENS | Preferred Plan | Dynamic Pricing | Dynamic Pricing w/o enabling tech. | Residential Charitable | Residential LI | MW of Load | 1 | 2028 | 2.094
ENS | Preferred Plan | Dynamic Pricing | Dynamic Pricing w/o enabling tech. | Residential Charitable | Residential Market Rate | MW of Load | 1 | 2028 | 11.8849
ENS | Preferred Plan | Behavioral DR | Behavioral DR | Residential Charitable | Residential LI | MW of Load | 1 | 2028 | 0.23252
ENS | Preferred Plan | Behavioral DR | Behavioral DR | Residential Charitable | Residential Market Rate | MW of Load | 1 | 2028 | 1.3249
ENS | Preferred Plan | Time-of-Use Rates (TOU) | Time-of-Use Rates (TOU) | Residential Charitable | Residential LI | MW of Load | 0 | 2028 | 0.45013
ENS | Preferred Plan | Time-of-Use Rates (TOU) | Time-of-Use Rates (TOU) | Residential Charitable | Residential Market Rate | MW of Load | 0 | 2028 | 2.565
ENS | Preferred Plan | DLC-Thermostat | DLC-Thermostat-BYOT-Central Heat Pump | Residential Charitable | Residential LI | MW of Load | 0 | 2029 | 0.02911
ENS | Preferred Plan | DLC-Thermostat | DLC-Thermostat-BYOT-Central Heat Pump | Residential Charitable | Residential Market Rate | MW of Load | 0 | 2029 | 0.17813
ENS | Preferred Plan | DLC-Thermostat | DLC-Thermostat-DI-Baseboard Heating | Residential Charitable | Residential LI | MW of Load | 0 | 2029 | 0.14864
ENS | Preferred Plan | DLC-Thermostat | DLC-Thermostat-DI-Baseboard Heating | Residential Charitable | Residential Market Rate | MW of Load | 0 | 2029 | 1.4149
ENS | Preferred Plan | DLC-Thermostat | DLC-Thermostat-BYOT-Baseboard Heating | Residential Charitable | Residential LI | MW of Load | 0 | 2029 | 0.017381
ENS | Preferred Plan | DLC-Thermostat | DLC-Thermostat-BYOT-Baseboard Heating | Residential Charitable | Residential Market Rate | MW of Load | 0 | 2029 | 0.16545
ENS | Preferred Plan | DLC-Thermostat | DLC-Thermostat-DI-MSHP | Residential Charitable | Residential LI | MW of Load | 0 | 2029 | 0.08613
ENS | Preferred Plan | DLC-Thermostat | DLC-Thermostat-DI-MSHP | Residential Charitable | Residential Market Rate | MW of Load | 0 | 2029 | 0.81987
ENS | Preferred Plan | DLC-Thermostat | DLC-Thermostat-BYOT-MSHP | Residential Charitable | Residential LI | MW of Load | 0 | 2029 | 0.007805
ENS | Preferred Plan | DLC-Thermostat | DLC-Thermostat-BYOT-MSHP | Residential Charitable | Residential Market Rate | MW of Load | 0 | 2029 | 0.074296
ENS | Preferred Plan | DLC-Water Heating | DLC-Switch-Water Heating | Residential Charitable | Residential LI | MW of Load | 0 | 2029 | 0.084655
ENS | Preferred Plan | DLC-Water Heating | DLC-Switch-Water Heating | Residential Charitable | Residential Market Rate | MW of Load | 0 | 2029 | 0.967
ENS | Preferred Plan | C&I Curtailment | C&I Curtailment-Turnkey-Manual HVAC Control | General | Miscellaneous | MW of Load | 1 | 2029 | 1.4306
ENS | Preferred Plan | C&I Curtailment | C&I Curtailment-Turnkey-Manual HVAC Control | General | Offices | MW of Load | 1 | 2029 | 0.097352
ENS | Preferred Plan | C&I Curtailment | C&I Curtailment-Turnkey-Manual HVAC Control | General | Retail Trade | MW of Load | 1 | 2029 | 0.3306
ENS | Preferred Plan | C&I Curtailment | C&I Curtailment-Turnkey-Manual HVAC Control | General | Services | MW of Load | 1 | 2029 | 0.21374
ENS | Preferred Plan | C&I Curtailment | C&I Curtailment-Turnkey-Auto-DR HVAC Control | General | Miscellaneous | MW of Load | 1 | 2029 | 0.089934
ENS | Preferred Plan | C&I Curtailment | C&I Curtailment-Turnkey-Auto-DR HVAC Control | General | Offices | MW of Load | 1 | 2029 | 0.0061199
ENS | Preferred Plan | C&I Curtailment | C&I Curtailment-Turnkey-Auto-DR HVAC Control | General | Retail Trade | MW of Load | 1 | 2029 | 0.020783
ENS | Preferred Plan | C&I Curtailment | C&I Curtailment-Turnkey-Auto-DR HVAC Control | General | Services | MW of Load | 1 | 2029 | 0.013437
ENS | Preferred Plan | C&I Curtailment | C&I Curtailment-Turnkey-Standard Lighting Control | General | Miscellaneous | MW of Load | 1 | 2029 | 0.59388
ENS | Preferred Plan | C&I Curtailment | C&I Curtailment-Turnkey-Standard Lighting Control | General | Offices | MW of Load | 1 | 2029 | 0.011845
ENS | Preferred Plan | C&I Curtailment | C&I Curtailment-Turnkey-Standard Lighting Control | General | Retail Trade | MW of Load | 1 | 2029 | 0.13216
ENS | Preferred Plan | C&I Curtailment | C&I Curtailment-Turnkey-Standard Lighting Control | General | Services | MW of Load | 1 | 2029 | 0.085544
ENS | Preferred Plan | C&I Curtailment | C&I Curtailment-Turnkey-Water Heating Control | General | Miscellaneous | MW of Load | 1 | 2029 | 0.038713
ENS | Preferred Plan | C&I Curtailment | C&I Curtailment-Turnkey-Water Heating Control | General | Offices | MW of Load | 1 | 2029 | 0.001031
ENS | Preferred Plan | C&I Curtailment | C&I Curtailment-Turnkey-Water Heating Control | General | Retail Trade | MW of Load | 1 | 2029 | 0.020796
ENS | Preferred Plan | C&I Curtailment | C&I Curtailment-Turnkey-Water Heating Control | General | Services | MW of Load | 1 | 2029 | 0.013429
ENS | Preferred Plan | C&I Curtailment | C&I Curtailment-Turnkey-Other | General | Miscellaneous | MW of Load | 1 | 2029 | 0.68104
ENS | Preferred Plan | C&I Curtailment | C&I Curtailment-Turnkey-Other | General | Offices | MW of Load | 1 | 2029 | 0.018575
ENS | Preferred Plan | C&I Curtailment | C&I Curtailment-Turnkey-Other | General | Retail Trade | MW of Load | 1 | 2029 | 0.21572
ENS | Preferred Plan | C&I Curtailment | C&I Curtailment-Turnkey-Other | General | Services | MW of Load | 1 | 2029 | 0.13943
ENS | Preferred Plan | C&I Curtailment | C&I Curtailment-Turnkey-Manual HVAC Control | Large General | Miscellaneous | MW of Load | 1 | 2029 | 0.98234
ENS | Preferred Plan | C&I Curtailment | C&I Curtailment-Turnkey-Manual HVAC Control | Large General | Retail Trade | MW of Load | 1 | 2029 | 0.041296
ENS | Preferred Plan | C&I Curtailment | C&I Curtailment-Turnkey-Manual HVAC Control | Large General | Services | MW of Load | 1 | 2029 | 0.066131
ENS | Preferred Plan | C&I Curtailment | C&I Curtailment-Turnkey-Auto-DR HVAC Control | Large General | Miscellaneous | MW of Load | 1 | 2029 | 0.061754
ENS | Preferred Plan | C&I Curtailment | C&I Curtailment-Turnkey-Auto-DR HVAC Control | Large General | Retail Trade | MW of Load | 1 | 2029 | 0.002596
ENS | Preferred Plan | C&I Curtailment | C&I Curtailment-Turnkey-Auto-DR HVAC Control | Large General | Services | MW of Load | 1 | 2029 | 0.0041573
ENS | Preferred Plan | C&I Curtailment | C&I Curtailment-Turnkey-Standard Lighting Control | Large General | Miscellaneous | MW of Load | 1 | 2029 | 0.42346
ENS | Preferred Plan | C&I Curtailment | C&I Curtailment-Turnkey-Standard Lighting Control | Large General | Retail Trade | MW of Load | 1 | 2029 | 0.01641
ENS | Preferred Plan | C&I Curtailment | C&I Curtailment-Turnkey-Standard Lighting Control | Large General | Services | MW of Load | 1 | 2029 | 0.026279
ENS | Preferred Plan | C&I Curtailment | C&I Curtailment-Turnkey-Water Heating Control | Large General | Miscellaneous | MW of Load | 1 | 2029 | 0.021046
ENS | Preferred Plan | C&I Curtailment | C&I Curtailment-Turnkey-Water Heating Control | Large General | Retail Trade | MW of Load | 1 | 2029 | 0.0026127
ENS | Preferred Plan | C&I Curtailment | C&I Curtailment-Turnkey-Water Heating Control | Large General | Services | MW of Load | 1 | 2029 | 0.004184
ENS | Preferred Plan | C&I Curtailment | C&I Curtailment-Turnkey-Other | Large General | Miscellaneous | MW of Load | 1 | 2029 | 0.45131
ENS | Preferred Plan | C&I Curtailment | C&I Curtailment-Turnkey-Other | Large General | Retail Trade | MW of Load | 1 | 2029 | 0.026988
ENS | Preferred Plan | C&I Curtailment | C&I Curtailment-Turnkey-Other | Large General | Services | MW of Load | 1 | 2029 | 0.043218
ENS | Preferred Plan | C&I Curtailment | C&I Curtailment-Turnkey-Manual HVAC Control | Small Industrial | Miscellaneous | MW of Load | 1 | 2029 | 0.20821
ENS | Preferred Plan | C&I Curtailment | C&I Curtailment-Turnkey-Manual HVAC Control | Small Industrial | Offices | MW of Load | 1 | 2029 | 0.0026525
ENS | Preferred Plan | C&I Curtailment | C&I Curtailment-Turnkey-Manual HVAC Control | Small Industrial | Retail Trade | MW of Load | 1 | 2029 | 0.0088416
ENS | Preferred Plan | C&I Curtailment | C&I Curtailment-Turnkey-Manual HVAC Control | Small Industrial | Services | MW of Load | 1 | 2029 | 0.0027933
ENS | Preferred Plan | C&I Curtailment | C&I Curtailment-Turnkey-Auto-DR HVAC Control | Small Industrial | Miscellaneous | MW of Load | 1 | 2029 | 0.013089
ENS | Preferred Plan | C&I Curtailment | C&I Curtailment-Turnkey-Auto-DR HVAC Control | Small Industrial | Offices | MW of Load | 1 | 2029 | 0.00016675
ENS | Preferred Plan | C&I Curtailment | C&I Curtailment-Turnkey-Auto-DR HVAC Control | Small Industrial | Retail Trade | MW of Load | 1 | 2029 | 0.00055582
ENS | Preferred Plan | C&I Curtailment | C&I Curtailment-Turnkey-Auto-DR HVAC Control | Small Industrial | Services | MW of Load | 1 | 2029 | 0.0001756
ENS | Preferred Plan | C&I Curtailment | C&I Curtailment-Turnkey-Standard Lighting Control | Small Industrial | Miscellaneous | MW of Load | 1 | 2029 | 0.064541
ENS | Preferred Plan | C&I Curtailment | C&I Curtailment-Turnkey-Standard Lighting Control | Small Industrial | Offices | MW of Load | 1 | 2029 | 0.00035023
ENS | Preferred Plan | C&I Curtailment | C&I Curtailment-Turnkey-Standard Lighting Control | Small Industrial | Retail Trade | MW of Load | 1 | 2029 | 0.0038088
ENS | Preferred Plan | C&I Curtailment | C&I Curtailment-Turnkey-Standard Lighting Control | Small Industrial | Services | MW of Load | 1 | 2029 | 0.0012033
ENS | Preferred Plan | C&I Curtailment | C&I Curtailment-Turnkey-Water Heating Control | Small Industrial | Miscellaneous | MW of Load | 1 | 2029 | 0.0053039
ENS | Preferred Plan | C&I Curtailment | C&I Curtailment-Turnkey-Water Heating Control | Small Industrial | Offices | MW of Load | 1 | 2029 | 2.7048e-05
ENS | Preferred Plan | C&I Curtailment | C&I Curtailment-Turnkey-Water Heating Control | Small Industrial | Retail Trade | MW of Load | 1 | 2029 | 0.00051364
ENS | Preferred Plan | C&I Curtailment | C&I Curtailment-Turnkey-Water Heating Control | Small Industrial | Services | MW of Load | 1 | 2029 | 0.00016227
ENS | Preferred Plan | C&I Curtailment | C&I Curtailment-Turnkey-Other | Small Industrial | Miscellaneous | MW of Load | 1 | 2029 | 0.081693
ENS | Preferred Plan | C&I Curtailment | C&I Curtailment-Turnkey-Other | Small Industrial | Offices | MW of Load | 1 | 2029 | 0.00051084
ENS | Preferred Plan | C&I Curtailment | C&I Curtailment-Turnkey-Other | Small Industrial | Retail Trade | MW of Load | 1 | 2029 | 0.0056528
ENS | Preferred Plan | C&I Curtailment | C&I Curtailment-Turnkey-Other | Small Industrial | Services | MW of Load | 1 | 2029 | 0.0017859
ENS | Preferred Plan | C&I Curtailment | C&I Curtailment-Turnkey-Industrial | Small Industrial | Manufacturing | MW of Load | 1 | 2029 | 0.019525
ENS | Preferred Plan | C&I Curtailment | C&I Curtailment-Turnkey-Manual HVAC Control | Medium Industrial | Miscellaneous | MW of Load | 1 | 2029 | 3.2998
ENS | Preferred Plan | C&I Curtailment | C&I Curtailment-Turnkey-Manual HVAC Control | Medium Industrial | Offices | MW of Load | 1 | 2029 | 0.052918
ENS | Preferred Plan | C&I Curtailment | C&I Curtailment-Turnkey-Manual HVAC Control | Medium Industrial | Retail Trade | MW of Load | 1 | 2029 | 0.73309
ENS | Preferred Plan | C&I Curtailment | C&I Curtailment-Turnkey-Manual HVAC Control | Medium Industrial | Services | MW of Load | 1 | 2029 | 0.033757
ENS | Preferred Plan | C&I Curtailment | C&I Curtailment-Turnkey-Auto-DR HVAC Control | Medium Industrial | Miscellaneous | MW of Load | 1 | 2029 | 0.20744
ENS | Preferred Plan | C&I Curtailment | C&I Curtailment-Turnkey-Auto-DR HVAC Control | Medium Industrial | Offices | MW of Load | 1 | 2029 | 0.0033267
ENS | Preferred Plan | C&I Curtailment | C&I Curtailment-Turnkey-Auto-DR HVAC Control | Medium Industrial | Retail Trade | MW of Load | 1 | 2029 | 0.046085
ENS | Preferred Plan | C&I Curtailment | C&I Curtailment-Turnkey-Auto-DR HVAC Control | Medium Industrial | Services | MW of Load | 1 | 2029 | 0.0021221
ENS | Preferred Plan | C&I Curtailment | C&I Curtailment-Turnkey-Standard Lighting Control | Medium Industrial | Miscellaneous | MW of Load | 1 | 2029 | 1.0229
ENS | Preferred Plan | C&I Curtailment | C&I Curtailment-Turnkey-Standard Lighting Control | Medium Industrial | Offices | MW of Load | 1 | 2029 | 0.0069872
ENS | Preferred Plan | C&I Curtailment | C&I Curtailment-Turnkey-Standard Lighting Control | Medium Industrial | Retail Trade | MW of Load | 1 | 2029 | 0.31581
ENS | Preferred Plan | C&I Curtailment | C&I Curtailment-Turnkey-Standard Lighting Control | Medium Industrial | Services | MW of Load | 1 | 2029 | 0.014542
ENS | Preferred Plan | C&I Curtailment | C&I Curtailment-Turnkey-Water Heating Control | Medium Industrial | Miscellaneous | MW of Load | 1 | 2029 | 0.08406
ENS | Preferred Plan | C&I Curtailment | C&I Curtailment-Turnkey-Water Heating Control | Medium Industrial | Offices | MW of Load | 1 | 2029 | 0.00053962
ENS | Preferred Plan | C&I Curtailment | C&I Curtailment-Turnkey-Water Heating Control | Medium Industrial | Retail Trade | MW of Load | 1 | 2029 | 0.042588
ENS | Preferred Plan | C&I Curtailment | C&I Curtailment-Turnkey-Water Heating Control | Medium Industrial | Services | MW of Load | 1 | 2029 | 0.0019611
ENS | Preferred Plan | C&I Curtailment | C&I Curtailment-Turnkey-Other | Medium Industrial | Miscellaneous | MW of Load | 1 | 2029 | 1.2947
ENS | Preferred Plan | C&I Curtailment | C&I Curtailment-Turnkey-Other | Medium Industrial | Offices | MW of Load | 1 | 2029 | 0.010191
ENS | Preferred Plan | C&I Curtailment | C&I Curtailment-Turnkey-Other | Medium Industrial | Retail Trade | MW of Load | 1 | 2029 | 0.46869
ENS | Preferred Plan | C&I Curtailment | C&I Curtailment-Turnkey-Other | Medium Industrial | Services | MW of Load | 1 | 2029 | 0.021582
ENS | Preferred Plan | C&I Curtailment | C&I Curtailment-Turnkey-Manual HVAC Control | Large Industrial | Miscellaneous | MW of Load | 1 | 2029 | 0.069295
ENS | Preferred Plan | C&I Curtailment | C&I Curtailment-Turnkey-Auto-DR HVAC Control | Large Industrial | Miscellaneous | MW of Load | 1 | 2029 | 0.0043562
ENS | Preferred Plan | C&I Curtailment | C&I Curtailment-Turnkey-Standard Lighting Control | Large Industrial | Miscellaneous | MW of Load | 1 | 2029 | 0.029872
ENS | Preferred Plan | C&I Curtailment | C&I Curtailment-Turnkey-Water Heating Control | Large Industrial | Miscellaneous | MW of Load | 1 | 2029 | 0.0014846
ENS | Preferred Plan | C&I Curtailment | C&I Curtailment-Turnkey-Other | Large Industrial | Miscellaneous | MW of Load | 1 | 2029 | 0.031836
ENS | Preferred Plan | C&I Curtailment | C&I Curtailment-Turnkey-Industrial | Large Industrial | Manufacturing | MW of Load | 1 | 2029 | 0.0062453
ENS | Preferred Plan | C&I Loadshift to BUGs | C&I Loadshift to BUGs | Large General | Miscellaneous | MW of Load | 1 | 2029 | 2.7488
ENS | Preferred Plan | C&I Loadshift to BUGs | C&I Loadshift to BUGs | Small Industrial | Miscellaneous | MW of Load | 1 | 2029 | 0.95504
ENS | Preferred Plan | C&I Loadshift to BUGs | C&I Loadshift to BUGs | Medium Industrial | Manufacturing | MW of Load | 1 | 2029 | 0.55262
ENS | Preferred Plan | C&I Loadshift to BUGs | C&I Loadshift to BUGs | Medium Industrial | Miscellaneous | MW of Load | 1 | 2029 | 2.3984
ENS | Preferred Plan | Dynamic Pricing | Dynamic Pricing with enabling tech. | Small General | Manufacturing | MW of Load | 1 | 2029 | 0.0080405
ENS | Preferred Plan | Dynamic Pricing | Dynamic Pricing with enabling tech. | Residential Charitable | Residential LI | MW of Load | 1 | 2029 | 1.2543
ENS | Preferred Plan | Dynamic Pricing | Dynamic Pricing with enabling tech. | Residential Charitable | Residential Market Rate | MW of Load | 1 | 2029 | 7.1205
ENS | Preferred Plan | Dynamic Pricing | Dynamic Pricing w/o enabling tech. | Residential Charitable | Residential LI | MW of Load | 1 | 2029 | 2.0952
ENS | Preferred Plan | Dynamic Pricing | Dynamic Pricing w/o enabling tech. | Residential Charitable | Residential Market Rate | MW of Load | 1 | 2029 | 11.894
ENS | Preferred Plan | Behavioral DR | Behavioral DR | Residential Charitable | Residential LI | MW of Load | 1 | 2029 | 0.36054
ENS | Preferred Plan | Behavioral DR | Behavioral DR | Residential Charitable | Residential Market Rate | MW of Load | 1 | 2029 | 2.0546
ENS | Preferred Plan | Time-of-Use Rates (TOU) | Time-of-Use Rates (TOU) | Residential Charitable | Residential LI | MW of Load | 0 | 2029 | 0.41813
ENS | Preferred Plan | Time-of-Use Rates (TOU) | Time-of-Use Rates (TOU) | Residential Charitable | Residential Market Rate | MW of Load | 0 | 2029 | 2.3828
ENS | Preferred Plan | DLC-Thermostat | DLC-Thermostat-BYOT-Central Heat Pump | Residential Charitable | Residential LI | MW of Load | 0 | 2030 | 0.028609
ENS | Preferred Plan | DLC-Thermostat | DLC-Thermostat-BYOT-Central Heat Pump | Residential Charitable | Residential Market Rate | MW of Load | 0 | 2030 | 0.17507
ENS | Preferred Plan | DLC-Thermostat | DLC-Thermostat-DI-Baseboard Heating | Residential Charitable | Residential LI | MW of Load | 0 | 2030 | 0.14567
ENS | Preferred Plan | DLC-Thermostat | DLC-Thermostat-DI-Baseboard Heating | Residential Charitable | Residential Market Rate | MW of Load | 0 | 2030 | 1.3866
ENS | Preferred Plan | DLC-Thermostat | DLC-Thermostat-BYOT-Baseboard Heating | Residential Charitable | Residential LI | MW of Load | 0 | 2030 | 0.017033
ENS | Preferred Plan | DLC-Thermostat | DLC-Thermostat-BYOT-Baseboard Heating | Residential Charitable | Residential Market Rate | MW of Load | 0 | 2030 | 0.16214
ENS | Preferred Plan | DLC-Thermostat | DLC-Thermostat-DI-MSHP | Residential Charitable | Residential LI | MW of Load | 0 | 2030 | 0.084413
ENS | Preferred Plan | DLC-Thermostat | DLC-Thermostat-DI-MSHP | Residential Charitable | Residential Market Rate | MW of Load | 0 | 2030 | 0.80353
ENS | Preferred Plan | DLC-Thermostat | DLC-Thermostat-BYOT-MSHP | Residential Charitable | Residential LI | MW of Load | 0 | 2030 | 0.0076383
ENS | Preferred Plan | DLC-Thermostat | DLC-Thermostat-BYOT-MSHP | Residential Charitable | Residential Market Rate | MW of Load | 0 | 2030 | 0.072709
ENS | Preferred Plan | DLC-Water Heating | DLC-Switch-Water Heating | Residential Charitable | Residential LI | MW of Load | 0 | 2030 | 0.082961
ENS | Preferred Plan | DLC-Water Heating | DLC-Switch-Water Heating | Residential Charitable | Residential Market Rate | MW of Load | 0 | 2030 | 0.94765
ENS | Preferred Plan | C&I Curtailment | C&I Curtailment-Turnkey-Manual HVAC Control | General | Miscellaneous | MW of Load | 1 | 2030 | 1.612
ENS | Preferred Plan | C&I Curtailment | C&I Curtailment-Turnkey-Manual HVAC Control | General | Offices | MW of Load | 1 | 2030 | 0.11078
ENS | Preferred Plan | C&I Curtailment | C&I Curtailment-Turnkey-Manual HVAC Control | General | Retail Trade | MW of Load | 1 | 2030 | 0.37025
ENS | Preferred Plan | C&I Curtailment | C&I Curtailment-Turnkey-Manual HVAC Control | General | Services | MW of Load | 1 | 2030 | 0.23939
ENS | Preferred Plan | C&I Curtailment | C&I Curtailment-Turnkey-Auto-DR HVAC Control | General | Miscellaneous | MW of Load | 1 | 2030 | 0.12788
ENS | Preferred Plan | C&I Curtailment | C&I Curtailment-Turnkey-Auto-DR HVAC Control | General | Offices | MW of Load | 1 | 2030 | 0.008788
ENS | Preferred Plan | C&I Curtailment | C&I Curtailment-Turnkey-Auto-DR HVAC Control | General | Retail Trade | MW of Load | 1 | 2030 | 0.029371
ENS | Preferred Plan | C&I Curtailment | C&I Curtailment-Turnkey-Auto-DR HVAC Control | General | Services | MW of Load | 1 | 2030 | 0.01899
ENS | Preferred Plan | C&I Curtailment | C&I Curtailment-Turnkey-Standard Lighting Control | General | Miscellaneous | MW of Load | 1 | 2030 | 0.67103
ENS | Preferred Plan | C&I Curtailment | C&I Curtailment-Turnkey-Standard Lighting Control | General | Offices | MW of Load | 1 | 2030 | 0.013173
ENS | Preferred Plan | C&I Curtailment | C&I Curtailment-Turnkey-Standard Lighting Control | General | Retail Trade | MW of Load | 1 | 2030 | 0.14751
ENS | Preferred Plan | C&I Curtailment | C&I Curtailment-Turnkey-Standard Lighting Control | General | Services | MW of Load | 1 | 2030 | 0.095497
ENS | Preferred Plan | C&I Curtailment | C&I Curtailment-Turnkey-Water Heating Control | General | Miscellaneous | MW of Load | 1 | 2030 | 0.044992
ENS | Preferred Plan | C&I Curtailment | C&I Curtailment-Turnkey-Water Heating Control | General | Offices | MW of Load | 1 | 2030 | 0.0011946
ENS | Preferred Plan | C&I Curtailment | C&I Curtailment-Turnkey-Water Heating Control | General | Retail Trade | MW of Load | 1 | 2030 | 0.024261
ENS | Preferred Plan | C&I Curtailment | C&I Curtailment-Turnkey-Water Heating Control | General | Services | MW of Load | 1 | 2030 | 0.015665
ENS | Preferred Plan | C&I Curtailment | C&I Curtailment-Turnkey-Other | General | Miscellaneous | MW of Load | 1 | 2030 | 0.78579
ENS | Preferred Plan | C&I Curtailment | C&I Curtailment-Turnkey-Other | General | Offices | MW of Load | 1 | 2030 | 0.021371
ENS | Preferred Plan | C&I Curtailment | C&I Curtailment-Turnkey-Other | General | Retail Trade | MW of Load | 1 | 2030 | 0.24924
ENS | Preferred Plan | C&I Curtailment | C&I Curtailment-Turnkey-Other | General | Services | MW of Load | 1 | 2030 | 0.16109
ENS | Preferred Plan | C&I Curtailment | C&I Curtailment-Turnkey-Manual HVAC Control | Large General | Miscellaneous | MW of Load | 1 | 2030 | 1.1075
ENS | Preferred Plan | C&I Curtailment | C&I Curtailment-Turnkey-Manual HVAC Control | Large General | Retail Trade | MW of Load | 1 | 2030 | 0.046178
ENS | Preferred Plan | C&I Curtailment | C&I Curtailment-Turnkey-Manual HVAC Control | Large General | Services | MW of Load | 1 | 2030 | 0.073948
ENS | Preferred Plan | C&I Curtailment | C&I Curtailment-Turnkey-Auto-DR HVAC Control | Large General | Miscellaneous | MW of Load | 1 | 2030 | 0.08786
ENS | Preferred Plan | C&I Curtailment | C&I Curtailment-Turnkey-Auto-DR HVAC Control | Large General | Retail Trade | MW of Load | 1 | 2030 | 0.0036632
ENS | Preferred Plan | C&I Curtailment | C&I Curtailment-Turnkey-Auto-DR HVAC Control | Large General | Services | MW of Load | 1 | 2030 | 0.0058662
ENS | Preferred Plan | C&I Curtailment | C&I Curtailment-Turnkey-Standard Lighting Control | Large General | Miscellaneous | MW of Load | 1 | 2030 | 0.47878
ENS | Preferred Plan | C&I Curtailment | C&I Curtailment-Turnkey-Standard Lighting Control | Large General | Retail Trade | MW of Load | 1 | 2030 | 0.018277
ENS | Preferred Plan | C&I Curtailment | C&I Curtailment-Turnkey-Standard Lighting Control | Large General | Services | MW of Load | 1 | 2030 | 0.029269
ENS | Preferred Plan | C&I Curtailment | C&I Curtailment-Turnkey-Water Heating Control | Large General | Miscellaneous | MW of Load | 1 | 2030 | 0.024314
ENS | Preferred Plan | C&I Curtailment | C&I Curtailment-Turnkey-Water Heating Control | Large General | Retail Trade | MW of Load | 1 | 2030 | 0.0030461
ENS | Preferred Plan | C&I Curtailment | C&I Curtailment-Turnkey-Water Heating Control | Large General | Services | MW of Load | 1 | 2030 | 0.004878
ENS | Preferred Plan | C&I Curtailment | C&I Curtailment-Turnkey-Other | Large General | Miscellaneous | MW of Load | 1 | 2030 | 0.51967
ENS | Preferred Plan | C&I Curtailment | C&I Curtailment-Turnkey-Other | Large General | Retail Trade | MW of Load | 1 | 2030 | 0.031145
ENS | Preferred Plan | C&I Curtailment | C&I Curtailment-Turnkey-Other | Large General | Services | MW of Load | 1 | 2030 | 0.049876
ENS | Preferred Plan | C&I Curtailment | C&I Curtailment-Turnkey-Manual HVAC Control | Small Industrial | Miscellaneous | MW of Load | 1 | 2030 | 0.23471
ENS | Preferred Plan | C&I Curtailment | C&I Curtailment-Turnkey-Manual HVAC Control | Small Industrial | Offices | MW of Load | 1 | 2030 | 0.0030077
ENS | Preferred Plan | C&I Curtailment | C&I Curtailment-Turnkey-Manual HVAC Control | Small Industrial | Retail Trade | MW of Load | 1 | 2030 | 0.0099135
ENS | Preferred Plan | C&I Curtailment | C&I Curtailment-Turnkey-Manual HVAC Control | Small Industrial | Services | MW of Load | 1 | 2030 | 0.0031319
ENS | Preferred Plan | C&I Curtailment | C&I Curtailment-Turnkey-Auto-DR HVAC Control | Small Industrial | Miscellaneous | MW of Load | 1 | 2030 | 0.018619
ENS | Preferred Plan | C&I Curtailment | C&I Curtailment-Turnkey-Auto-DR HVAC Control | Small Industrial | Offices | MW of Load | 1 | 2030 | 0.0002386
ENS | Preferred Plan | C&I Curtailment | C&I Curtailment-Turnkey-Auto-DR HVAC Control | Small Industrial | Retail Trade | MW of Load | 1 | 2030 | 0.00078642
ENS | Preferred Plan | C&I Curtailment | C&I Curtailment-Turnkey-Auto-DR HVAC Control | Small Industrial | Services | MW of Load | 1 | 2030 | 0.00024845
ENS | Preferred Plan | C&I Curtailment | C&I Curtailment-Turnkey-Standard Lighting Control | Small Industrial | Miscellaneous | MW of Load | 1 | 2030 | 0.072622
ENS | Preferred Plan | C&I Curtailment | C&I Curtailment-Turnkey-Standard Lighting Control | Small Industrial | Offices | MW of Load | 1 | 2030 | 0.0003921
ENS | Preferred Plan | C&I Curtailment | C&I Curtailment-Turnkey-Standard Lighting Control | Small Industrial | Retail Trade | MW of Load | 1 | 2030 | 0.0042903
ENS | Preferred Plan | C&I Curtailment | C&I Curtailment-Turnkey-Standard Lighting Control | Small Industrial | Services | MW of Load | 1 | 2030 | 0.0013554
ENS | Preferred Plan | C&I Curtailment | C&I Curtailment-Turnkey-Water Heating Control | Small Industrial | Miscellaneous | MW of Load | 1 | 2030 | 0.0061313
ENS | Preferred Plan | C&I Curtailment | C&I Curtailment-Turnkey-Water Heating Control | Small Industrial | Offices | MW of Load | 1 | 2030 | 3.1078e-05
ENS | Preferred Plan | C&I Curtailment | C&I Curtailment-Turnkey-Water Heating Control | Small Industrial | Retail Trade | MW of Load | 1 | 2030 | 0.00059222
ENS | Preferred Plan | C&I Curtailment | C&I Curtailment-Turnkey-Water Heating Control | Small Industrial | Services | MW of Load | 1 | 2030 | 0.0001871
ENS | Preferred Plan | C&I Curtailment | C&I Curtailment-Turnkey-Other | Small Industrial | Miscellaneous | MW of Load | 1 | 2030 | 0.094027
ENS | Preferred Plan | C&I Curtailment | C&I Curtailment-Turnkey-Other | Small Industrial | Offices | MW of Load | 1 | 2030 | 0.00058673
ENS | Preferred Plan | C&I Curtailment | C&I Curtailment-Turnkey-Other | Small Industrial | Retail Trade | MW of Load | 1 | 2030 | 0.0065052
ENS | Preferred Plan | C&I Curtailment | C&I Curtailment-Turnkey-Other | Small Industrial | Services | MW of Load | 1 | 2030 | 0.0020552
ENS | Preferred Plan | C&I Curtailment | C&I Curtailment-Turnkey-Industrial | Small Industrial | Manufacturing | MW of Load | 1 | 2030 | 0.022351
ENS | Preferred Plan | C&I Curtailment | C&I Curtailment-Turnkey-Manual HVAC Control | Medium Industrial | Miscellaneous | MW of Load | 1 | 2030 | 3.7215
ENS | Preferred Plan | C&I Curtailment | C&I Curtailment-Turnkey-Manual HVAC Control | Medium Industrial | Offices | MW of Load | 1 | 2030 | 0.060032
ENS | Preferred Plan | C&I Curtailment | C&I Curtailment-Turnkey-Manual HVAC Control | Medium Industrial | Retail Trade | MW of Load | 1 | 2030 | 0.82234
ENS | Preferred Plan | C&I Curtailment | C&I Curtailment-Turnkey-Manual HVAC Control | Medium Industrial | Services | MW of Load | 1 | 2030 | 0.037866
ENS | Preferred Plan | C&I Curtailment | C&I Curtailment-Turnkey-Auto-DR HVAC Control | Medium Industrial | Miscellaneous | MW of Load | 1 | 2030 | 0.29522
ENS | Preferred Plan | C&I Curtailment | C&I Curtailment-Turnkey-Auto-DR HVAC Control | Medium Industrial | Offices | MW of Load | 1 | 2030 | 0.0047622
ENS | Preferred Plan | C&I Curtailment | C&I Curtailment-Turnkey-Auto-DR HVAC Control | Medium Industrial | Retail Trade | MW of Load | 1 | 2030 | 0.065234
ENS | Preferred Plan | C&I Curtailment | C&I Curtailment-Turnkey-Auto-DR HVAC Control | Medium Industrial | Services | MW of Load | 1 | 2030 | 0.0030038
ENS | Preferred Plan | C&I Curtailment | C&I Curtailment-Turnkey-Standard Lighting Control | Medium Industrial | Miscellaneous | MW of Load | 1 | 2030 | 1.1515
ENS | Preferred Plan | C&I Curtailment | C&I Curtailment-Turnkey-Standard Lighting Control | Medium Industrial | Offices | MW of Load | 1 | 2030 | 0.007826
ENS | Preferred Plan | C&I Curtailment | C&I Curtailment-Turnkey-Standard Lighting Control | Medium Industrial | Retail Trade | MW of Load | 1 | 2030 | 0.35589
ENS | Preferred Plan | C&I Curtailment | C&I Curtailment-Turnkey-Standard Lighting Control | Medium Industrial | Services | MW of Load | 1 | 2030 | 0.016387
ENS | Preferred Plan | C&I Curtailment | C&I Curtailment-Turnkey-Water Heating Control | Medium Industrial | Miscellaneous | MW of Load | 1 | 2030 | 0.097217
ENS | Preferred Plan | C&I Curtailment | C&I Curtailment-Turnkey-Water Heating Control | Medium Industrial | Offices | MW of Load | 1 | 2030 | 0.0006203
ENS | Preferred Plan | C&I Curtailment | C&I Curtailment-Turnkey-Water Heating Control | Medium Industrial | Retail Trade | MW of Load | 1 | 2030 | 0.049125
ENS | Preferred Plan | C&I Curtailment | C&I Curtailment-Turnkey-Water Heating Control | Medium Industrial | Services | MW of Load | 1 | 2030 | 0.0022621
ENS | Preferred Plan | C&I Curtailment | C&I Curtailment-Turnkey-Other | Medium Industrial | Miscellaneous | MW of Load | 1 | 2030 | 1.4909
ENS | Preferred Plan | C&I Curtailment | C&I Curtailment-Turnkey-Other | Medium Industrial | Offices | MW of Load | 1 | 2030 | 0.011711
ENS | Preferred Plan | C&I Curtailment | C&I Curtailment-Turnkey-Other | Medium Industrial | Retail Trade | MW of Load | 1 | 2030 | 0.53962
ENS | Preferred Plan | C&I Curtailment | C&I Curtailment-Turnkey-Other | Medium Industrial | Services | MW of Load | 1 | 2030 | 0.024848
ENS | Preferred Plan | C&I Curtailment | C&I Curtailment-Turnkey-Manual HVAC Control | Large Industrial | Miscellaneous | MW of Load | 1 | 2030 | 0.078081
ENS | Preferred Plan | C&I Curtailment | C&I Curtailment-Turnkey-Auto-DR HVAC Control | Large Industrial | Miscellaneous | MW of Load | 1 | 2030 | 0.006194
ENS | Preferred Plan | C&I Curtailment | C&I Curtailment-Turnkey-Standard Lighting Control | Large Industrial | Miscellaneous | MW of Load | 1 | 2030 | 0.033754
ENS | Preferred Plan | C&I Curtailment | C&I Curtailment-Turnkey-Water Heating Control | Large Industrial | Miscellaneous | MW of Load | 1 | 2030 | 0.0017141
ENS | Preferred Plan | C&I Curtailment | C&I Curtailment-Turnkey-Other | Large Industrial | Miscellaneous | MW of Load | 1 | 2030 | 0.036637
ENS | Preferred Plan | C&I Curtailment | C&I Curtailment-Turnkey-Industrial | Large Industrial | Manufacturing | MW of Load | 1 | 2030 | 0.0071503
ENS | Preferred Plan | C&I Loadshift to BUGs | C&I Loadshift to BUGs | Large General | Miscellaneous | MW of Load | 1 | 2030 | 2.7546
ENS | Preferred Plan | C&I Loadshift to BUGs | C&I Loadshift to BUGs | Small Industrial | Miscellaneous | MW of Load | 1 | 2030 | 0.96695
ENS | Preferred Plan | C&I Loadshift to BUGs | C&I Loadshift to BUGs | Medium Industrial | Manufacturing | MW of Load | 1 | 2030 | 0.55783
ENS | Preferred Plan | C&I Loadshift to BUGs | C&I Loadshift to BUGs | Medium Industrial | Miscellaneous | MW of Load | 1 | 2030 | 2.421
ENS | Preferred Plan | Dynamic Pricing | Dynamic Pricing with enabling tech. | Small General | Manufacturing | MW of Load | 1 | 2030 | 0.0087995
ENS | Preferred Plan | Dynamic Pricing | Dynamic Pricing with enabling tech. | Residential Charitable | Residential LI | MW of Load | 1 | 2030 | 2.403
ENS | Preferred Plan | Dynamic Pricing | Dynamic Pricing with enabling tech. | Residential Charitable | Residential Market Rate | MW of Load | 1 | 2030 | 13.6434
ENS | Preferred Plan | Dynamic Pricing | Dynamic Pricing w/o enabling tech. | Residential Charitable | Residential LI | MW of Load | 1 | 2030 | 2.1129
ENS | Preferred Plan | Dynamic Pricing | Dynamic Pricing w/o enabling tech. | Residential Charitable | Residential Market Rate | MW of Load | 1 | 2030 | 11.9962
ENS | Preferred Plan | Behavioral DR | Behavioral DR | Residential Charitable | Residential LI | MW of Load | 1 | 2030 | 0.42215
ENS | Preferred Plan | Behavioral DR | Behavioral DR | Residential Charitable | Residential Market Rate | MW of Load | 1 | 2030 | 2.4058
ENS | Preferred Plan | Time-of-Use Rates (TOU) | Time-of-Use Rates (TOU) | Residential Charitable | Residential LI | MW of Load | 0 | 2030 | 0.40683
ENS | Preferred Plan | Time-of-Use Rates (TOU) | Time-of-Use Rates (TOU) | Residential Charitable | Residential Market Rate | MW of Load | 0 | 2030 | 2.3185
ENS | Preferred Plan | DLC-Thermostat | DLC-Thermostat-BYOT-Central Heat Pump | Residential Charitable | Residential LI | MW of Load | 0 | 2031 | 0.028073
ENS | Preferred Plan | DLC-Thermostat | DLC-Thermostat-BYOT-Central Heat Pump | Residential Charitable | Residential Market Rate | MW of Load | 0 | 2031 | 0.17179
ENS | Preferred Plan | DLC-Thermostat | DLC-Thermostat-DI-Baseboard Heating | Residential Charitable | Residential LI | MW of Load | 0 | 2031 | 0.14275
ENS | Preferred Plan | DLC-Thermostat | DLC-Thermostat-DI-Baseboard Heating | Residential Charitable | Residential Market Rate | MW of Load | 0 | 2031 | 1.3589
ENS | Preferred Plan | DLC-Thermostat | DLC-Thermostat-BYOT-Baseboard Heating | Residential Charitable | Residential LI | MW of Load | 0 | 2031 | 0.01669
ENS | Preferred Plan | DLC-Thermostat | DLC-Thermostat-BYOT-Baseboard Heating | Residential Charitable | Residential Market Rate | MW of Load | 0 | 2031 | 0.15887
ENS | Preferred Plan | DLC-Thermostat | DLC-Thermostat-DI-MSHP | Residential Charitable | Residential LI | MW of Load | 0 | 2031 | 0.082714
ENS | Preferred Plan | DLC-Thermostat | DLC-Thermostat-DI-MSHP | Residential Charitable | Residential Market Rate | MW of Load | 0 | 2031 | 0.78735
ENS | Preferred Plan | DLC-Thermostat | DLC-Thermostat-BYOT-MSHP | Residential Charitable | Residential LI | MW of Load | 0 | 2031 | 0.0074715
ENS | Preferred Plan | DLC-Thermostat | DLC-Thermostat-BYOT-MSHP | Residential Charitable | Residential Market Rate | MW of Load | 0 | 2031 | 0.071121
ENS | Preferred Plan | DLC-Water Heating | DLC-Switch-Water Heating | Residential Charitable | Residential LI | MW of Load | 0 | 2031 | 0.081304
ENS | Preferred Plan | DLC-Water Heating | DLC-Switch-Water Heating | Residential Charitable | Residential Market Rate | MW of Load | 0 | 2031 | 0.92872
ENS | Preferred Plan | C&I Curtailment | C&I Curtailment-Turnkey-Manual HVAC Control | General | Miscellaneous | MW of Load | 1 | 2031 | 1.796
ENS | Preferred Plan | C&I Curtailment | C&I Curtailment-Turnkey-Manual HVAC Control | General | Offices | MW of Load | 1 | 2031 | 0.12343
ENS | Preferred Plan | C&I Curtailment | C&I Curtailment-Turnkey-Manual HVAC Control | General | Retail Trade | MW of Load | 1 | 2031 | 0.41251
ENS | Preferred Plan | C&I Curtailment | C&I Curtailment-Turnkey-Manual HVAC Control | General | Services | MW of Load | 1 | 2031 | 0.26671
ENS | Preferred Plan | C&I Curtailment | C&I Curtailment-Turnkey-Auto-DR HVAC Control | General | Miscellaneous | MW of Load | 1 | 2031 | 0.17809
ENS | Preferred Plan | C&I Curtailment | C&I Curtailment-Turnkey-Auto-DR HVAC Control | General | Offices | MW of Load | 1 | 2031 | 0.012239
ENS | Preferred Plan | C&I Curtailment | C&I Curtailment-Turnkey-Auto-DR HVAC Control | General | Retail Trade | MW of Load | 1 | 2031 | 0.040905
ENS | Preferred Plan | C&I Curtailment | C&I Curtailment-Turnkey-Auto-DR HVAC Control | General | Services | MW of Load | 1 | 2031 | 0.026447
ENS | Preferred Plan | C&I Curtailment | C&I Curtailment-Turnkey-Standard Lighting Control | General | Miscellaneous | MW of Load | 1 | 2031 | 0.74762
ENS | Preferred Plan | C&I Curtailment | C&I Curtailment-Turnkey-Standard Lighting Control | General | Offices | MW of Load | 1 | 2031 | 0.014676
ENS | Preferred Plan | C&I Curtailment | C&I Curtailment-Turnkey-Standard Lighting Control | General | Retail Trade | MW of Load | 1 | 2031 | 0.16434
ENS | Preferred Plan | C&I Curtailment | C&I Curtailment-Turnkey-Standard Lighting Control | General | Services | MW of Load | 1 | 2031 | 0.1064
ENS | Preferred Plan | C&I Curtailment | C&I Curtailment-Turnkey-Water Heating Control | General | Miscellaneous | MW of Load | 1 | 2031 | 0.050127
ENS | Preferred Plan | C&I Curtailment | C&I Curtailment-Turnkey-Water Heating Control | General | Offices | MW of Load | 1 | 2031 | 0.001331
ENS | Preferred Plan | C&I Curtailment | C&I Curtailment-Turnkey-Water Heating Control | General | Retail Trade | MW of Load | 1 | 2031 | 0.027031
ENS | Preferred Plan | C&I Curtailment | C&I Curtailment-Turnkey-Water Heating Control | General | Services | MW of Load | 1 | 2031 | 0.017454
ENS | Preferred Plan | C&I Curtailment | C&I Curtailment-Turnkey-Other | General | Miscellaneous | MW of Load | 1 | 2031 | 0.87548
ENS | Preferred Plan | C&I Curtailment | C&I Curtailment-Turnkey-Other | General | Offices | MW of Load | 1 | 2031 | 0.023811
ENS | Preferred Plan | C&I Curtailment | C&I Curtailment-Turnkey-Other | General | Retail Trade | MW of Load | 1 | 2031 | 0.2777
ENS | Preferred Plan | C&I Curtailment | C&I Curtailment-Turnkey-Other | General | Services | MW of Load | 1 | 2031 | 0.17948
ENS | Preferred Plan | C&I Curtailment | C&I Curtailment-Turnkey-Manual HVAC Control | Large General | Miscellaneous | MW of Load | 1 | 2031 | 1.2339
ENS | Preferred Plan | C&I Curtailment | C&I Curtailment-Turnkey-Manual HVAC Control | Large General | Retail Trade | MW of Load | 1 | 2031 | 0.051446
ENS | Preferred Plan | C&I Curtailment | C&I Curtailment-Turnkey-Manual HVAC Control | Large General | Services | MW of Load | 1 | 2031 | 0.082384
ENS | Preferred Plan | C&I Curtailment | C&I Curtailment-Turnkey-Auto-DR HVAC Control | Large General | Miscellaneous | MW of Load | 1 | 2031 | 0.12235
ENS | Preferred Plan | C&I Curtailment | C&I Curtailment-Turnkey-Auto-DR HVAC Control | Large General | Retail Trade | MW of Load | 1 | 2031 | 0.0051014
ENS | Preferred Plan | C&I Curtailment | C&I Curtailment-Turnkey-Auto-DR HVAC Control | Large General | Services | MW of Load | 1 | 2031 | 0.0081692
ENS | Preferred Plan | C&I Curtailment | C&I Curtailment-Turnkey-Standard Lighting Control | Large General | Miscellaneous | MW of Load | 1 | 2031 | 0.5334
ENS | Preferred Plan | C&I Curtailment | C&I Curtailment-Turnkey-Standard Lighting Control | Large General | Retail Trade | MW of Load | 1 | 2031 | 0.020362
ENS | Preferred Plan | C&I Curtailment | C&I Curtailment-Turnkey-Standard Lighting Control | Large General | Services | MW of Load | 1 | 2031 | 0.032608
ENS | Preferred Plan | C&I Curtailment | C&I Curtailment-Turnkey-Water Heating Control | Large General | Miscellaneous | MW of Load | 1 | 2031 | 0.027088
ENS | Preferred Plan | C&I Curtailment | C&I Curtailment-Turnkey-Water Heating Control | Large General | Retail Trade | MW of Load | 1 | 2031 | 0.0033936
ENS | Preferred Plan | C&I Curtailment | C&I Curtailment-Turnkey-Water Heating Control | Large General | Services | MW of Load | 1 | 2031 | 0.0054345
ENS | Preferred Plan | C&I Curtailment | C&I Curtailment-Turnkey-Other | Large General | Miscellaneous | MW of Load | 1 | 2031 | 0.57896
ENS | Preferred Plan | C&I Curtailment | C&I Curtailment-Turnkey-Other | Large General | Retail Trade | MW of Load | 1 | 2031 | 0.034698
ENS | Preferred Plan | C&I Curtailment | C&I Curtailment-Turnkey-Other | Large General | Services | MW of Load | 1 | 2031 | 0.055565
ENS | Preferred Plan | C&I Curtailment | C&I Curtailment-Turnkey-Manual HVAC Control | Small Industrial | Miscellaneous | MW of Load | 1 | 2031 | 0.26135
ENS | Preferred Plan | C&I Curtailment | C&I Curtailment-Turnkey-Manual HVAC Control | Small Industrial | Offices | MW of Load | 1 | 2031 | 0.0033491
ENS | Preferred Plan | C&I Curtailment | C&I Curtailment-Turnkey-Manual HVAC Control | Small Industrial | Retail Trade | MW of Load | 1 | 2031 | 0.011039
ENS | Preferred Plan | C&I Curtailment | C&I Curtailment-Turnkey-Manual HVAC Control | Small Industrial | Services | MW of Load | 1 | 2031 | 0.0034874
ENS | Preferred Plan | C&I Curtailment | C&I Curtailment-Turnkey-Auto-DR HVAC Control | Small Industrial | Miscellaneous | MW of Load | 1 | 2031 | 0.025915
ENS | Preferred Plan | C&I Curtailment | C&I Curtailment-Turnkey-Auto-DR HVAC Control | Small Industrial | Offices | MW of Load | 1 | 2031 | 0.0003321
ENS | Preferred Plan | C&I Curtailment | C&I Curtailment-Turnkey-Auto-DR HVAC Control | Small Industrial | Retail Trade | MW of Load | 1 | 2031 | 0.0010946
ENS | Preferred Plan | C&I Curtailment | C&I Curtailment-Turnkey-Auto-DR HVAC Control | Small Industrial | Services | MW of Load | 1 | 2031 | 0.00034581
ENS | Preferred Plan | C&I Curtailment | C&I Curtailment-Turnkey-Standard Lighting Control | Small Industrial | Miscellaneous | MW of Load | 1 | 2031 | 0.080865
ENS | Preferred Plan | C&I Curtailment | C&I Curtailment-Turnkey-Standard Lighting Control | Small Industrial | Offices | MW of Load | 1 | 2031 | 0.00043661
ENS | Preferred Plan | C&I Curtailment | C&I Curtailment-Turnkey-Standard Lighting Control | Small Industrial | Retail Trade | MW of Load | 1 | 2031 | 0.0047773
ENS | Preferred Plan | C&I Curtailment | C&I Curtailment-Turnkey-Standard Lighting Control | Small Industrial | Services | MW of Load | 1 | 2031 | 0.0015093
ENS | Preferred Plan | C&I Curtailment | C&I Curtailment-Turnkey-Water Heating Control | Small Industrial | Miscellaneous | MW of Load | 1 | 2031 | 0.0068273
ENS | Preferred Plan | C&I Curtailment | C&I Curtailment-Turnkey-Water Heating Control | Small Industrial | Offices | MW of Load | 1 | 2031 | 3.4606e-05
ENS | Preferred Plan | C&I Curtailment | C&I Curtailment-Turnkey-Water Heating Control | Small Industrial | Retail Trade | MW of Load | 1 | 2031 | 0.00065944
ENS | Preferred Plan | C&I Curtailment | C&I Curtailment-Turnkey-Water Heating Control | Small Industrial | Services | MW of Load | 1 | 2031 | 0.00020833
ENS | Preferred Plan | C&I Curtailment | C&I Curtailment-Turnkey-Other | Small Industrial | Miscellaneous | MW of Load | 1 | 2031 | 0.1047
ENS | Preferred Plan | C&I Curtailment | C&I Curtailment-Turnkey-Other | Small Industrial | Offices | MW of Load | 1 | 2031 | 0.00065333
ENS | Preferred Plan | C&I Curtailment | C&I Curtailment-Turnkey-Other | Small Industrial | Retail Trade | MW of Load | 1 | 2031 | 0.0072436
ENS | Preferred Plan | C&I Curtailment | C&I Curtailment-Turnkey-Other | Small Industrial | Services | MW of Load | 1 | 2031 | 0.0022884
ENS | Preferred Plan | C&I Curtailment | C&I Curtailment-Turnkey-Industrial | Small Industrial | Manufacturing | MW of Load | 1 | 2031 | 0.024888
ENS | Preferred Plan | C&I Curtailment | C&I Curtailment-Turnkey-Manual HVAC Control | Medium Industrial | Miscellaneous | MW of Load | 1 | 2031 | 4.1431
ENS | Preferred Plan | C&I Curtailment | C&I Curtailment-Turnkey-Manual HVAC Control | Medium Industrial | Offices | MW of Load | 1 | 2031 | 0.066833
ENS | Preferred Plan | C&I Curtailment | C&I Curtailment-Turnkey-Manual HVAC Control | Medium Industrial | Retail Trade | MW of Load | 1 | 2031 | 0.91551
ENS | Preferred Plan | C&I Curtailment | C&I Curtailment-Turnkey-Manual HVAC Control | Medium Industrial | Services | MW of Load | 1 | 2031 | 0.042156
ENS | Preferred Plan | C&I Curtailment | C&I Curtailment-Turnkey-Auto-DR HVAC Control | Medium Industrial | Miscellaneous | MW of Load | 1 | 2031 | 0.41083
ENS | Preferred Plan | C&I Curtailment | C&I Curtailment-Turnkey-Auto-DR HVAC Control | Medium Industrial | Offices | MW of Load | 1 | 2031 | 0.0066272
ENS | Preferred Plan | C&I Curtailment | C&I Curtailment-Turnkey-Auto-DR HVAC Control | Medium Industrial | Retail Trade | MW of Load | 1 | 2031 | 0.090782
ENS | Preferred Plan | C&I Curtailment | C&I Curtailment-Turnkey-Auto-DR HVAC Control | Medium Industrial | Services | MW of Load | 1 | 2031 | 0.0041802
ENS | Preferred Plan | C&I Curtailment | C&I Curtailment-Turnkey-Standard Lighting Control | Medium Industrial | Miscellaneous | MW of Load | 1 | 2031 | 1.2819
ENS | Preferred Plan | C&I Curtailment | C&I Curtailment-Turnkey-Standard Lighting Control | Medium Industrial | Offices | MW of Load | 1 | 2031 | 0.0087127
ENS | Preferred Plan | C&I Curtailment | C&I Curtailment-Turnkey-Standard Lighting Control | Medium Industrial | Retail Trade | MW of Load | 1 | 2031 | 0.39621
ENS | Preferred Plan | C&I Curtailment | C&I Curtailment-Turnkey-Standard Lighting Control | Medium Industrial | Services | MW of Load | 1 | 2031 | 0.018244
ENS | Preferred Plan | C&I Curtailment | C&I Curtailment-Turnkey-Water Heating Control | Medium Industrial | Miscellaneous | MW of Load | 1 | 2031 | 0.10823
ENS | Preferred Plan | C&I Curtailment | C&I Curtailment-Turnkey-Water Heating Control | Medium Industrial | Offices | MW of Load | 1 | 2031 | 0.00069057
ENS | Preferred Plan | C&I Curtailment | C&I Curtailment-Turnkey-Water Heating Control | Medium Industrial | Retail Trade | MW of Load | 1 | 2031 | 0.054691
ENS | Preferred Plan | C&I Curtailment | C&I Curtailment-Turnkey-Water Heating Control | Medium Industrial | Services | MW of Load | 1 | 2031 | 0.0025184
ENS | Preferred Plan | C&I Curtailment | C&I Curtailment-Turnkey-Other | Medium Industrial | Miscellaneous | MW of Load | 1 | 2031 | 1.6598
ENS | Preferred Plan | C&I Curtailment | C&I Curtailment-Turnkey-Other | Medium Industrial | Offices | MW of Load | 1 | 2031 | 0.013038
ENS | Preferred Plan | C&I Curtailment | C&I Curtailment-Turnkey-Other | Medium Industrial | Retail Trade | MW of Load | 1 | 2031 | 0.60076
ENS | Preferred Plan | C&I Curtailment | C&I Curtailment-Turnkey-Other | Medium Industrial | Services | MW of Load | 1 | 2031 | 0.027663
ENS | Preferred Plan | C&I Curtailment | C&I Curtailment-Turnkey-Manual HVAC Control | Large Industrial | Miscellaneous | MW of Load | 1 | 2031 | 0.087017
ENS | Preferred Plan | C&I Curtailment | C&I Curtailment-Turnkey-Auto-DR HVAC Control | Large Industrial | Miscellaneous | MW of Load | 1 | 2031 | 0.0086286
ENS | Preferred Plan | C&I Curtailment | C&I Curtailment-Turnkey-Standard Lighting Control | Large Industrial | Miscellaneous | MW of Load | 1 | 2031 | 0.037617
ENS | Preferred Plan | C&I Curtailment | C&I Curtailment-Turnkey-Water Heating Control | Large Industrial | Miscellaneous | MW of Load | 1 | 2031 | 0.0019103
ENS | Preferred Plan | C&I Curtailment | C&I Curtailment-Turnkey-Other | Large Industrial | Miscellaneous | MW of Load | 1 | 2031 | 0.04083
ENS | Preferred Plan | C&I Curtailment | C&I Curtailment-Turnkey-Industrial | Large Industrial | Manufacturing | MW of Load | 1 | 2031 | 0.0079687
ENS | Preferred Plan | C&I Loadshift to BUGs | C&I Loadshift to BUGs | Large General | Miscellaneous | MW of Load | 1 | 2031 | 2.7569
ENS | Preferred Plan | C&I Loadshift to BUGs | C&I Loadshift to BUGs | Small Industrial | Miscellaneous | MW of Load | 1 | 2031 | 0.97766
ENS | Preferred Plan | C&I Loadshift to BUGs | C&I Loadshift to BUGs | Medium Industrial | Manufacturing | MW of Load | 1 | 2031 | 0.56209
ENS | Preferred Plan | C&I Loadshift to BUGs | C&I Loadshift to BUGs | Medium Industrial | Miscellaneous | MW of Load | 1 | 2031 | 2.4395
ENS | Preferred Plan | Dynamic Pricing | Dynamic Pricing with enabling tech. | Small General | Manufacturing | MW of Load | 1 | 2031 | 0.0090224
ENS | Preferred Plan | Dynamic Pricing | Dynamic Pricing with enabling tech. | Residential Charitable | Residential LI | MW of Load | 1 | 2031 | 4.0187
ENS | Preferred Plan | Dynamic Pricing | Dynamic Pricing with enabling tech. | Residential Charitable | Residential Market Rate | MW of Load | 1 | 2031 | 22.8205
ENS | Preferred Plan | Dynamic Pricing | Dynamic Pricing w/o enabling tech. | Residential Charitable | Residential LI | MW of Load | 1 | 2031 | 2.1151
ENS | Preferred Plan | Dynamic Pricing | Dynamic Pricing w/o enabling tech. | Residential Charitable | Residential Market Rate | MW of Load | 1 | 2031 | 12.0108
ENS | Preferred Plan | Behavioral DR | Behavioral DR | Residential Charitable | Residential LI | MW of Load | 1 | 2031 | 0.46947
ENS | Preferred Plan | Behavioral DR | Behavioral DR | Residential Charitable | Residential Market Rate | MW of Load | 1 | 2031 | 2.6756
ENS | Preferred Plan | Time-of-Use Rates (TOU) | Time-of-Use Rates (TOU) | Residential Charitable | Residential LI | MW of Load | 0 | 2031 | 0.39538
ENS | Preferred Plan | Time-of-Use Rates (TOU) | Time-of-Use Rates (TOU) | Residential Charitable | Residential Market Rate | MW of Load | 0 | 2031 | 2.2534
ENS | Preferred Plan | DLC-Thermostat | DLC-Thermostat-BYOT-Central Heat Pump | Residential Charitable | Residential LI | MW of Load | 0 | 2032 | 0.028056
ENS | Preferred Plan | DLC-Thermostat | DLC-Thermostat-BYOT-Central Heat Pump | Residential Charitable | Residential Market Rate | MW of Load | 0 | 2032 | 0.17169
ENS | Preferred Plan | DLC-Thermostat | DLC-Thermostat-DI-Baseboard Heating | Residential Charitable | Residential LI | MW of Load | 0 | 2032 | 0.14275
ENS | Preferred Plan | DLC-Thermostat | DLC-Thermostat-DI-Baseboard Heating | Residential Charitable | Residential Market Rate | MW of Load | 0 | 2032 | 1.3589
ENS | Preferred Plan | DLC-Thermostat | DLC-Thermostat-BYOT-Baseboard Heating | Residential Charitable | Residential LI | MW of Load | 0 | 2032 | 0.016691
ENS | Preferred Plan | DLC-Thermostat | DLC-Thermostat-BYOT-Baseboard Heating | Residential Charitable | Residential Market Rate | MW of Load | 0 | 2032 | 0.15888
ENS | Preferred Plan | DLC-Thermostat | DLC-Thermostat-DI-MSHP | Residential Charitable | Residential LI | MW of Load | 0 | 2032 | 0.082722
ENS | Preferred Plan | DLC-Thermostat | DLC-Thermostat-DI-MSHP | Residential Charitable | Residential Market Rate | MW of Load | 0 | 2032 | 0.78743
ENS | Preferred Plan | DLC-Thermostat | DLC-Thermostat-BYOT-MSHP | Residential Charitable | Residential LI | MW of Load | 0 | 2032 | 0.0075153
ENS | Preferred Plan | DLC-Thermostat | DLC-Thermostat-BYOT-MSHP | Residential Charitable | Residential Market Rate | MW of Load | 0 | 2032 | 0.071539
ENS | Preferred Plan | DLC-Water Heating | DLC-Switch-Water Heating | Residential Charitable | Residential LI | MW of Load | 0 | 2032 | 0.081307
ENS | Preferred Plan | DLC-Water Heating | DLC-Switch-Water Heating | Residential Charitable | Residential Market Rate | MW of Load | 0 | 2032 | 0.92875
ENS | Preferred Plan | C&I Curtailment | C&I Curtailment-Turnkey-Manual HVAC Control | General | Miscellaneous | MW of Load | 1 | 2032 | 1.8087
ENS | Preferred Plan | C&I Curtailment | C&I Curtailment-Turnkey-Manual HVAC Control | General | Offices | MW of Load | 1 | 2032 | 0.1243
ENS | Preferred Plan | C&I Curtailment | C&I Curtailment-Turnkey-Manual HVAC Control | General | Retail Trade | MW of Load | 1 | 2032 | 0.41543
ENS | Preferred Plan | C&I Curtailment | C&I Curtailment-Turnkey-Manual HVAC Control | General | Services | MW of Load | 1 | 2032 | 0.2686
ENS | Preferred Plan | C&I Curtailment | C&I Curtailment-Turnkey-Auto-DR HVAC Control | General | Miscellaneous | MW of Load | 1 | 2032 | 0.22419
ENS | Preferred Plan | C&I Curtailment | C&I Curtailment-Turnkey-Auto-DR HVAC Control | General | Offices | MW of Load | 1 | 2032 | 0.015407
ENS | Preferred Plan | C&I Curtailment | C&I Curtailment-Turnkey-Auto-DR HVAC Control | General | Retail Trade | MW of Load | 1 | 2032 | 0.051492
ENS | Preferred Plan | C&I Curtailment | C&I Curtailment-Turnkey-Auto-DR HVAC Control | General | Services | MW of Load | 1 | 2032 | 0.033293
ENS | Preferred Plan | C&I Curtailment | C&I Curtailment-Turnkey-Standard Lighting Control | General | Miscellaneous | MW of Load | 1 | 2032 | 0.7529
ENS | Preferred Plan | C&I Curtailment | C&I Curtailment-Turnkey-Standard Lighting Control | General | Offices | MW of Load | 1 | 2032 | 0.01478
ENS | Preferred Plan | C&I Curtailment | C&I Curtailment-Turnkey-Standard Lighting Control | General | Retail Trade | MW of Load | 1 | 2032 | 0.16551
ENS | Preferred Plan | C&I Curtailment | C&I Curtailment-Turnkey-Standard Lighting Control | General | Services | MW of Load | 1 | 2032 | 0.10715
ENS | Preferred Plan | C&I Curtailment | C&I Curtailment-Turnkey-Water Heating Control | General | Miscellaneous | MW of Load | 1 | 2032 | 0.050481
ENS | Preferred Plan | C&I Curtailment | C&I Curtailment-Turnkey-Water Heating Control | General | Offices | MW of Load | 1 | 2032 | 0.0013404
ENS | Preferred Plan | C&I Curtailment | C&I Curtailment-Turnkey-Water Heating Control | General | Retail Trade | MW of Load | 1 | 2032 | 0.027222
ENS | Preferred Plan | C&I Curtailment | C&I Curtailment-Turnkey-Water Heating Control | General | Services | MW of Load | 1 | 2032 | 0.017577
ENS | Preferred Plan | C&I Curtailment | C&I Curtailment-Turnkey-Other | General | Miscellaneous | MW of Load | 1 | 2032 | 0.88167
ENS | Preferred Plan | C&I Curtailment | C&I Curtailment-Turnkey-Other | General | Offices | MW of Load | 1 | 2032 | 0.023979
ENS | Preferred Plan | C&I Curtailment | C&I Curtailment-Turnkey-Other | General | Retail Trade | MW of Load | 1 | 2032 | 0.27966
ENS | Preferred Plan | C&I Curtailment | C&I Curtailment-Turnkey-Other | General | Services | MW of Load | 1 | 2032 | 0.18075
ENS | Preferred Plan | C&I Curtailment | C&I Curtailment-Turnkey-Manual HVAC Control | Large General | Miscellaneous | MW of Load | 1 | 2032 | 1.2292
ENS | Preferred Plan | C&I Curtailment | C&I Curtailment-Turnkey-Manual HVAC Control | Large General | Retail Trade | MW of Load | 1 | 2032 | 0.051251
ENS | Preferred Plan | C&I Curtailment | C&I Curtailment-Turnkey-Manual HVAC Control | Large General | Services | MW of Load | 1 | 2032 | 0.082072
ENS | Preferred Plan | C&I Curtailment | C&I Curtailment-Turnkey-Auto-DR HVAC Control | Large General | Miscellaneous | MW of Load | 1 | 2032 | 0.15236
ENS | Preferred Plan | C&I Curtailment | C&I Curtailment-Turnkey-Auto-DR HVAC Control | Large General | Retail Trade | MW of Load | 1 | 2032 | 0.0063525
ENS | Preferred Plan | C&I Curtailment | C&I Curtailment-Turnkey-Auto-DR HVAC Control | Large General | Services | MW of Load | 1 | 2032 | 0.010173
ENS | Preferred Plan | C&I Curtailment | C&I Curtailment-Turnkey-Standard Lighting Control | Large General | Miscellaneous | MW of Load | 1 | 2032 | 0.53138
ENS | Preferred Plan | C&I Curtailment | C&I Curtailment-Turnkey-Standard Lighting Control | Large General | Retail Trade | MW of Load | 1 | 2032 | 0.020285
ENS | Preferred Plan | C&I Curtailment | C&I Curtailment-Turnkey-Standard Lighting Control | Large General | Services | MW of Load | 1 | 2032 | 0.032484
ENS | Preferred Plan | C&I Curtailment | C&I Curtailment-Turnkey-Water Heating Control | Large General | Miscellaneous | MW of Load | 1 | 2032 | 0.026985
ENS | Preferred Plan | C&I Curtailment | C&I Curtailment-Turnkey-Water Heating Control | Large General | Retail Trade | MW of Load | 1 | 2032 | 0.0033808
ENS | Preferred Plan | C&I Curtailment | C&I Curtailment-Turnkey-Water Heating Control | Large General | Services | MW of Load | 1 | 2032 | 0.0054139
ENS | Preferred Plan | C&I Curtailment | C&I Curtailment-Turnkey-Other | Large General | Miscellaneous | MW of Load | 1 | 2032 | 0.57677
ENS | Preferred Plan | C&I Curtailment | C&I Curtailment-Turnkey-Other | Large General | Retail Trade | MW of Load | 1 | 2032 | 0.034567
ENS | Preferred Plan | C&I Curtailment | C&I Curtailment-Turnkey-Other | Large General | Services | MW of Load | 1 | 2032 | 0.055355
ENS | Preferred Plan | C&I Curtailment | C&I Curtailment-Turnkey-Manual HVAC Control | Small Industrial | Miscellaneous | MW of Load | 1 | 2032 | 0.263
ENS | Preferred Plan | C&I Curtailment | C&I Curtailment-Turnkey-Manual HVAC Control | Small Industrial | Offices | MW of Load | 1 | 2032 | 0.0033703
ENS | Preferred Plan | C&I Curtailment | C&I Curtailment-Turnkey-Manual HVAC Control | Small Industrial | Retail Trade | MW of Load | 1 | 2032 | 0.011109
ENS | Preferred Plan | C&I Curtailment | C&I Curtailment-Turnkey-Manual HVAC Control | Small Industrial | Services | MW of Load | 1 | 2032 | 0.0035095
ENS | Preferred Plan | C&I Curtailment | C&I Curtailment-Turnkey-Auto-DR HVAC Control | Small Industrial | Miscellaneous | MW of Load | 1 | 2032 | 0.032599
ENS | Preferred Plan | C&I Curtailment | C&I Curtailment-Turnkey-Auto-DR HVAC Control | Small Industrial | Offices | MW of Load | 1 | 2032 | 0.00041775
ENS | Preferred Plan | C&I Curtailment | C&I Curtailment-Turnkey-Auto-DR HVAC Control | Small Industrial | Retail Trade | MW of Load | 1 | 2032 | 0.0013769
ENS | Preferred Plan | C&I Curtailment | C&I Curtailment-Turnkey-Auto-DR HVAC Control | Small Industrial | Services | MW of Load | 1 | 2032 | 0.000435
ENS | Preferred Plan | C&I Curtailment | C&I Curtailment-Turnkey-Standard Lighting Control | Small Industrial | Miscellaneous | MW of Load | 1 | 2032 | 0.081377
ENS | Preferred Plan | C&I Curtailment | C&I Curtailment-Turnkey-Standard Lighting Control | Small Industrial | Offices | MW of Load | 1 | 2032 | 0.00043937
ENS | Preferred Plan | C&I Curtailment | C&I Curtailment-Turnkey-Standard Lighting Control | Small Industrial | Retail Trade | MW of Load | 1 | 2032 | 0.0048075
ENS | Preferred Plan | C&I Curtailment | C&I Curtailment-Turnkey-Standard Lighting Control | Small Industrial | Services | MW of Load | 1 | 2032 | 0.0015188
ENS | Preferred Plan | C&I Curtailment | C&I Curtailment-Turnkey-Water Heating Control | Small Industrial | Miscellaneous | MW of Load | 1 | 2032 | 0.0068705
ENS | Preferred Plan | C&I Curtailment | C&I Curtailment-Turnkey-Water Heating Control | Small Industrial | Offices | MW of Load | 1 | 2032 | 3.4825e-05
ENS | Preferred Plan | C&I Curtailment | C&I Curtailment-Turnkey-Water Heating Control | Small Industrial | Retail Trade | MW of Load | 1 | 2032 | 0.00066361
ENS | Preferred Plan | C&I Curtailment | C&I Curtailment-Turnkey-Water Heating Control | Small Industrial | Services | MW of Load | 1 | 2032 | 0.00020965
ENS | Preferred Plan | C&I Curtailment | C&I Curtailment-Turnkey-Other | Small Industrial | Miscellaneous | MW of Load | 1 | 2032 | 0.10536
ENS | Preferred Plan | C&I Curtailment | C&I Curtailment-Turnkey-Other | Small Industrial | Offices | MW of Load | 1 | 2032 | 0.00065747
ENS | Preferred Plan | C&I Curtailment | C&I Curtailment-Turnkey-Other | Small Industrial | Retail Trade | MW of Load | 1 | 2032 | 0.0072895
ENS | Preferred Plan | C&I Curtailment | C&I Curtailment-Turnkey-Other | Small Industrial | Services | MW of Load | 1 | 2032 | 0.0023029
ENS | Preferred Plan | C&I Curtailment | C&I Curtailment-Turnkey-Industrial | Small Industrial | Manufacturing | MW of Load | 1 | 2032 | 0.025045
ENS | Preferred Plan | C&I Curtailment | C&I Curtailment-Turnkey-Manual HVAC Control | Medium Industrial | Miscellaneous | MW of Load | 1 | 2032 | 4.1561
ENS | Preferred Plan | C&I Curtailment | C&I Curtailment-Turnkey-Manual HVAC Control | Medium Industrial | Offices | MW of Load | 1 | 2032 | 0.067042
ENS | Preferred Plan | C&I Curtailment | C&I Curtailment-Turnkey-Manual HVAC Control | Medium Industrial | Retail Trade | MW of Load | 1 | 2032 | 0.91837
ENS | Preferred Plan | C&I Curtailment | C&I Curtailment-Turnkey-Manual HVAC Control | Medium Industrial | Services | MW of Load | 1 | 2032 | 0.042288
ENS | Preferred Plan | C&I Curtailment | C&I Curtailment-Turnkey-Auto-DR HVAC Control | Medium Industrial | Miscellaneous | MW of Load | 1 | 2032 | 0.51515
ENS | Preferred Plan | C&I Curtailment | C&I Curtailment-Turnkey-Auto-DR HVAC Control | Medium Industrial | Offices | MW of Load | 1 | 2032 | 0.0083099
ENS | Preferred Plan | C&I Curtailment | C&I Curtailment-Turnkey-Auto-DR HVAC Control | Medium Industrial | Retail Trade | MW of Load | 1 | 2032 | 0.11383
ENS | Preferred Plan | C&I Curtailment | C&I Curtailment-Turnkey-Auto-DR HVAC Control | Medium Industrial | Services | MW of Load | 1 | 2032 | 0.0052416
ENS | Preferred Plan | C&I Curtailment | C&I Curtailment-Turnkey-Standard Lighting Control | Medium Industrial | Miscellaneous | MW of Load | 1 | 2032 | 1.2859
ENS | Preferred Plan | C&I Curtailment | C&I Curtailment-Turnkey-Standard Lighting Control | Medium Industrial | Offices | MW of Load | 1 | 2032 | 0.0087399
ENS | Preferred Plan | C&I Curtailment | C&I Curtailment-Turnkey-Standard Lighting Control | Medium Industrial | Retail Trade | MW of Load | 1 | 2032 | 0.39745
ENS | Preferred Plan | C&I Curtailment | C&I Curtailment-Turnkey-Standard Lighting Control | Medium Industrial | Services | MW of Load | 1 | 2032 | 0.018301
ENS | Preferred Plan | C&I Curtailment | C&I Curtailment-Turnkey-Water Heating Control | Medium Industrial | Miscellaneous | MW of Load | 1 | 2032 | 0.10857
ENS | Preferred Plan | C&I Curtailment | C&I Curtailment-Turnkey-Water Heating Control | Medium Industrial | Offices | MW of Load | 1 | 2032 | 0.00069273
ENS | Preferred Plan | C&I Curtailment | C&I Curtailment-Turnkey-Water Heating Control | Medium Industrial | Retail Trade | MW of Load | 1 | 2032 | 0.054862
ENS | Preferred Plan | C&I Curtailment | C&I Curtailment-Turnkey-Water Heating Control | Medium Industrial | Services | MW of Load | 1 | 2032 | 0.0025262
ENS | Preferred Plan | C&I Curtailment | C&I Curtailment-Turnkey-Other | Medium Industrial | Miscellaneous | MW of Load | 1 | 2032 | 1.665
ENS | Preferred Plan | C&I Curtailment | C&I Curtailment-Turnkey-Other | Medium Industrial | Offices | MW of Load | 1 | 2032 | 0.013078
ENS | Preferred Plan | C&I Curtailment | C&I Curtailment-Turnkey-Other | Medium Industrial | Retail Trade | MW of Load | 1 | 2032 | 0.60263
ENS | Preferred Plan | C&I Curtailment | C&I Curtailment-Turnkey-Other | Medium Industrial | Services | MW of Load | 1 | 2032 | 0.027749
ENS | Preferred Plan | C&I Curtailment | C&I Curtailment-Turnkey-Manual HVAC Control | Large Industrial | Miscellaneous | MW of Load | 1 | 2032 | 0.086631
ENS | Preferred Plan | C&I Curtailment | C&I Curtailment-Turnkey-Auto-DR HVAC Control | Large Industrial | Miscellaneous | MW of Load | 1 | 2032 | 0.010738
ENS | Preferred Plan | C&I Curtailment | C&I Curtailment-Turnkey-Standard Lighting Control | Large Industrial | Miscellaneous | MW of Load | 1 | 2032 | 0.03745
ENS | Preferred Plan | C&I Curtailment | C&I Curtailment-Turnkey-Water Heating Control | Large Industrial | Miscellaneous | MW of Load | 1 | 2032 | 0.0019018
ENS | Preferred Plan | C&I Curtailment | C&I Curtailment-Turnkey-Other | Large Industrial | Miscellaneous | MW of Load | 1 | 2032 | 0.040648
ENS | Preferred Plan | C&I Curtailment | C&I Curtailment-Turnkey-Industrial | Large Industrial | Manufacturing | MW of Load | 1 | 2032 | 0.0079333
ENS | Preferred Plan | C&I Loadshift to BUGs | C&I Loadshift to BUGs | Large General | Miscellaneous | MW of Load | 1 | 2032 | 2.7464
ENS | Preferred Plan | C&I Loadshift to BUGs | C&I Loadshift to BUGs | Small Industrial | Miscellaneous | MW of Load | 1 | 2032 | 0.98385
ENS | Preferred Plan | C&I Loadshift to BUGs | C&I Loadshift to BUGs | Medium Industrial | Manufacturing | MW of Load | 1 | 2032 | 0.56385
ENS | Preferred Plan | C&I Loadshift to BUGs | C&I Loadshift to BUGs | Medium Industrial | Miscellaneous | MW of Load | 1 | 2032 | 2.4471
ENS | Preferred Plan | Dynamic Pricing | Dynamic Pricing with enabling tech. | Small General | Manufacturing | MW of Load | 1 | 2032 | 0.0092671
ENS | Preferred Plan | Dynamic Pricing | Dynamic Pricing with enabling tech. | Residential Charitable | Residential LI | MW of Load | 1 | 2032 | 4.0287
ENS | Preferred Plan | Dynamic Pricing | Dynamic Pricing with enabling tech. | Residential Charitable | Residential Market Rate | MW of Load | 1 | 2032 | 22.878
ENS | Preferred Plan | Dynamic Pricing | Dynamic Pricing w/o enabling tech. | Residential Charitable | Residential LI | MW of Load | 1 | 2032 | 2.1203
ENS | Preferred Plan | Dynamic Pricing | Dynamic Pricing w/o enabling tech. | Residential Charitable | Residential Market Rate | MW of Load | 1 | 2032 | 12.0411
ENS | Preferred Plan | Behavioral DR | Behavioral DR | Residential Charitable | Residential LI | MW of Load | 1 | 2032 | 0.47062
ENS | Preferred Plan | Behavioral DR | Behavioral DR | Residential Charitable | Residential Market Rate | MW of Load | 1 | 2032 | 2.6823
ENS | Preferred Plan | Time-of-Use Rates (TOU) | Time-of-Use Rates (TOU) | Residential Charitable | Residential LI | MW of Load | 0 | 2032 | 0.39635
ENS | Preferred Plan | Time-of-Use Rates (TOU) | Time-of-Use Rates (TOU) | Residential Charitable | Residential Market Rate | MW of Load | 0 | 2032 | 2.259
ENS | Preferred Plan | DLC-Thermostat | DLC-Thermostat-BYOT-Central Heat Pump | Residential Charitable | Residential LI | MW of Load | 0 | 2033 | 0.028042
ENS | Preferred Plan | DLC-Thermostat | DLC-Thermostat-BYOT-Central Heat Pump | Residential Charitable | Residential Market Rate | MW of Load | 0 | 2033 | 0.1716
ENS | Preferred Plan | DLC-Thermostat | DLC-Thermostat-DI-Baseboard Heating | Residential Charitable | Residential LI | MW of Load | 0 | 2033 | 0.14275
ENS | Preferred Plan | DLC-Thermostat | DLC-Thermostat-DI-Baseboard Heating | Residential Charitable | Residential Market Rate | MW of Load | 0 | 2033 | 1.3589
ENS | Preferred Plan | DLC-Thermostat | DLC-Thermostat-BYOT-Baseboard Heating | Residential Charitable | Residential LI | MW of Load | 0 | 2033 | 0.016691
ENS | Preferred Plan | DLC-Thermostat | DLC-Thermostat-BYOT-Baseboard Heating | Residential Charitable | Residential Market Rate | MW of Load | 0 | 2033 | 0.15888
ENS | Preferred Plan | DLC-Thermostat | DLC-Thermostat-DI-MSHP | Residential Charitable | Residential LI | MW of Load | 0 | 2033 | 0.08272
ENS | Preferred Plan | DLC-Thermostat | DLC-Thermostat-DI-MSHP | Residential Charitable | Residential Market Rate | MW of Load | 0 | 2033 | 0.78741
ENS | Preferred Plan | DLC-Thermostat | DLC-Thermostat-BYOT-MSHP | Residential Charitable | Residential LI | MW of Load | 0 | 2033 | 0.0075594
ENS | Preferred Plan | DLC-Thermostat | DLC-Thermostat-BYOT-MSHP | Residential Charitable | Residential Market Rate | MW of Load | 0 | 2033 | 0.071958
ENS | Preferred Plan | DLC-Water Heating | DLC-Switch-Water Heating | Residential Charitable | Residential LI | MW of Load | 0 | 2033 | 0.081302
ENS | Preferred Plan | DLC-Water Heating | DLC-Switch-Water Heating | Residential Charitable | Residential Market Rate | MW of Load | 0 | 2033 | 0.92869
ENS | Preferred Plan | C&I Curtailment | C&I Curtailment-Turnkey-Manual HVAC Control | General | Miscellaneous | MW of Load | 1 | 2033 | 1.8087
ENS | Preferred Plan | C&I Curtailment | C&I Curtailment-Turnkey-Manual HVAC Control | General | Offices | MW of Load | 1 | 2033 | 0.1243
ENS | Preferred Plan | C&I Curtailment | C&I Curtailment-Turnkey-Manual HVAC Control | General | Retail Trade | MW of Load | 1 | 2033 | 0.41543
ENS | Preferred Plan | C&I Curtailment | C&I Curtailment-Turnkey-Manual HVAC Control | General | Services | MW of Load | 1 | 2033 | 0.2686
ENS | Preferred Plan | C&I Curtailment | C&I Curtailment-Turnkey-Auto-DR HVAC Control | General | Miscellaneous | MW of Load | 1 | 2033 | 0.28024
ENS | Preferred Plan | C&I Curtailment | C&I Curtailment-Turnkey-Auto-DR HVAC Control | General | Offices | MW of Load | 1 | 2033 | 0.019258
ENS | Preferred Plan | C&I Curtailment | C&I Curtailment-Turnkey-Auto-DR HVAC Control | General | Retail Trade | MW of Load | 1 | 2033 | 0.064365
ENS | Preferred Plan | C&I Curtailment | C&I Curtailment-Turnkey-Auto-DR HVAC Control | General | Services | MW of Load | 1 | 2033 | 0.041616
ENS | Preferred Plan | C&I Curtailment | C&I Curtailment-Turnkey-Standard Lighting Control | General | Miscellaneous | MW of Load | 1 | 2033 | 0.7529
ENS | Preferred Plan | C&I Curtailment | C&I Curtailment-Turnkey-Standard Lighting Control | General | Offices | MW of Load | 1 | 2033 | 0.01478
ENS | Preferred Plan | C&I Curtailment | C&I Curtailment-Turnkey-Standard Lighting Control | General | Retail Trade | MW of Load | 1 | 2033 | 0.16551
ENS | Preferred Plan | C&I Curtailment | C&I Curtailment-Turnkey-Standard Lighting Control | General | Services | MW of Load | 1 | 2033 | 0.10715
ENS | Preferred Plan | C&I Curtailment | C&I Curtailment-Turnkey-Water Heating Control | General | Miscellaneous | MW of Load | 1 | 2033 | 0.050481
ENS | Preferred Plan | C&I Curtailment | C&I Curtailment-Turnkey-Water Heating Control | General | Offices | MW of Load | 1 | 2033 | 0.0013404
ENS | Preferred Plan | C&I Curtailment | C&I Curtailment-Turnkey-Water Heating Control | General | Retail Trade | MW of Load | 1 | 2033 | 0.027222
ENS | Preferred Plan | C&I Curtailment | C&I Curtailment-Turnkey-Water Heating Control | General | Services | MW of Load | 1 | 2033 | 0.017577
ENS | Preferred Plan | C&I Curtailment | C&I Curtailment-Turnkey-Other | General | Miscellaneous | MW of Load | 1 | 2033 | 0.88167
ENS | Preferred Plan | C&I Curtailment | C&I Curtailment-Turnkey-Other | General | Offices | MW of Load | 1 | 2033 | 0.023979
ENS | Preferred Plan | C&I Curtailment | C&I Curtailment-Turnkey-Other | General | Retail Trade | MW of Load | 1 | 2033 | 0.27966
ENS | Preferred Plan | C&I Curtailment | C&I Curtailment-Turnkey-Other | General | Services | MW of Load | 1 | 2033 | 0.18075
ENS | Preferred Plan | C&I Curtailment | C&I Curtailment-Turnkey-Manual HVAC Control | Large General | Miscellaneous | MW of Load | 1 | 2033 | 1.2292
ENS | Preferred Plan | C&I Curtailment | C&I Curtailment-Turnkey-Manual HVAC Control | Large General | Retail Trade | MW of Load | 1 | 2033 | 0.051251
ENS | Preferred Plan | C&I Curtailment | C&I Curtailment-Turnkey-Manual HVAC Control | Large General | Services | MW of Load | 1 | 2033 | 0.082072
ENS | Preferred Plan | C&I Curtailment | C&I Curtailment-Turnkey-Auto-DR HVAC Control | Large General | Miscellaneous | MW of Load | 1 | 2033 | 0.19045
ENS | Preferred Plan | C&I Curtailment | C&I Curtailment-Turnkey-Auto-DR HVAC Control | Large General | Retail Trade | MW of Load | 1 | 2033 | 0.0079407
ENS | Preferred Plan | C&I Curtailment | C&I Curtailment-Turnkey-Auto-DR HVAC Control | Large General | Services | MW of Load | 1 | 2033 | 0.012716
ENS | Preferred Plan | C&I Curtailment | C&I Curtailment-Turnkey-Standard Lighting Control | Large General | Miscellaneous | MW of Load | 1 | 2033 | 0.53138
ENS | Preferred Plan | C&I Curtailment | C&I Curtailment-Turnkey-Standard Lighting Control | Large General | Retail Trade | MW of Load | 1 | 2033 | 0.020285
ENS | Preferred Plan | C&I Curtailment | C&I Curtailment-Turnkey-Standard Lighting Control | Large General | Services | MW of Load | 1 | 2033 | 0.032484
ENS | Preferred Plan | C&I Curtailment | C&I Curtailment-Turnkey-Water Heating Control | Large General | Miscellaneous | MW of Load | 1 | 2033 | 0.026985
ENS | Preferred Plan | C&I Curtailment | C&I Curtailment-Turnkey-Water Heating Control | Large General | Retail Trade | MW of Load | 1 | 2033 | 0.0033808
ENS | Preferred Plan | C&I Curtailment | C&I Curtailment-Turnkey-Water Heating Control | Large General | Services | MW of Load | 1 | 2033 | 0.0054139
ENS | Preferred Plan | C&I Curtailment | C&I Curtailment-Turnkey-Other | Large General | Miscellaneous | MW of Load | 1 | 2033 | 0.57677
ENS | Preferred Plan | C&I Curtailment | C&I Curtailment-Turnkey-Other | Large General | Retail Trade | MW of Load | 1 | 2033 | 0.034567
ENS | Preferred Plan | C&I Curtailment | C&I Curtailment-Turnkey-Other | Large General | Services | MW of Load | 1 | 2033 | 0.055355
ENS | Preferred Plan | C&I Curtailment | C&I Curtailment-Turnkey-Manual HVAC Control | Small Industrial | Miscellaneous | MW of Load | 1 | 2033 | 0.263
ENS | Preferred Plan | C&I Curtailment | C&I Curtailment-Turnkey-Manual HVAC Control | Small Industrial | Offices | MW of Load | 1 | 2033 | 0.0033703
ENS | Preferred Plan | C&I Curtailment | C&I Curtailment-Turnkey-Manual HVAC Control | Small Industrial | Retail Trade | MW of Load | 1 | 2033 | 0.011109
ENS | Preferred Plan | C&I Curtailment | C&I Curtailment-Turnkey-Manual HVAC Control | Small Industrial | Services | MW of Load | 1 | 2033 | 0.0035095
ENS | Preferred Plan | C&I Curtailment | C&I Curtailment-Turnkey-Auto-DR HVAC Control | Small Industrial | Miscellaneous | MW of Load | 1 | 2033 | 0.040749
ENS | Preferred Plan | C&I Curtailment | C&I Curtailment-Turnkey-Auto-DR HVAC Control | Small Industrial | Offices | MW of Load | 1 | 2033 | 0.00052219
ENS | Preferred Plan | C&I Curtailment | C&I Curtailment-Turnkey-Auto-DR HVAC Control | Small Industrial | Retail Trade | MW of Load | 1 | 2033 | 0.0017211
ENS | Preferred Plan | C&I Curtailment | C&I Curtailment-Turnkey-Auto-DR HVAC Control | Small Industrial | Services | MW of Load | 1 | 2033 | 0.00054375
ENS | Preferred Plan | C&I Curtailment | C&I Curtailment-Turnkey-Standard Lighting Control | Small Industrial | Miscellaneous | MW of Load | 1 | 2033 | 0.081377
ENS | Preferred Plan | C&I Curtailment | C&I Curtailment-Turnkey-Standard Lighting Control | Small Industrial | Offices | MW of Load | 1 | 2033 | 0.00043937
ENS | Preferred Plan | C&I Curtailment | C&I Curtailment-Turnkey-Standard Lighting Control | Small Industrial | Retail Trade | MW of Load | 1 | 2033 | 0.0048075
ENS | Preferred Plan | C&I Curtailment | C&I Curtailment-Turnkey-Standard Lighting Control | Small Industrial | Services | MW of Load | 1 | 2033 | 0.0015188
ENS | Preferred Plan | C&I Curtailment | C&I Curtailment-Turnkey-Water Heating Control | Small Industrial | Miscellaneous | MW of Load | 1 | 2033 | 0.0068705
ENS | Preferred Plan | C&I Curtailment | C&I Curtailment-Turnkey-Water Heating Control | Small Industrial | Offices | MW of Load | 1 | 2033 | 3.4825e-05
ENS | Preferred Plan | C&I Curtailment | C&I Curtailment-Turnkey-Water Heating Control | Small Industrial | Retail Trade | MW of Load | 1 | 2033 | 0.00066361
ENS | Preferred Plan | C&I Curtailment | C&I Curtailment-Turnkey-Water Heating Control | Small Industrial | Services | MW of Load | 1 | 2033 | 0.00020965
ENS | Preferred Plan | C&I Curtailment | C&I Curtailment-Turnkey-Other | Small Industrial | Miscellaneous | MW of Load | 1 | 2033 | 0.10536
ENS | Preferred Plan | C&I Curtailment | C&I Curtailment-Turnkey-Other | Small Industrial | Offices | MW of Load | 1 | 2033 | 0.00065747
ENS | Preferred Plan | C&I Curtailment | C&I Curtailment-Turnkey-Other | Small Industrial | Retail Trade | MW of Load | 1 | 2033 | 0.0072895
ENS | Preferred Plan | C&I Curtailment | C&I Curtailment-Turnkey-Other | Small Industrial | Services | MW of Load | 1 | 2033 | 0.0023029
ENS | Preferred Plan | C&I Curtailment | C&I Curtailment-Turnkey-Industrial | Small Industrial | Manufacturing | MW of Load | 1 | 2033 | 0.025045
ENS | Preferred Plan | C&I Curtailment | C&I Curtailment-Turnkey-Manual HVAC Control | Medium Industrial | Miscellaneous | MW of Load | 1 | 2033 | 4.1561
ENS | Preferred Plan | C&I Curtailment | C&I Curtailment-Turnkey-Manual HVAC Control | Medium Industrial | Offices | MW of Load | 1 | 2033 | 0.067042
ENS | Preferred Plan | C&I Curtailment | C&I Curtailment-Turnkey-Manual HVAC Control | Medium Industrial | Retail Trade | MW of Load | 1 | 2033 | 0.91837
ENS | Preferred Plan | C&I Curtailment | C&I Curtailment-Turnkey-Manual HVAC Control | Medium Industrial | Services | MW of Load | 1 | 2033 | 0.042288
ENS | Preferred Plan | C&I Curtailment | C&I Curtailment-Turnkey-Auto-DR HVAC Control | Medium Industrial | Miscellaneous | MW of Load | 1 | 2033 | 0.64393
ENS | Preferred Plan | C&I Curtailment | C&I Curtailment-Turnkey-Auto-DR HVAC Control | Medium Industrial | Offices | MW of Load | 1 | 2033 | 0.010387
ENS | Preferred Plan | C&I Curtailment | C&I Curtailment-Turnkey-Auto-DR HVAC Control | Medium Industrial | Retail Trade | MW of Load | 1 | 2033 | 0.14229
ENS | Preferred Plan | C&I Curtailment | C&I Curtailment-Turnkey-Auto-DR HVAC Control | Medium Industrial | Services | MW of Load | 1 | 2033 | 0.006552
ENS | Preferred Plan | C&I Curtailment | C&I Curtailment-Turnkey-Standard Lighting Control | Medium Industrial | Miscellaneous | MW of Load | 1 | 2033 | 1.2859
ENS | Preferred Plan | C&I Curtailment | C&I Curtailment-Turnkey-Standard Lighting Control | Medium Industrial | Offices | MW of Load | 1 | 2033 | 0.0087399
ENS | Preferred Plan | C&I Curtailment | C&I Curtailment-Turnkey-Standard Lighting Control | Medium Industrial | Retail Trade | MW of Load | 1 | 2033 | 0.39745
ENS | Preferred Plan | C&I Curtailment | C&I Curtailment-Turnkey-Standard Lighting Control | Medium Industrial | Services | MW of Load | 1 | 2033 | 0.018301
ENS | Preferred Plan | C&I Curtailment | C&I Curtailment-Turnkey-Water Heating Control | Medium Industrial | Miscellaneous | MW of Load | 1 | 2033 | 0.10857
ENS | Preferred Plan | C&I Curtailment | C&I Curtailment-Turnkey-Water Heating Control | Medium Industrial | Offices | MW of Load | 1 | 2033 | 0.00069273
ENS | Preferred Plan | C&I Curtailment | C&I Curtailment-Turnkey-Water Heating Control | Medium Industrial | Retail Trade | MW of Load | 1 | 2033 | 0.054862
ENS | Preferred Plan | C&I Curtailment | C&I Curtailment-Turnkey-Water Heating Control | Medium Industrial | Services | MW of Load | 1 | 2033 | 0.0025262
ENS | Preferred Plan | C&I Curtailment | C&I Curtailment-Turnkey-Other | Medium Industrial | Miscellaneous | MW of Load | 1 | 2033 | 1.665
ENS | Preferred Plan | C&I Curtailment | C&I Curtailment-Turnkey-Other | Medium Industrial | Offices | MW of Load | 1 | 2033 | 0.013078
ENS | Preferred Plan | C&I Curtailment | C&I Curtailment-Turnkey-Other | Medium Industrial | Retail Trade | MW of Load | 1 | 2033 | 0.60263
ENS | Preferred Plan | C&I Curtailment | C&I Curtailment-Turnkey-Other | Medium Industrial | Services | MW of Load | 1 | 2033 | 0.027749
ENS | Preferred Plan | C&I Curtailment | C&I Curtailment-Turnkey-Manual HVAC Control | Large Industrial | Miscellaneous | MW of Load | 1 | 2033 | 0.086631
ENS | Preferred Plan | C&I Curtailment | C&I Curtailment-Turnkey-Auto-DR HVAC Control | Large Industrial | Miscellaneous | MW of Load | 1 | 2033 | 0.013422
ENS | Preferred Plan | C&I Curtailment | C&I Curtailment-Turnkey-Standard Lighting Control | Large Industrial | Miscellaneous | MW of Load | 1 | 2033 | 0.03745
ENS | Preferred Plan | C&I Curtailment | C&I Curtailment-Turnkey-Water Heating Control | Large Industrial | Miscellaneous | MW of Load | 1 | 2033 | 0.0019018
ENS | Preferred Plan | C&I Curtailment | C&I Curtailment-Turnkey-Other | Large Industrial | Miscellaneous | MW of Load | 1 | 2033 | 0.040648
ENS | Preferred Plan | C&I Curtailment | C&I Curtailment-Turnkey-Industrial | Large Industrial | Manufacturing | MW of Load | 1 | 2033 | 0.0079333
ENS | Preferred Plan | C&I Loadshift to BUGs | C&I Loadshift to BUGs | Large General | Miscellaneous | MW of Load | 1 | 2033 | 2.7464
ENS | Preferred Plan | C&I Loadshift to BUGs | C&I Loadshift to BUGs | Small Industrial | Miscellaneous | MW of Load | 1 | 2033 | 0.98385
ENS | Preferred Plan | C&I Loadshift to BUGs | C&I Loadshift to BUGs | Medium Industrial | Manufacturing | MW of Load | 1 | 2033 | 0.56385
ENS | Preferred Plan | C&I Loadshift to BUGs | C&I Loadshift to BUGs | Medium Industrial | Miscellaneous | MW of Load | 1 | 2033 | 2.4471
ENS | Preferred Plan | Dynamic Pricing | Dynamic Pricing with enabling tech. | Small General | Manufacturing | MW of Load | 1 | 2033 | 0.0092671
ENS | Preferred Plan | Dynamic Pricing | Dynamic Pricing with enabling tech. | Residential Charitable | Residential LI | MW of Load | 1 | 2033 | 4.0289
ENS | Preferred Plan | Dynamic Pricing | Dynamic Pricing with enabling tech. | Residential Charitable | Residential Market Rate | MW of Load | 1 | 2033 | 22.8799
ENS | Preferred Plan | Dynamic Pricing | Dynamic Pricing w/o enabling tech. | Residential Charitable | Residential LI | MW of Load | 1 | 2033 | 2.1205
ENS | Preferred Plan | Dynamic Pricing | Dynamic Pricing w/o enabling tech. | Residential Charitable | Residential Market Rate | MW of Load | 1 | 2033 | 12.0421
ENS | Preferred Plan | Behavioral DR | Behavioral DR | Residential Charitable | Residential LI | MW of Load | 1 | 2033 | 0.47063
ENS | Preferred Plan | Behavioral DR | Behavioral DR | Residential Charitable | Residential Market Rate | MW of Load | 1 | 2033 | 2.6823
ENS | Preferred Plan | Time-of-Use Rates (TOU) | Time-of-Use Rates (TOU) | Residential Charitable | Residential LI | MW of Load | 0 | 2033 | 0.39636
ENS | Preferred Plan | Time-of-Use Rates (TOU) | Time-of-Use Rates (TOU) | Residential Charitable | Residential Market Rate | MW of Load | 0 | 2033 | 2.259
ENS | Alternate Scenario | DLC-Thermostat | DLC-Thermostat-BYOT-Central Heat Pump | Residential Charitable | Residential LI | % of Load | 0 | 2025 | 9.95e-06
ENS | Alternate Scenario | DLC-Thermostat | DLC-Thermostat-BYOT-Central Heat Pump | Residential Charitable | Residential Market Rate | % of Load | 0 | 2025 | 7.8875e-05
ENS | Alternate Scenario | DLC-Thermostat | DLC-Thermostat-DI-Baseboard Heating | Residential Charitable | Residential LI | % of Load | 0 | 2025 | 5.8924e-05
ENS | Alternate Scenario | DLC-Thermostat | DLC-Thermostat-DI-Baseboard Heating | Residential Charitable | Residential Market Rate | % of Load | 0 | 2025 | 0.00061787
ENS | Alternate Scenario | DLC-Thermostat | DLC-Thermostat-BYOT-Baseboard Heating | Residential Charitable | Residential LI | % of Load | 0 | 2025 | 4.072e-06
ENS | Alternate Scenario | DLC-Thermostat | DLC-Thermostat-BYOT-Baseboard Heating | Residential Charitable | Residential Market Rate | % of Load | 0 | 2025 | 4.2699e-05
ENS | Alternate Scenario | DLC-Thermostat | DLC-Thermostat-DI-MSHP | Residential Charitable | Residential LI | % of Load | 0 | 2025 | 2.004e-05
ENS | Alternate Scenario | DLC-Thermostat | DLC-Thermostat-DI-MSHP | Residential Charitable | Residential Market Rate | % of Load | 0 | 2025 | 0.00024711
ENS | Alternate Scenario | DLC-Thermostat | DLC-Thermostat-BYOT-MSHP | Residential Charitable | Residential LI | % of Load | 0 | 2025 | 3.5384e-06
ENS | Alternate Scenario | DLC-Thermostat | DLC-Thermostat-BYOT-MSHP | Residential Charitable | Residential Market Rate | % of Load | 0 | 2025 | 4.3633e-05
ENS | Alternate Scenario | DLC-Water Heating | DLC-Switch-Water Heating | Residential Charitable | Residential LI | % of Load | 0 | 2025 | 1.6204e-05
ENS | Alternate Scenario | DLC-Water Heating | DLC-Switch-Water Heating | Residential Charitable | Residential Market Rate | % of Load | 0 | 2025 | 0.00018744
ENS | Alternate Scenario | C&I Curtailment | C&I Curtailment-Turnkey-Manual HVAC Control | General | Miscellaneous | % of Load | 1 | 2025 | 0.00054593
ENS | Alternate Scenario | C&I Curtailment | C&I Curtailment-Turnkey-Manual HVAC Control | General | Offices | % of Load | 1 | 2025 | 3.584e-05
ENS | Alternate Scenario | C&I Curtailment | C&I Curtailment-Turnkey-Manual HVAC Control | General | Retail Trade | % of Load | 1 | 2025 | 0.0001287
ENS | Alternate Scenario | C&I Curtailment | C&I Curtailment-Turnkey-Manual HVAC Control | General | Services | % of Load | 1 | 2025 | 8.3196e-05
ENS | Alternate Scenario | C&I Curtailment | C&I Curtailment-Turnkey-Auto-DR HVAC Control | General | Miscellaneous | % of Load | 1 | 2025 | 1.3751e-05
ENS | Alternate Scenario | C&I Curtailment | C&I Curtailment-Turnkey-Auto-DR HVAC Control | General | Offices | % of Load | 1 | 2025 | 9.0276e-07
ENS | Alternate Scenario | C&I Curtailment | C&I Curtailment-Turnkey-Auto-DR HVAC Control | General | Retail Trade | % of Load | 1 | 2025 | 3.2416e-06
ENS | Alternate Scenario | C&I Curtailment | C&I Curtailment-Turnkey-Auto-DR HVAC Control | General | Services | % of Load | 1 | 2025 | 2.0956e-06
ENS | Alternate Scenario | C&I Curtailment | C&I Curtailment-Turnkey-Standard Lighting Control | General | Miscellaneous | % of Load | 1 | 2025 | 0.00023146
ENS | Alternate Scenario | C&I Curtailment | C&I Curtailment-Turnkey-Standard Lighting Control | General | Offices | % of Load | 1 | 2025 | 4.9263e-06
ENS | Alternate Scenario | C&I Curtailment | C&I Curtailment-Turnkey-Standard Lighting Control | General | Retail Trade | % of Load | 1 | 2025 | 5.3872e-05
ENS | Alternate Scenario | C&I Curtailment | C&I Curtailment-Turnkey-Standard Lighting Control | General | Services | % of Load | 1 | 2025 | 3.4848e-05
ENS | Alternate Scenario | C&I Curtailment | C&I Curtailment-Turnkey-Water Heating Control | General | Miscellaneous | % of Load | 1 | 2025 | 1.3355e-05
ENS | Alternate Scenario | C&I Curtailment | C&I Curtailment-Turnkey-Water Heating Control | General | Offices | % of Load | 1 | 2025 | 3.6016e-07
ENS | Alternate Scenario | C&I Curtailment | C&I Curtailment-Turnkey-Water Heating Control | General | Retail Trade | % of Load | 1 | 2025 | 7.0581e-06
ENS | Alternate Scenario | C&I Curtailment | C&I Curtailment-Turnkey-Water Heating Control | General | Services | % of Load | 1 | 2025 | 4.5603e-06
ENS | Alternate Scenario | C&I Curtailment | C&I Curtailment-Turnkey-Other | General | Miscellaneous | % of Load | 1 | 2025 | 0.00024085
ENS | Alternate Scenario | C&I Curtailment | C&I Curtailment-Turnkey-Other | General | Offices | % of Load | 1 | 2025 | 6.6389e-06
ENS | Alternate Scenario | C&I Curtailment | C&I Curtailment-Turnkey-Other | General | Retail Trade | % of Load | 1 | 2025 | 7.5945e-05
ENS | Alternate Scenario | C&I Curtailment | C&I Curtailment-Turnkey-Other | General | Services | % of Load | 1 | 2025 | 4.9091e-05
ENS | Alternate Scenario | C&I Curtailment | C&I Curtailment-Turnkey-Manual HVAC Control | Large General | Miscellaneous | % of Load | 1 | 2025 | 0.00037734
ENS | Alternate Scenario | C&I Curtailment | C&I Curtailment-Turnkey-Manual HVAC Control | Large General | Retail Trade | % of Load | 1 | 2025 | 1.6308e-05
ENS | Alternate Scenario | C&I Curtailment | C&I Curtailment-Turnkey-Manual HVAC Control | Large General | Services | % of Load | 1 | 2025 | 2.6116e-05
ENS | Alternate Scenario | C&I Curtailment | C&I Curtailment-Turnkey-Auto-DR HVAC Control | Large General | Miscellaneous | % of Load | 1 | 2025 | 9.5046e-06
ENS | Alternate Scenario | C&I Curtailment | C&I Curtailment-Turnkey-Auto-DR HVAC Control | Large General | Retail Trade | % of Load | 1 | 2025 | 4.1077e-07
ENS | Alternate Scenario | C&I Curtailment | C&I Curtailment-Turnkey-Auto-DR HVAC Control | Large General | Services | % of Load | 1 | 2025 | 6.5781e-07
ENS | Alternate Scenario | C&I Curtailment | C&I Curtailment-Turnkey-Standard Lighting Control | Large General | Miscellaneous | % of Load | 1 | 2025 | 0.00016622
ENS | Alternate Scenario | C&I Curtailment | C&I Curtailment-Turnkey-Standard Lighting Control | Large General | Retail Trade | % of Load | 1 | 2025 | 6.8046e-06
ENS | Alternate Scenario | C&I Curtailment | C&I Curtailment-Turnkey-Standard Lighting Control | Large General | Services | % of Load | 1 | 2025 | 1.0897e-05
ENS | Alternate Scenario | C&I Curtailment | C&I Curtailment-Turnkey-Water Heating Control | Large General | Miscellaneous | % of Load | 1 | 2025 | 7.4996e-06
ENS | Alternate Scenario | C&I Curtailment | C&I Curtailment-Turnkey-Water Heating Control | Large General | Retail Trade | % of Load | 1 | 2025 | 8.9672e-07
ENS | Alternate Scenario | C&I Curtailment | C&I Curtailment-Turnkey-Water Heating Control | Large General | Services | % of Load | 1 | 2025 | 1.436e-06
ENS | Alternate Scenario | C&I Curtailment | C&I Curtailment-Turnkey-Other | Large General | Miscellaneous | % of Load | 1 | 2025 | 0.00016222
ENS | Alternate Scenario | C&I Curtailment | C&I Curtailment-Turnkey-Other | Large General | Retail Trade | % of Load | 1 | 2025 | 9.6273e-06
ENS | Alternate Scenario | C&I Curtailment | C&I Curtailment-Turnkey-Other | Large General | Services | % of Load | 1 | 2025 | 1.5417e-05
ENS | Alternate Scenario | C&I Curtailment | C&I Curtailment-Turnkey-Manual HVAC Control | Small Industrial | Miscellaneous | % of Load | 1 | 2025 | 7.8942e-05
ENS | Alternate Scenario | C&I Curtailment | C&I Curtailment-Turnkey-Manual HVAC Control | Small Industrial | Offices | % of Load | 1 | 2025 | 9.8442e-07
ENS | Alternate Scenario | C&I Curtailment | C&I Curtailment-Turnkey-Manual HVAC Control | Small Industrial | Retail Trade | % of Load | 1 | 2025 | 3.4234e-06
ENS | Alternate Scenario | C&I Curtailment | C&I Curtailment-Turnkey-Manual HVAC Control | Small Industrial | Services | % of Load | 1 | 2025 | 1.0815e-06
ENS | Alternate Scenario | C&I Curtailment | C&I Curtailment-Turnkey-Auto-DR HVAC Control | Small Industrial | Miscellaneous | % of Load | 1 | 2025 | 1.9884e-06
ENS | Alternate Scenario | C&I Curtailment | C&I Curtailment-Turnkey-Auto-DR HVAC Control | Small Industrial | Offices | % of Load | 1 | 2025 | 2.4796e-08
ENS | Alternate Scenario | C&I Curtailment | C&I Curtailment-Turnkey-Auto-DR HVAC Control | Small Industrial | Retail Trade | % of Load | 1 | 2025 | 8.6228e-08
ENS | Alternate Scenario | C&I Curtailment | C&I Curtailment-Turnkey-Auto-DR HVAC Control | Small Industrial | Services | % of Load | 1 | 2025 | 2.7242e-08
ENS | Alternate Scenario | C&I Curtailment | C&I Curtailment-Turnkey-Standard Lighting Control | Small Industrial | Miscellaneous | % of Load | 1 | 2025 | 2.5456e-05
ENS | Alternate Scenario | C&I Curtailment | C&I Curtailment-Turnkey-Standard Lighting Control | Small Industrial | Offices | % of Load | 1 | 2025 | 1.4093e-07
ENS | Alternate Scenario | C&I Curtailment | C&I Curtailment-Turnkey-Standard Lighting Control | Small Industrial | Retail Trade | % of Load | 1 | 2025 | 1.4926e-06
ENS | Alternate Scenario | C&I Curtailment | C&I Curtailment-Turnkey-Standard Lighting Control | Small Industrial | Services | % of Load | 1 | 2025 | 4.7154e-07
ENS | Alternate Scenario | C&I Curtailment | C&I Curtailment-Turnkey-Water Heating Control | Small Industrial | Miscellaneous | % of Load | 1 | 2025 | 1.8543e-06
ENS | Alternate Scenario | C&I Curtailment | C&I Curtailment-Turnkey-Water Heating Control | Small Industrial | Offices | % of Load | 1 | 2025 | 9.714e-09
ENS | Alternate Scenario | C&I Curtailment | C&I Curtailment-Turnkey-Water Heating Control | Small Industrial | Retail Trade | % of Load | 1 | 2025 | 1.8143e-07
ENS | Alternate Scenario | C&I Curtailment | C&I Curtailment-Turnkey-Water Heating Control | Small Industrial | Services | % of Load | 1 | 2025 | 5.7319e-08
ENS | Alternate Scenario | C&I Curtailment | C&I Curtailment-Turnkey-Other | Small Industrial | Miscellaneous | % of Load | 1 | 2025 | 2.9028e-05
ENS | Alternate Scenario | C&I Curtailment | C&I Curtailment-Turnkey-Other | Small Industrial | Offices | % of Load | 1 | 2025 | 1.8313e-07
ENS | Alternate Scenario | C&I Curtailment | C&I Curtailment-Turnkey-Other | Small Industrial | Retail Trade | % of Load | 1 | 2025 | 2.0103e-06
ENS | Alternate Scenario | C&I Curtailment | C&I Curtailment-Turnkey-Other | Small Industrial | Services | % of Load | 1 | 2025 | 6.351e-07
ENS | Alternate Scenario | C&I Curtailment | C&I Curtailment-Turnkey-Industrial | Small Industrial | Manufacturing | % of Load | 1 | 2025 | 7.103e-06
ENS | Alternate Scenario | C&I Curtailment | C&I Curtailment-Turnkey-Manual HVAC Control | Medium Industrial | Miscellaneous | % of Load | 1 | 2025 | 0.0012618
ENS | Alternate Scenario | C&I Curtailment | C&I Curtailment-Turnkey-Manual HVAC Control | Medium Industrial | Offices | % of Load | 1 | 2025 | 1.9807e-05
ENS | Alternate Scenario | C&I Curtailment | C&I Curtailment-Turnkey-Manual HVAC Control | Medium Industrial | Retail Trade | % of Load | 1 | 2025 | 0.00028626
ENS | Alternate Scenario | C&I Curtailment | C&I Curtailment-Turnkey-Manual HVAC Control | Medium Industrial | Services | % of Load | 1 | 2025 | 1.3181e-05
ENS | Alternate Scenario | C&I Curtailment | C&I Curtailment-Turnkey-Auto-DR HVAC Control | Medium Industrial | Miscellaneous | % of Load | 1 | 2025 | 3.1782e-05
ENS | Alternate Scenario | C&I Curtailment | C&I Curtailment-Turnkey-Auto-DR HVAC Control | Medium Industrial | Offices | % of Load | 1 | 2025 | 4.9889e-07
ENS | Alternate Scenario | C&I Curtailment | C&I Curtailment-Turnkey-Auto-DR HVAC Control | Medium Industrial | Retail Trade | % of Load | 1 | 2025 | 7.2104e-06
ENS | Alternate Scenario | C&I Curtailment | C&I Curtailment-Turnkey-Auto-DR HVAC Control | Medium Industrial | Services | % of Load | 1 | 2025 | 3.3201e-07
ENS | Alternate Scenario | C&I Curtailment | C&I Curtailment-Turnkey-Standard Lighting Control | Medium Industrial | Miscellaneous | % of Load | 1 | 2025 | 0.00040687
ENS | Alternate Scenario | C&I Curtailment | C&I Curtailment-Turnkey-Standard Lighting Control | Medium Industrial | Offices | % of Load | 1 | 2025 | 2.8356e-06
ENS | Alternate Scenario | C&I Curtailment | C&I Curtailment-Turnkey-Standard Lighting Control | Medium Industrial | Retail Trade | % of Load | 1 | 2025 | 0.00012481
ENS | Alternate Scenario | C&I Curtailment | C&I Curtailment-Turnkey-Standard Lighting Control | Medium Industrial | Services | % of Load | 1 | 2025 | 5.747e-06
ENS | Alternate Scenario | C&I Curtailment | C&I Curtailment-Turnkey-Water Heating Control | Medium Industrial | Miscellaneous | % of Load | 1 | 2025 | 2.9638e-05
ENS | Alternate Scenario | C&I Curtailment | C&I Curtailment-Turnkey-Water Heating Control | Medium Industrial | Offices | % of Load | 1 | 2025 | 1.9545e-07
ENS | Alternate Scenario | C&I Curtailment | C&I Curtailment-Turnkey-Water Heating Control | Medium Industrial | Retail Trade | % of Load | 1 | 2025 | 1.5171e-05
ENS | Alternate Scenario | C&I Curtailment | C&I Curtailment-Turnkey-Water Heating Control | Medium Industrial | Services | % of Load | 1 | 2025 | 6.9859e-07
ENS | Alternate Scenario | C&I Curtailment | C&I Curtailment-Turnkey-Other | Medium Industrial | Miscellaneous | % of Load | 1 | 2025 | 0.00046398
ENS | Alternate Scenario | C&I Curtailment | C&I Curtailment-Turnkey-Other | Medium Industrial | Offices | % of Load | 1 | 2025 | 3.6846e-06
ENS | Alternate Scenario | C&I Curtailment | C&I Curtailment-Turnkey-Other | Medium Industrial | Retail Trade | % of Load | 1 | 2025 | 0.0001681
ENS | Alternate Scenario | C&I Curtailment | C&I Curtailment-Turnkey-Other | Medium Industrial | Services | % of Load | 1 | 2025 | 7.7404e-06
ENS | Alternate Scenario | C&I Curtailment | C&I Curtailment-Turnkey-Manual HVAC Control | Large Industrial | Miscellaneous | % of Load | 1 | 2025 | 2.6567e-05
ENS | Alternate Scenario | C&I Curtailment | C&I Curtailment-Turnkey-Auto-DR HVAC Control | Large Industrial | Miscellaneous | % of Load | 1 | 2025 | 6.6917e-07
ENS | Alternate Scenario | C&I Curtailment | C&I Curtailment-Turnkey-Standard Lighting Control | Large Industrial | Miscellaneous | % of Load | 1 | 2025 | 1.1703e-05
ENS | Alternate Scenario | C&I Curtailment | C&I Curtailment-Turnkey-Water Heating Control | Large Industrial | Miscellaneous | % of Load | 1 | 2025 | 5.28e-07
ENS | Alternate Scenario | C&I Curtailment | C&I Curtailment-Turnkey-Other | Large Industrial | Miscellaneous | % of Load | 1 | 2025 | 1.1421e-05
ENS | Alternate Scenario | C&I Curtailment | C&I Curtailment-Turnkey-Industrial | Large Industrial | Manufacturing | % of Load | 1 | 2025 | 2.2918e-06
ENS | Alternate Scenario | Dynamic Pricing | Dynamic Pricing with enabling tech. | Small General | Manufacturing | % of Load | 1 | 2025 | 8.5796e-07
ENS | Alternate Scenario | Dynamic Pricing | Dynamic Pricing with enabling tech. | Residential Charitable | Residential LI | % of Load | 1 | 2025 | 1.3981e-05
ENS | Alternate Scenario | Dynamic Pricing | Dynamic Pricing with enabling tech. | Residential Charitable | Residential Market Rate | % of Load | 1 | 2025 | 7.955e-05
ENS | Alternate Scenario | Dynamic Pricing | Dynamic Pricing w/o enabling tech. | Residential Charitable | Residential LI | % of Load | 1 | 2025 | 0.00066613
ENS | Alternate Scenario | Dynamic Pricing | Dynamic Pricing w/o enabling tech. | Residential Charitable | Residential Market Rate | % of Load | 1 | 2025 | 0.0037903
ENS | Alternate Scenario | BTM Battery Control | BTM Battery Control-BYOB | Residential Charitable | Residential Market Rate | % of Load | 0 | 2025 | 1.714e-05
ENS | Alternate Scenario | EV Charging Control | EV Charging Control | EV Res LDV | EV | % of Load | 0 | 2025 | 8.0358e-06
ENS | Alternate Scenario | EV Charging Control | EV Charging Control | EV Com LDV | EV | % of Load | 0 | 2025 | 2.7168e-06
ENS | Alternate Scenario | Time-of-Use Rates (TOU) | Time-of-Use Rates (TOU) | Residential Charitable | Residential LI | % of Load | 0 | 2025 | 0.0002146
ENS | Alternate Scenario | Time-of-Use Rates (TOU) | Time-of-Use Rates (TOU) | Residential Charitable | Residential Market Rate | % of Load | 0 | 2025 | 0.0012234
ENS | Alternate Scenario | DLC-Thermostat | DLC-Thermostat-BYOT-Central Heat Pump | Residential Charitable | Residential LI | % of Load | 0 | 2026 | 1.9094e-05
ENS | Alternate Scenario | DLC-Thermostat | DLC-Thermostat-BYOT-Central Heat Pump | Residential Charitable | Residential Market Rate | % of Load | 0 | 2026 | 0.00015136
ENS | Alternate Scenario | DLC-Thermostat | DLC-Thermostat-DI-Baseboard Heating | Residential Charitable | Residential LI | % of Load | 0 | 2026 | 0.00011185
ENS | Alternate Scenario | DLC-Thermostat | DLC-Thermostat-DI-Baseboard Heating | Residential Charitable | Residential Market Rate | % of Load | 0 | 2026 | 0.0011729
ENS | Alternate Scenario | DLC-Thermostat | DLC-Thermostat-BYOT-Baseboard Heating | Residential Charitable | Residential LI | % of Load | 0 | 2026 | 1.3084e-05
ENS | Alternate Scenario | DLC-Thermostat | DLC-Thermostat-BYOT-Baseboard Heating | Residential Charitable | Residential Market Rate | % of Load | 0 | 2026 | 0.0001372
ENS | Alternate Scenario | DLC-Thermostat | DLC-Thermostat-DI-MSHP | Residential Charitable | Residential LI | % of Load | 0 | 2026 | 5.5837e-05
ENS | Alternate Scenario | DLC-Thermostat | DLC-Thermostat-DI-MSHP | Residential Charitable | Residential Market Rate | % of Load | 0 | 2026 | 0.00068853
ENS | Alternate Scenario | DLC-Thermostat | DLC-Thermostat-BYOT-MSHP | Residential Charitable | Residential LI | % of Load | 0 | 2026 | 5.0326e-06
ENS | Alternate Scenario | DLC-Thermostat | DLC-Thermostat-BYOT-MSHP | Residential Charitable | Residential Market Rate | % of Load | 0 | 2026 | 6.2057e-05
ENS | Alternate Scenario | DLC-Water Heating | DLC-Switch-Water Heating | Residential Charitable | Residential LI | % of Load | 0 | 2026 | 5.6185e-05
ENS | Alternate Scenario | DLC-Water Heating | DLC-Switch-Water Heating | Residential Charitable | Residential Market Rate | % of Load | 0 | 2026 | 0.0006499
ENS | Alternate Scenario | C&I Curtailment | C&I Curtailment-Turnkey-Manual HVAC Control | General | Miscellaneous | % of Load | 1 | 2026 | 0.00044353
ENS | Alternate Scenario | C&I Curtailment | C&I Curtailment-Turnkey-Manual HVAC Control | General | Offices | % of Load | 1 | 2026 | 2.9339e-05
ENS | Alternate Scenario | C&I Curtailment | C&I Curtailment-Turnkey-Manual HVAC Control | General | Retail Trade | % of Load | 1 | 2026 | 0.00010413
ENS | Alternate Scenario | C&I Curtailment | C&I Curtailment-Turnkey-Manual HVAC Control | General | Services | % of Load | 1 | 2026 | 6.7319e-05
ENS | Alternate Scenario | C&I Curtailment | C&I Curtailment-Turnkey-Auto-DR HVAC Control | General | Miscellaneous | % of Load | 1 | 2026 | 1.4018e-05
ENS | Alternate Scenario | C&I Curtailment | C&I Curtailment-Turnkey-Auto-DR HVAC Control | General | Offices | % of Load | 1 | 2026 | 9.2724e-07
ENS | Alternate Scenario | C&I Curtailment | C&I Curtailment-Turnkey-Auto-DR HVAC Control | General | Retail Trade | % of Load | 1 | 2026 | 3.2911e-06
ENS | Alternate Scenario | C&I Curtailment | C&I Curtailment-Turnkey-Auto-DR HVAC Control | General | Services | % of Load | 1 | 2026 | 2.1276e-06
ENS | Alternate Scenario | C&I Curtailment | C&I Curtailment-Turnkey-Standard Lighting Control | General | Miscellaneous | % of Load | 1 | 2026 | 0.0001863
ENS | Alternate Scenario | C&I Curtailment | C&I Curtailment-Turnkey-Standard Lighting Control | General | Offices | % of Load | 1 | 2026 | 3.9048e-06
ENS | Alternate Scenario | C&I Curtailment | C&I Curtailment-Turnkey-Standard Lighting Control | General | Retail Trade | % of Load | 1 | 2026 | 4.2892e-05
ENS | Alternate Scenario | C&I Curtailment | C&I Curtailment-Turnkey-Standard Lighting Control | General | Services | % of Load | 1 | 2026 | 2.775e-05
ENS | Alternate Scenario | C&I Curtailment | C&I Curtailment-Turnkey-Water Heating Control | General | Miscellaneous | % of Load | 1 | 2026 | 1.1076e-05
ENS | Alternate Scenario | C&I Curtailment | C&I Curtailment-Turnkey-Water Heating Control | General | Offices | % of Load | 1 | 2026 | 2.9783e-07
ENS | Alternate Scenario | C&I Curtailment | C&I Curtailment-Turnkey-Water Heating Control | General | Retail Trade | % of Load | 1 | 2026 | 5.8783e-06
ENS | Alternate Scenario | C&I Curtailment | C&I Curtailment-Turnkey-Water Heating Control | General | Services | % of Load | 1 | 2026 | 3.7976e-06
ENS | Alternate Scenario | C&I Curtailment | C&I Curtailment-Turnkey-Other | General | Miscellaneous | % of Load | 1 | 2026 | 0.00019868
ENS | Alternate Scenario | C&I Curtailment | C&I Curtailment-Turnkey-Other | General | Offices | % of Load | 1 | 2026 | 5.4639e-06
ENS | Alternate Scenario | C&I Curtailment | C&I Curtailment-Turnkey-Other | General | Retail Trade | % of Load | 1 | 2026 | 6.272e-05
ENS | Alternate Scenario | C&I Curtailment | C&I Curtailment-Turnkey-Other | General | Services | % of Load | 1 | 2026 | 4.0541e-05
ENS | Alternate Scenario | C&I Curtailment | C&I Curtailment-Turnkey-Manual HVAC Control | Large General | Miscellaneous | % of Load | 1 | 2026 | 0.00030689
ENS | Alternate Scenario | C&I Curtailment | C&I Curtailment-Turnkey-Manual HVAC Control | Large General | Retail Trade | % of Load | 1 | 2026 | 1.3183e-05
ENS | Alternate Scenario | C&I Curtailment | C&I Curtailment-Turnkey-Manual HVAC Control | Large General | Services | % of Load | 1 | 2026 | 2.1111e-05
ENS | Alternate Scenario | C&I Curtailment | C&I Curtailment-Turnkey-Auto-DR HVAC Control | Large General | Miscellaneous | % of Load | 1 | 2026 | 9.6993e-06
ENS | Alternate Scenario | C&I Curtailment | C&I Curtailment-Turnkey-Auto-DR HVAC Control | Large General | Retail Trade | % of Load | 1 | 2026 | 4.1663e-07
ENS | Alternate Scenario | C&I Curtailment | C&I Curtailment-Turnkey-Auto-DR HVAC Control | Large General | Services | % of Load | 1 | 2026 | 6.6719e-07
ENS | Alternate Scenario | C&I Curtailment | C&I Curtailment-Turnkey-Standard Lighting Control | Large General | Miscellaneous | % of Load | 1 | 2026 | 0.00013387
ENS | Alternate Scenario | C&I Curtailment | C&I Curtailment-Turnkey-Standard Lighting Control | Large General | Retail Trade | % of Load | 1 | 2026 | 5.4084e-06
ENS | Alternate Scenario | C&I Curtailment | C&I Curtailment-Turnkey-Standard Lighting Control | Large General | Services | % of Load | 1 | 2026 | 8.6609e-06
ENS | Alternate Scenario | C&I Curtailment | C&I Curtailment-Turnkey-Water Heating Control | Large General | Miscellaneous | % of Load | 1 | 2026 | 6.1817e-06
ENS | Alternate Scenario | C&I Curtailment | C&I Curtailment-Turnkey-Water Heating Control | Large General | Retail Trade | % of Load | 1 | 2026 | 7.4666e-07
ENS | Alternate Scenario | C&I Curtailment | C&I Curtailment-Turnkey-Water Heating Control | Large General | Services | % of Load | 1 | 2026 | 1.1957e-06
ENS | Alternate Scenario | C&I Curtailment | C&I Curtailment-Turnkey-Other | Large General | Miscellaneous | % of Load | 1 | 2026 | 0.00013361
ENS | Alternate Scenario | C&I Curtailment | C&I Curtailment-Turnkey-Other | Large General | Retail Trade | % of Load | 1 | 2026 | 7.9452e-06
ENS | Alternate Scenario | C&I Curtailment | C&I Curtailment-Turnkey-Other | Large General | Services | % of Load | 1 | 2026 | 1.2723e-05
ENS | Alternate Scenario | C&I Curtailment | C&I Curtailment-Turnkey-Manual HVAC Control | Small Industrial | Miscellaneous | % of Load | 1 | 2026 | 6.4144e-05
ENS | Alternate Scenario | C&I Curtailment | C&I Curtailment-Turnkey-Manual HVAC Control | Small Industrial | Offices | % of Load | 1 | 2026 | 8.034e-07
ENS | Alternate Scenario | C&I Curtailment | C&I Curtailment-Turnkey-Manual HVAC Control | Small Industrial | Retail Trade | % of Load | 1 | 2026 | 2.7694e-06
ENS | Alternate Scenario | C&I Curtailment | C&I Curtailment-Turnkey-Manual HVAC Control | Small Industrial | Services | % of Load | 1 | 2026 | 8.7494e-07
ENS | Alternate Scenario | C&I Curtailment | C&I Curtailment-Turnkey-Auto-DR HVAC Control | Small Industrial | Miscellaneous | % of Load | 1 | 2026 | 2.0273e-06
ENS | Alternate Scenario | C&I Curtailment | C&I Curtailment-Turnkey-Auto-DR HVAC Control | Small Industrial | Offices | % of Load | 1 | 2026 | 2.5391e-08
ENS | Alternate Scenario | C&I Curtailment | C&I Curtailment-Turnkey-Auto-DR HVAC Control | Small Industrial | Retail Trade | % of Load | 1 | 2026 | 8.7527e-08
ENS | Alternate Scenario | C&I Curtailment | C&I Curtailment-Turnkey-Auto-DR HVAC Control | Small Industrial | Services | % of Load | 1 | 2026 | 2.7652e-08
ENS | Alternate Scenario | C&I Curtailment | C&I Curtailment-Turnkey-Standard Lighting Control | Small Industrial | Miscellaneous | % of Load | 1 | 2026 | 2.0415e-05
ENS | Alternate Scenario | C&I Curtailment | C&I Curtailment-Turnkey-Standard Lighting Control | Small Industrial | Offices | % of Load | 1 | 2026 | 1.1252e-07
ENS | Alternate Scenario | C&I Curtailment | C&I Curtailment-Turnkey-Standard Lighting Control | Small Industrial | Retail Trade | % of Load | 1 | 2026 | 1.1992e-06
ENS | Alternate Scenario | C&I Curtailment | C&I Curtailment-Turnkey-Standard Lighting Control | Small Industrial | Services | % of Load | 1 | 2026 | 3.7884e-07
ENS | Alternate Scenario | C&I Curtailment | C&I Curtailment-Turnkey-Water Heating Control | Small Industrial | Miscellaneous | % of Load | 1 | 2026 | 1.5315e-06
ENS | Alternate Scenario | C&I Curtailment | C&I Curtailment-Turnkey-Water Heating Control | Small Industrial | Offices | % of Load | 1 | 2026 | 7.9717e-09
ENS | Alternate Scenario | C&I Curtailment | C&I Curtailment-Turnkey-Water Heating Control | Small Industrial | Retail Trade | % of Load | 1 | 2026 | 1.495e-07
ENS | Alternate Scenario | C&I Curtailment | C&I Curtailment-Turnkey-Water Heating Control | Small Industrial | Services | % of Load | 1 | 2026 | 4.723e-08
ENS | Alternate Scenario | C&I Curtailment | C&I Curtailment-Turnkey-Other | Small Industrial | Miscellaneous | % of Load | 1 | 2026 | 2.3881e-05
ENS | Alternate Scenario | C&I Curtailment | C&I Curtailment-Turnkey-Other | Small Industrial | Offices | % of Load | 1 | 2026 | 1.5034e-07
ENS | Alternate Scenario | C&I Curtailment | C&I Curtailment-Turnkey-Other | Small Industrial | Retail Trade | % of Load | 1 | 2026 | 1.6535e-06
ENS | Alternate Scenario | C&I Curtailment | C&I Curtailment-Turnkey-Other | Small Industrial | Services | % of Load | 1 | 2026 | 5.2238e-07
ENS | Alternate Scenario | C&I Curtailment | C&I Curtailment-Turnkey-Industrial | Small Industrial | Manufacturing | % of Load | 1 | 2026 | 5.8124e-06
ENS | Alternate Scenario | C&I Curtailment | C&I Curtailment-Turnkey-Manual HVAC Control | Medium Industrial | Miscellaneous | % of Load | 1 | 2026 | 0.001026
ENS | Alternate Scenario | C&I Curtailment | C&I Curtailment-Turnkey-Manual HVAC Control | Medium Industrial | Offices | % of Load | 1 | 2026 | 1.6176e-05
ENS | Alternate Scenario | C&I Curtailment | C&I Curtailment-Turnkey-Manual HVAC Control | Medium Industrial | Retail Trade | % of Load | 1 | 2026 | 0.00023175
ENS | Alternate Scenario | C&I Curtailment | C&I Curtailment-Turnkey-Manual HVAC Control | Medium Industrial | Services | % of Load | 1 | 2026 | 1.0671e-05
ENS | Alternate Scenario | C&I Curtailment | C&I Curtailment-Turnkey-Auto-DR HVAC Control | Medium Industrial | Miscellaneous | % of Load | 1 | 2026 | 3.2427e-05
ENS | Alternate Scenario | C&I Curtailment | C&I Curtailment-Turnkey-Auto-DR HVAC Control | Medium Industrial | Offices | % of Load | 1 | 2026 | 5.1125e-07
ENS | Alternate Scenario | C&I Curtailment | C&I Curtailment-Turnkey-Auto-DR HVAC Control | Medium Industrial | Retail Trade | % of Load | 1 | 2026 | 7.3244e-06
ENS | Alternate Scenario | C&I Curtailment | C&I Curtailment-Turnkey-Auto-DR HVAC Control | Medium Industrial | Services | % of Load | 1 | 2026 | 3.3727e-07
ENS | Alternate Scenario | C&I Curtailment | C&I Curtailment-Turnkey-Standard Lighting Control | Medium Industrial | Miscellaneous | % of Load | 1 | 2026 | 0.00032654
ENS | Alternate Scenario | C&I Curtailment | C&I Curtailment-Turnkey-Standard Lighting Control | Medium Industrial | Offices | % of Load | 1 | 2026 | 2.2656e-06
ENS | Alternate Scenario | C&I Curtailment | C&I Curtailment-Turnkey-Standard Lighting Control | Medium Industrial | Retail Trade | % of Load | 1 | 2026 | 0.00010035
ENS | Alternate Scenario | C&I Curtailment | C&I Curtailment-Turnkey-Standard Lighting Control | Medium Industrial | Services | % of Load | 1 | 2026 | 4.6207e-06
ENS | Alternate Scenario | C&I Curtailment | C&I Curtailment-Turnkey-Water Heating Control | Medium Industrial | Miscellaneous | % of Load | 1 | 2026 | 2.4497e-05
ENS | Alternate Scenario | C&I Curtailment | C&I Curtailment-Turnkey-Water Heating Control | Medium Industrial | Offices | % of Load | 1 | 2026 | 1.6051e-07
ENS | Alternate Scenario | C&I Curtailment | C&I Curtailment-Turnkey-Water Heating Control | Medium Industrial | Retail Trade | % of Load | 1 | 2026 | 1.251e-05
ENS | Alternate Scenario | C&I Curtailment | C&I Curtailment-Turnkey-Water Heating Control | Medium Industrial | Services | % of Load | 1 | 2026 | 5.7605e-07
ENS | Alternate Scenario | C&I Curtailment | C&I Curtailment-Turnkey-Other | Medium Industrial | Miscellaneous | % of Load | 1 | 2026 | 0.00038199
ENS | Alternate Scenario | C&I Curtailment | C&I Curtailment-Turnkey-Other | Medium Industrial | Offices | % of Load | 1 | 2026 | 3.027e-06
ENS | Alternate Scenario | C&I Curtailment | C&I Curtailment-Turnkey-Other | Medium Industrial | Retail Trade | % of Load | 1 | 2026 | 0.00013837
ENS | Alternate Scenario | C&I Curtailment | C&I Curtailment-Turnkey-Other | Medium Industrial | Services | % of Load | 1 | 2026 | 6.3713e-06
ENS | Alternate Scenario | C&I Curtailment | C&I Curtailment-Turnkey-Manual HVAC Control | Large Industrial | Miscellaneous | % of Load | 1 | 2026 | 2.1592e-05
ENS | Alternate Scenario | C&I Curtailment | C&I Curtailment-Turnkey-Auto-DR HVAC Control | Large Industrial | Miscellaneous | % of Load | 1 | 2026 | 6.824e-07
ENS | Alternate Scenario | C&I Curtailment | C&I Curtailment-Turnkey-Standard Lighting Control | Large Industrial | Miscellaneous | % of Load | 1 | 2026 | 9.4188e-06
ENS | Alternate Scenario | C&I Curtailment | C&I Curtailment-Turnkey-Water Heating Control | Large Industrial | Miscellaneous | % of Load | 1 | 2026 | 4.3492e-07
ENS | Alternate Scenario | C&I Curtailment | C&I Curtailment-Turnkey-Other | Large Industrial | Miscellaneous | % of Load | 1 | 2026 | 9.4005e-06
ENS | Alternate Scenario | C&I Curtailment | C&I Curtailment-Turnkey-Industrial | Large Industrial | Manufacturing | % of Load | 1 | 2026 | 1.8764e-06
ENS | Alternate Scenario | C&I Loadshift to BUGs | C&I Loadshift to BUGs | Large General | Miscellaneous | % of Load | 1 | 2026 | 0.0020656
ENS | Alternate Scenario | C&I Loadshift to BUGs | C&I Loadshift to BUGs | Small Industrial | Miscellaneous | % of Load | 1 | 2026 | 0.00068983
ENS | Alternate Scenario | C&I Loadshift to BUGs | C&I Loadshift to BUGs | Medium Industrial | Manufacturing | % of Load | 1 | 2026 | 0.00040872
ENS | Alternate Scenario | C&I Loadshift to BUGs | C&I Loadshift to BUGs | Medium Industrial | Miscellaneous | % of Load | 1 | 2026 | 0.0017739
ENS | Alternate Scenario | Dynamic Pricing | Dynamic Pricing with enabling tech. | Small General | Manufacturing | % of Load | 1 | 2026 | 2.048e-06
ENS | Alternate Scenario | Dynamic Pricing | Dynamic Pricing with enabling tech. | Residential Charitable | Residential LI | % of Load | 1 | 2026 | 5.8988e-05
ENS | Alternate Scenario | Dynamic Pricing | Dynamic Pricing with enabling tech. | Residential Charitable | Residential Market Rate | % of Load | 1 | 2026 | 0.0003341
ENS | Alternate Scenario | Dynamic Pricing | Dynamic Pricing w/o enabling tech. | Residential Charitable | Residential LI | % of Load | 1 | 2026 | 0.0010019
ENS | Alternate Scenario | Dynamic Pricing | Dynamic Pricing w/o enabling tech. | Residential Charitable | Residential Market Rate | % of Load | 1 | 2026 | 0.0056743
ENS | Alternate Scenario | BTM Battery Control | BTM Battery Control-BYOB | Residential Charitable | Residential Market Rate | % of Load | 0 | 2026 | 9.5036e-05
ENS | Alternate Scenario | EV Charging Control | EV Charging Control | EV Res LDV | EV | % of Load | 0 | 2026 | 1.4213e-05
ENS | Alternate Scenario | EV Charging Control | EV Charging Control | EV Com LDV | EV | % of Load | 0 | 2026 | 4.976e-06
ENS | Alternate Scenario | Behavioral DR | Behavioral DR | Residential Charitable | Residential LI | % of Load | 1 | 2026 | 3.2186e-05
ENS | Alternate Scenario | Behavioral DR | Behavioral DR | Residential Charitable | Residential Market Rate | % of Load | 1 | 2026 | 0.00018323
ENS | Alternate Scenario | Time-of-Use Rates (TOU) | Time-of-Use Rates (TOU) | Residential Charitable | Residential LI | % of Load | 0 | 2026 | 0.00028082
ENS | Alternate Scenario | Time-of-Use Rates (TOU) | Time-of-Use Rates (TOU) | Residential Charitable | Residential Market Rate | % of Load | 0 | 2026 | 0.0015986
ENS | Alternate Scenario | C&I Curtailment | C&I Curtailment-Turnkey-Manual HVAC Control | General | Miscellaneous | % of Load | 1 | 2027 | 0.00077097
ENS | Alternate Scenario | C&I Curtailment | C&I Curtailment-Turnkey-Manual HVAC Control | General | Offices | % of Load | 1 | 2027 | 5.1423e-05
ENS | Alternate Scenario | C&I Curtailment | C&I Curtailment-Turnkey-Manual HVAC Control | General | Retail Trade | % of Load | 1 | 2027 | 0.00018024
ENS | Alternate Scenario | C&I Curtailment | C&I Curtailment-Turnkey-Manual HVAC Control | General | Services | % of Load | 1 | 2027 | 0.00011652
ENS | Alternate Scenario | C&I Curtailment | C&I Curtailment-Turnkey-Auto-DR HVAC Control | General | Miscellaneous | % of Load | 1 | 2027 | 3.0603e-05
ENS | Alternate Scenario | C&I Curtailment | C&I Curtailment-Turnkey-Auto-DR HVAC Control | General | Offices | % of Load | 1 | 2027 | 2.0412e-06
ENS | Alternate Scenario | C&I Curtailment | C&I Curtailment-Turnkey-Auto-DR HVAC Control | General | Retail Trade | % of Load | 1 | 2027 | 7.1545e-06
ENS | Alternate Scenario | C&I Curtailment | C&I Curtailment-Turnkey-Auto-DR HVAC Control | General | Services | % of Load | 1 | 2027 | 4.6253e-06
ENS | Alternate Scenario | C&I Curtailment | C&I Curtailment-Turnkey-Standard Lighting Control | General | Miscellaneous | % of Load | 1 | 2027 | 0.00032152
ENS | Alternate Scenario | C&I Curtailment | C&I Curtailment-Turnkey-Standard Lighting Control | General | Offices | % of Load | 1 | 2027 | 6.634e-06
ENS | Alternate Scenario | C&I Curtailment | C&I Curtailment-Turnkey-Standard Lighting Control | General | Retail Trade | % of Load | 1 | 2027 | 7.3274e-05
ENS | Alternate Scenario | C&I Curtailment | C&I Curtailment-Turnkey-Standard Lighting Control | General | Services | % of Load | 1 | 2027 | 4.7414e-05
ENS | Alternate Scenario | C&I Curtailment | C&I Curtailment-Turnkey-Water Heating Control | General | Miscellaneous | % of Load | 1 | 2027 | 1.9705e-05
ENS | Alternate Scenario | C&I Curtailment | C&I Curtailment-Turnkey-Water Heating Control | General | Offices | % of Load | 1 | 2027 | 5.2814e-07
ENS | Alternate Scenario | C&I Curtailment | C&I Curtailment-Turnkey-Water Heating Control | General | Retail Trade | % of Load | 1 | 2027 | 1.0495e-05
ENS | Alternate Scenario | C&I Curtailment | C&I Curtailment-Turnkey-Water Heating Control | General | Services | % of Load | 1 | 2027 | 6.7795e-06
ENS | Alternate Scenario | C&I Curtailment | C&I Curtailment-Turnkey-Other | General | Miscellaneous | % of Load | 1 | 2027 | 0.00035146
ENS | Alternate Scenario | C&I Curtailment | C&I Curtailment-Turnkey-Other | General | Offices | % of Load | 1 | 2027 | 9.6415e-06
ENS | Alternate Scenario | C&I Curtailment | C&I Curtailment-Turnkey-Other | General | Retail Trade | % of Load | 1 | 2027 | 0.00011105
ENS | Alternate Scenario | C&I Curtailment | C&I Curtailment-Turnkey-Other | General | Services | % of Load | 1 | 2027 | 7.1776e-05
ENS | Alternate Scenario | C&I Curtailment | C&I Curtailment-Turnkey-Manual HVAC Control | Large General | Miscellaneous | % of Load | 1 | 2027 | 0.00053351
ENS | Alternate Scenario | C&I Curtailment | C&I Curtailment-Turnkey-Manual HVAC Control | Large General | Retail Trade | % of Load | 1 | 2027 | 2.2778e-05
ENS | Alternate Scenario | C&I Curtailment | C&I Curtailment-Turnkey-Manual HVAC Control | Large General | Services | % of Load | 1 | 2027 | 3.6477e-05
ENS | Alternate Scenario | C&I Curtailment | C&I Curtailment-Turnkey-Auto-DR HVAC Control | Large General | Miscellaneous | % of Load | 1 | 2027 | 2.1177e-05
ENS | Alternate Scenario | C&I Curtailment | C&I Curtailment-Turnkey-Auto-DR HVAC Control | Large General | Retail Trade | % of Load | 1 | 2027 | 9.0417e-07
ENS | Alternate Scenario | C&I Curtailment | C&I Curtailment-Turnkey-Auto-DR HVAC Control | Large General | Services | % of Load | 1 | 2027 | 1.4479e-06
ENS | Alternate Scenario | C&I Curtailment | C&I Curtailment-Turnkey-Standard Lighting Control | Large General | Miscellaneous | % of Load | 1 | 2027 | 0.00023102
ENS | Alternate Scenario | C&I Curtailment | C&I Curtailment-Turnkey-Standard Lighting Control | Large General | Retail Trade | % of Load | 1 | 2027 | 9.2179e-06
ENS | Alternate Scenario | C&I Curtailment | C&I Curtailment-Turnkey-Standard Lighting Control | Large General | Services | % of Load | 1 | 2027 | 1.4761e-05
ENS | Alternate Scenario | C&I Curtailment | C&I Curtailment-Turnkey-Water Heating Control | Large General | Miscellaneous | % of Load | 1 | 2027 | 1.093e-05
ENS | Alternate Scenario | C&I Curtailment | C&I Curtailment-Turnkey-Water Heating Control | Large General | Retail Trade | % of Load | 1 | 2027 | 1.3317e-06
ENS | Alternate Scenario | C&I Curtailment | C&I Curtailment-Turnkey-Water Heating Control | Large General | Services | % of Load | 1 | 2027 | 2.1326e-06
ENS | Alternate Scenario | C&I Curtailment | C&I Curtailment-Turnkey-Other | Large General | Miscellaneous | % of Load | 1 | 2027 | 0.00023584
ENS | Alternate Scenario | C&I Curtailment | C&I Curtailment-Turnkey-Other | Large General | Retail Trade | % of Load | 1 | 2027 | 1.4046e-05
ENS | Alternate Scenario | C&I Curtailment | C&I Curtailment-Turnkey-Other | Large General | Services | % of Load | 1 | 2027 | 2.2493e-05
ENS | Alternate Scenario | C&I Curtailment | C&I Curtailment-Turnkey-Manual HVAC Control | Small Industrial | Miscellaneous | % of Load | 1 | 2027 | 0.00011158
ENS | Alternate Scenario | C&I Curtailment | C&I Curtailment-Turnkey-Manual HVAC Control | Small Industrial | Offices | % of Load | 1 | 2027 | 1.4047e-06
ENS | Alternate Scenario | C&I Curtailment | C&I Curtailment-Turnkey-Manual HVAC Control | Small Industrial | Retail Trade | % of Load | 1 | 2027 | 4.7931e-06
ENS | Alternate Scenario | C&I Curtailment | C&I Curtailment-Turnkey-Manual HVAC Control | Small Industrial | Services | % of Load | 1 | 2027 | 1.5143e-06
ENS | Alternate Scenario | C&I Curtailment | C&I Curtailment-Turnkey-Auto-DR HVAC Control | Small Industrial | Miscellaneous | % of Load | 1 | 2027 | 4.4292e-06
ENS | Alternate Scenario | C&I Curtailment | C&I Curtailment-Turnkey-Auto-DR HVAC Control | Small Industrial | Offices | % of Load | 1 | 2027 | 5.5757e-08
ENS | Alternate Scenario | C&I Curtailment | C&I Curtailment-Turnkey-Auto-DR HVAC Control | Small Industrial | Retail Trade | % of Load | 1 | 2027 | 1.9026e-07
ENS | Alternate Scenario | C&I Curtailment | C&I Curtailment-Turnkey-Auto-DR HVAC Control | Small Industrial | Services | % of Load | 1 | 2027 | 6.0107e-08
ENS | Alternate Scenario | C&I Curtailment | C&I Curtailment-Turnkey-Standard Lighting Control | Small Industrial | Miscellaneous | % of Load | 1 | 2027 | 3.5088e-05
ENS | Alternate Scenario | C&I Curtailment | C&I Curtailment-Turnkey-Standard Lighting Control | Small Industrial | Offices | % of Load | 1 | 2027 | 1.9242e-07
ENS | Alternate Scenario | C&I Curtailment | C&I Curtailment-Turnkey-Standard Lighting Control | Small Industrial | Retail Trade | % of Load | 1 | 2027 | 2.0645e-06
ENS | Alternate Scenario | C&I Curtailment | C&I Curtailment-Turnkey-Standard Lighting Control | Small Industrial | Services | % of Load | 1 | 2027 | 6.5224e-07
ENS | Alternate Scenario | C&I Curtailment | C&I Curtailment-Turnkey-Water Heating Control | Small Industrial | Miscellaneous | % of Load | 1 | 2027 | 2.7151e-06
ENS | Alternate Scenario | C&I Curtailment | C&I Curtailment-Turnkey-Water Heating Control | Small Industrial | Offices | % of Load | 1 | 2027 | 1.4035e-08
ENS | Alternate Scenario | C&I Curtailment | C&I Curtailment-Turnkey-Water Heating Control | Small Industrial | Retail Trade | % of Load | 1 | 2027 | 2.6436e-07
ENS | Alternate Scenario | C&I Curtailment | C&I Curtailment-Turnkey-Water Heating Control | Small Industrial | Services | % of Load | 1 | 2027 | 8.3517e-08
ENS | Alternate Scenario | C&I Curtailment | C&I Curtailment-Turnkey-Other | Small Industrial | Miscellaneous | % of Load | 1 | 2027 | 4.217e-05
ENS | Alternate Scenario | C&I Curtailment | C&I Curtailment-Turnkey-Other | Small Industrial | Offices | % of Load | 1 | 2027 | 2.6488e-07
ENS | Alternate Scenario | C&I Curtailment | C&I Curtailment-Turnkey-Other | Small Industrial | Retail Trade | % of Load | 1 | 2027 | 2.9192e-06
ENS | Alternate Scenario | C&I Curtailment | C&I Curtailment-Turnkey-Other | Small Industrial | Services | % of Load | 1 | 2027 | 9.2224e-07
ENS | Alternate Scenario | C&I Curtailment | C&I Curtailment-Turnkey-Industrial | Small Industrial | Manufacturing | % of Load | 1 | 2027 | 1.0203e-05
ENS | Alternate Scenario | C&I Curtailment | C&I Curtailment-Turnkey-Manual HVAC Control | Medium Industrial | Miscellaneous | % of Load | 1 | 2027 | 0.0017846
ENS | Alternate Scenario | C&I Curtailment | C&I Curtailment-Turnkey-Manual HVAC Control | Medium Industrial | Offices | % of Load | 1 | 2027 | 2.8279e-05
ENS | Alternate Scenario | C&I Curtailment | C&I Curtailment-Turnkey-Manual HVAC Control | Medium Industrial | Retail Trade | % of Load | 1 | 2027 | 0.00040103
ENS | Alternate Scenario | C&I Curtailment | C&I Curtailment-Turnkey-Manual HVAC Control | Medium Industrial | Services | % of Load | 1 | 2027 | 1.8466e-05
ENS | Alternate Scenario | C&I Curtailment | C&I Curtailment-Turnkey-Auto-DR HVAC Control | Medium Industrial | Miscellaneous | % of Load | 1 | 2027 | 7.0836e-05
ENS | Alternate Scenario | C&I Curtailment | C&I Curtailment-Turnkey-Auto-DR HVAC Control | Medium Industrial | Offices | % of Load | 1 | 2027 | 1.1225e-06
ENS | Alternate Scenario | C&I Curtailment | C&I Curtailment-Turnkey-Auto-DR HVAC Control | Medium Industrial | Retail Trade | % of Load | 1 | 2027 | 1.5918e-05
ENS | Alternate Scenario | C&I Curtailment | C&I Curtailment-Turnkey-Auto-DR HVAC Control | Medium Industrial | Services | % of Load | 1 | 2027 | 7.3299e-07
ENS | Alternate Scenario | C&I Curtailment | C&I Curtailment-Turnkey-Standard Lighting Control | Medium Industrial | Miscellaneous | % of Load | 1 | 2027 | 0.00056115
ENS | Alternate Scenario | C&I Curtailment | C&I Curtailment-Turnkey-Standard Lighting Control | Medium Industrial | Offices | % of Load | 1 | 2027 | 3.8738e-06
ENS | Alternate Scenario | C&I Curtailment | C&I Curtailment-Turnkey-Standard Lighting Control | Medium Industrial | Retail Trade | % of Load | 1 | 2027 | 0.00017274
ENS | Alternate Scenario | C&I Curtailment | C&I Curtailment-Turnkey-Standard Lighting Control | Medium Industrial | Services | % of Load | 1 | 2027 | 7.954e-06
ENS | Alternate Scenario | C&I Curtailment | C&I Curtailment-Turnkey-Water Heating Control | Medium Industrial | Miscellaneous | % of Load | 1 | 2027 | 4.3422e-05
ENS | Alternate Scenario | C&I Curtailment | C&I Curtailment-Turnkey-Water Heating Control | Medium Industrial | Offices | % of Load | 1 | 2027 | 2.8256e-07
ENS | Alternate Scenario | C&I Curtailment | C&I Curtailment-Turnkey-Water Heating Control | Medium Industrial | Retail Trade | % of Load | 1 | 2027 | 2.2118e-05
ENS | Alternate Scenario | C&I Curtailment | C&I Curtailment-Turnkey-Water Heating Control | Medium Industrial | Services | % of Load | 1 | 2027 | 1.0185e-06
ENS | Alternate Scenario | C&I Curtailment | C&I Curtailment-Turnkey-Other | Medium Industrial | Miscellaneous | % of Load | 1 | 2027 | 0.00067442
ENS | Alternate Scenario | C&I Curtailment | C&I Curtailment-Turnkey-Other | Medium Industrial | Offices | % of Load | 1 | 2027 | 5.3326e-06
ENS | Alternate Scenario | C&I Curtailment | C&I Curtailment-Turnkey-Other | Medium Industrial | Retail Trade | % of Load | 1 | 2027 | 0.00024424
ENS | Alternate Scenario | C&I Curtailment | C&I Curtailment-Turnkey-Other | Medium Industrial | Services | % of Load | 1 | 2027 | 1.1247e-05
ENS | Alternate Scenario | C&I Curtailment | C&I Curtailment-Turnkey-Manual HVAC Control | Large Industrial | Miscellaneous | % of Load | 1 | 2027 | 3.7526e-05
ENS | Alternate Scenario | C&I Curtailment | C&I Curtailment-Turnkey-Auto-DR HVAC Control | Large Industrial | Miscellaneous | % of Load | 1 | 2027 | 1.4895e-06
ENS | Alternate Scenario | C&I Curtailment | C&I Curtailment-Turnkey-Standard Lighting Control | Large Industrial | Miscellaneous | % of Load | 1 | 2027 | 1.6249e-05
ENS | Alternate Scenario | C&I Curtailment | C&I Curtailment-Turnkey-Water Heating Control | Large Industrial | Miscellaneous | % of Load | 1 | 2027 | 7.688e-07
ENS | Alternate Scenario | C&I Curtailment | C&I Curtailment-Turnkey-Other | Large Industrial | Miscellaneous | % of Load | 1 | 2027 | 1.6588e-05
ENS | Alternate Scenario | C&I Curtailment | C&I Curtailment-Turnkey-Industrial | Large Industrial | Manufacturing | % of Load | 1 | 2027 | 3.2925e-06
ENS | Alternate Scenario | C&I Loadshift to BUGs | C&I Loadshift to BUGs | Large General | Miscellaneous | % of Load | 1 | 2027 | 0.0020679
ENS | Alternate Scenario | C&I Loadshift to BUGs | C&I Loadshift to BUGs | Small Industrial | Miscellaneous | % of Load | 1 | 2027 | 0.00069448
ENS | Alternate Scenario | C&I Loadshift to BUGs | C&I Loadshift to BUGs | Medium Industrial | Manufacturing | % of Load | 1 | 2027 | 0.00040958
ENS | Alternate Scenario | C&I Loadshift to BUGs | C&I Loadshift to BUGs | Medium Industrial | Miscellaneous | % of Load | 1 | 2027 | 0.0017776
ENS | Alternate Scenario | Dynamic Pricing | Dynamic Pricing with enabling tech. | Small General | Manufacturing | % of Load | 1 | 2027 | 3.4138e-06
ENS | Alternate Scenario | Dynamic Pricing | Dynamic Pricing with enabling tech. | Residential Charitable | Residential LI | % of Load | 1 | 2027 | 0.00017469
ENS | Alternate Scenario | Dynamic Pricing | Dynamic Pricing with enabling tech. | Residential Charitable | Residential Market Rate | % of Load | 1 | 2027 | 0.00099772
ENS | Alternate Scenario | Dynamic Pricing | Dynamic Pricing w/o enabling tech. | Residential Charitable | Residential LI | % of Load | 1 | 2027 | 0.0011174
ENS | Alternate Scenario | Dynamic Pricing | Dynamic Pricing w/o enabling tech. | Residential Charitable | Residential Market Rate | % of Load | 1 | 2027 | 0.0063819
ENS | Alternate Scenario | Behavioral DR | Behavioral DR | Residential Charitable | Residential LI | % of Load | 1 | 2027 | 7.1473e-05
ENS | Alternate Scenario | Behavioral DR | Behavioral DR | Residential Charitable | Residential Market Rate | % of Load | 1 | 2027 | 0.00040821
ENS | Alternate Scenario | Time-of-Use Rates (TOU) | Time-of-Use Rates (TOU) | Residential Charitable | Residential LI | % of Load | 0 | 2027 | 0.00030437
ENS | Alternate Scenario | Time-of-Use Rates (TOU) | Time-of-Use Rates (TOU) | Residential Charitable | Residential Market Rate | % of Load | 0 | 2027 | 0.0017384
ENS | Alternate Scenario | C&I Curtailment | C&I Curtailment-Turnkey-Manual HVAC Control | General | Miscellaneous | % of Load | 1 | 2028 | 0.0009114
ENS | Alternate Scenario | C&I Curtailment | C&I Curtailment-Turnkey-Manual HVAC Control | General | Offices | % of Load | 1 | 2028 | 6.1427e-05
ENS | Alternate Scenario | C&I Curtailment | C&I Curtailment-Turnkey-Manual HVAC Control | General | Retail Trade | % of Load | 1 | 2028 | 0.00021186
ENS | Alternate Scenario | C&I Curtailment | C&I Curtailment-Turnkey-Manual HVAC Control | General | Services | % of Load | 1 | 2028 | 0.00013696
ENS | Alternate Scenario | C&I Curtailment | C&I Curtailment-Turnkey-Auto-DR HVAC Control | General | Miscellaneous | % of Load | 1 | 2028 | 4.5492e-05
ENS | Alternate Scenario | C&I Curtailment | C&I Curtailment-Turnkey-Auto-DR HVAC Control | General | Offices | % of Load | 1 | 2028 | 3.0661e-06
ENS | Alternate Scenario | C&I Curtailment | C&I Curtailment-Turnkey-Auto-DR HVAC Control | General | Retail Trade | % of Load | 1 | 2028 | 1.0575e-05
ENS | Alternate Scenario | C&I Curtailment | C&I Curtailment-Turnkey-Auto-DR HVAC Control | General | Services | % of Load | 1 | 2028 | 6.8366e-06
ENS | Alternate Scenario | C&I Curtailment | C&I Curtailment-Turnkey-Standard Lighting Control | General | Miscellaneous | % of Load | 1 | 2028 | 0.00037803
ENS | Alternate Scenario | C&I Curtailment | C&I Curtailment-Turnkey-Standard Lighting Control | General | Offices | % of Load | 1 | 2028 | 7.6557e-06
ENS | Alternate Scenario | C&I Curtailment | C&I Curtailment-Turnkey-Standard Lighting Control | General | Retail Trade | % of Load | 1 | 2028 | 8.5097e-05
ENS | Alternate Scenario | C&I Curtailment | C&I Curtailment-Turnkey-Standard Lighting Control | General | Services | % of Load | 1 | 2028 | 5.5074e-05
ENS | Alternate Scenario | C&I Curtailment | C&I Curtailment-Turnkey-Water Heating Control | General | Miscellaneous | % of Load | 1 | 2028 | 2.3967e-05
ENS | Alternate Scenario | C&I Curtailment | C&I Curtailment-Turnkey-Water Heating Control | General | Offices | % of Load | 1 | 2028 | 6.4009e-07
ENS | Alternate Scenario | C&I Curtailment | C&I Curtailment-Turnkey-Water Heating Control | General | Retail Trade | % of Load | 1 | 2028 | 1.2825e-05
ENS | Alternate Scenario | C&I Curtailment | C&I Curtailment-Turnkey-Water Heating Control | General | Services | % of Load | 1 | 2028 | 8.2829e-06
ENS | Alternate Scenario | C&I Curtailment | C&I Curtailment-Turnkey-Other | General | Miscellaneous | % of Load | 1 | 2028 | 0.00042461
ENS | Alternate Scenario | C&I Curtailment | C&I Curtailment-Turnkey-Other | General | Offices | % of Load | 1 | 2028 | 1.1614e-05
ENS | Alternate Scenario | C&I Curtailment | C&I Curtailment-Turnkey-Other | General | Retail Trade | % of Load | 1 | 2028 | 0.00013432
ENS | Alternate Scenario | C&I Curtailment | C&I Curtailment-Turnkey-Other | General | Services | % of Load | 1 | 2028 | 8.6816e-05
ENS | Alternate Scenario | C&I Curtailment | C&I Curtailment-Turnkey-Manual HVAC Control | Large General | Miscellaneous | % of Load | 1 | 2028 | 0.00063091
ENS | Alternate Scenario | C&I Curtailment | C&I Curtailment-Turnkey-Manual HVAC Control | Large General | Retail Trade | % of Load | 1 | 2028 | 2.6731e-05
ENS | Alternate Scenario | C&I Curtailment | C&I Curtailment-Turnkey-Manual HVAC Control | Large General | Services | % of Load | 1 | 2028 | 4.2807e-05
ENS | Alternate Scenario | C&I Curtailment | C&I Curtailment-Turnkey-Auto-DR HVAC Control | Large General | Miscellaneous | % of Load | 1 | 2028 | 3.1492e-05
ENS | Alternate Scenario | C&I Curtailment | C&I Curtailment-Turnkey-Auto-DR HVAC Control | Large General | Retail Trade | % of Load | 1 | 2028 | 1.3343e-06
ENS | Alternate Scenario | C&I Curtailment | C&I Curtailment-Turnkey-Auto-DR HVAC Control | Large General | Services | % of Load | 1 | 2028 | 2.1367e-06
ENS | Alternate Scenario | C&I Curtailment | C&I Curtailment-Turnkey-Standard Lighting Control | Large General | Miscellaneous | % of Load | 1 | 2028 | 0.00027173
ENS | Alternate Scenario | C&I Curtailment | C&I Curtailment-Turnkey-Standard Lighting Control | Large General | Retail Trade | % of Load | 1 | 2028 | 1.068e-05
ENS | Alternate Scenario | C&I Curtailment | C&I Curtailment-Turnkey-Standard Lighting Control | Large General | Services | % of Load | 1 | 2028 | 1.7103e-05
ENS | Alternate Scenario | C&I Curtailment | C&I Curtailment-Turnkey-Water Heating Control | Large General | Miscellaneous | % of Load | 1 | 2028 | 1.3215e-05
ENS | Alternate Scenario | C&I Curtailment | C&I Curtailment-Turnkey-Water Heating Control | Large General | Retail Trade | % of Load | 1 | 2028 | 1.6262e-06
ENS | Alternate Scenario | C&I Curtailment | C&I Curtailment-Turnkey-Water Heating Control | Large General | Services | % of Load | 1 | 2028 | 2.6041e-06
ENS | Alternate Scenario | C&I Curtailment | C&I Curtailment-Turnkey-Other | Large General | Miscellaneous | % of Load | 1 | 2028 | 0.00028435
ENS | Alternate Scenario | C&I Curtailment | C&I Curtailment-Turnkey-Other | Large General | Retail Trade | % of Load | 1 | 2028 | 1.6968e-05
ENS | Alternate Scenario | C&I Curtailment | C&I Curtailment-Turnkey-Other | Large General | Services | % of Load | 1 | 2028 | 2.7172e-05
ENS | Alternate Scenario | C&I Curtailment | C&I Curtailment-Turnkey-Manual HVAC Control | Small Industrial | Miscellaneous | % of Load | 1 | 2028 | 0.000132
ENS | Alternate Scenario | C&I Curtailment | C&I Curtailment-Turnkey-Manual HVAC Control | Small Industrial | Offices | % of Load | 1 | 2028 | 1.6719e-06
ENS | Alternate Scenario | C&I Curtailment | C&I Curtailment-Turnkey-Manual HVAC Control | Small Industrial | Retail Trade | % of Load | 1 | 2028 | 5.6355e-06
ENS | Alternate Scenario | C&I Curtailment | C&I Curtailment-Turnkey-Manual HVAC Control | Small Industrial | Services | % of Load | 1 | 2028 | 1.7804e-06
ENS | Alternate Scenario | C&I Curtailment | C&I Curtailment-Turnkey-Auto-DR HVAC Control | Small Industrial | Miscellaneous | % of Load | 1 | 2028 | 6.5885e-06
ENS | Alternate Scenario | C&I Curtailment | C&I Curtailment-Turnkey-Auto-DR HVAC Control | Small Industrial | Offices | % of Load | 1 | 2028 | 8.3455e-08
ENS | Alternate Scenario | C&I Curtailment | C&I Curtailment-Turnkey-Auto-DR HVAC Control | Small Industrial | Retail Trade | % of Load | 1 | 2028 | 2.8129e-07
ENS | Alternate Scenario | C&I Curtailment | C&I Curtailment-Turnkey-Auto-DR HVAC Control | Small Industrial | Services | % of Load | 1 | 2028 | 8.8868e-08
ENS | Alternate Scenario | C&I Curtailment | C&I Curtailment-Turnkey-Standard Lighting Control | Small Industrial | Miscellaneous | % of Load | 1 | 2028 | 4.1068e-05
ENS | Alternate Scenario | C&I Curtailment | C&I Curtailment-Turnkey-Standard Lighting Control | Small Industrial | Offices | % of Load | 1 | 2028 | 2.2396e-07
ENS | Alternate Scenario | C&I Curtailment | C&I Curtailment-Turnkey-Standard Lighting Control | Small Industrial | Retail Trade | % of Load | 1 | 2028 | 2.4211e-06
ENS | Alternate Scenario | C&I Curtailment | C&I Curtailment-Turnkey-Standard Lighting Control | Small Industrial | Services | % of Load | 1 | 2028 | 7.649e-07
ENS | Alternate Scenario | C&I Curtailment | C&I Curtailment-Turnkey-Water Heating Control | Small Industrial | Miscellaneous | % of Load | 1 | 2028 | 3.2854e-06
ENS | Alternate Scenario | C&I Curtailment | C&I Curtailment-Turnkey-Water Heating Control | Small Industrial | Offices | % of Load | 1 | 2028 | 1.6854e-08
ENS | Alternate Scenario | C&I Curtailment | C&I Curtailment-Turnkey-Water Heating Control | Small Industrial | Retail Trade | % of Load | 1 | 2028 | 3.1898e-07
ENS | Alternate Scenario | C&I Curtailment | C&I Curtailment-Turnkey-Water Heating Control | Small Industrial | Services | % of Load | 1 | 2028 | 1.0077e-07
ENS | Alternate Scenario | C&I Curtailment | C&I Curtailment-Turnkey-Other | Small Industrial | Miscellaneous | % of Load | 1 | 2028 | 5.0826e-05
ENS | Alternate Scenario | C&I Curtailment | C&I Curtailment-Turnkey-Other | Small Industrial | Offices | % of Load | 1 | 2028 | 3.1849e-07
ENS | Alternate Scenario | C&I Curtailment | C&I Curtailment-Turnkey-Other | Small Industrial | Retail Trade | % of Load | 1 | 2028 | 3.5174e-06
ENS | Alternate Scenario | C&I Curtailment | C&I Curtailment-Turnkey-Other | Small Industrial | Services | % of Load | 1 | 2028 | 1.1112e-06
ENS | Alternate Scenario | C&I Curtailment | C&I Curtailment-Turnkey-Industrial | Small Industrial | Manufacturing | % of Load | 1 | 2028 | 1.2215e-05
ENS | Alternate Scenario | C&I Curtailment | C&I Curtailment-Turnkey-Manual HVAC Control | Medium Industrial | Miscellaneous | % of Load | 1 | 2028 | 0.0021115
ENS | Alternate Scenario | C&I Curtailment | C&I Curtailment-Turnkey-Manual HVAC Control | Medium Industrial | Offices | % of Load | 1 | 2028 | 3.3668e-05
ENS | Alternate Scenario | C&I Curtailment | C&I Curtailment-Turnkey-Manual HVAC Control | Medium Industrial | Retail Trade | % of Load | 1 | 2028 | 0.00047164
ENS | Alternate Scenario | C&I Curtailment | C&I Curtailment-Turnkey-Manual HVAC Control | Medium Industrial | Services | % of Load | 1 | 2028 | 2.1717e-05
ENS | Alternate Scenario | C&I Curtailment | C&I Curtailment-Turnkey-Auto-DR HVAC Control | Medium Industrial | Miscellaneous | % of Load | 1 | 2028 | 0.0001054
ENS | Alternate Scenario | C&I Curtailment | C&I Curtailment-Turnkey-Auto-DR HVAC Control | Medium Industrial | Offices | % of Load | 1 | 2028 | 1.6805e-06
ENS | Alternate Scenario | C&I Curtailment | C&I Curtailment-Turnkey-Auto-DR HVAC Control | Medium Industrial | Retail Trade | % of Load | 1 | 2028 | 2.3542e-05
ENS | Alternate Scenario | C&I Curtailment | C&I Curtailment-Turnkey-Auto-DR HVAC Control | Medium Industrial | Services | % of Load | 1 | 2028 | 1.084e-06
ENS | Alternate Scenario | C&I Curtailment | C&I Curtailment-Turnkey-Standard Lighting Control | Medium Industrial | Miscellaneous | % of Load | 1 | 2028 | 0.00065697
ENS | Alternate Scenario | C&I Curtailment | C&I Curtailment-Turnkey-Standard Lighting Control | Medium Industrial | Offices | % of Load | 1 | 2028 | 4.5099e-06
ENS | Alternate Scenario | C&I Curtailment | C&I Curtailment-Turnkey-Standard Lighting Control | Medium Industrial | Retail Trade | % of Load | 1 | 2028 | 0.00020263
ENS | Alternate Scenario | C&I Curtailment | C&I Curtailment-Turnkey-Standard Lighting Control | Medium Industrial | Services | % of Load | 1 | 2028 | 9.3304e-06
ENS | Alternate Scenario | C&I Curtailment | C&I Curtailment-Turnkey-Water Heating Control | Medium Industrial | Miscellaneous | % of Load | 1 | 2028 | 5.2557e-05
ENS | Alternate Scenario | C&I Curtailment | C&I Curtailment-Turnkey-Water Heating Control | Medium Industrial | Offices | % of Load | 1 | 2028 | 3.394e-07
ENS | Alternate Scenario | C&I Curtailment | C&I Curtailment-Turnkey-Water Heating Control | Medium Industrial | Retail Trade | % of Load | 1 | 2028 | 2.6695e-05
ENS | Alternate Scenario | C&I Curtailment | C&I Curtailment-Turnkey-Water Heating Control | Medium Industrial | Services | % of Load | 1 | 2028 | 1.2292e-06
ENS | Alternate Scenario | C&I Curtailment | C&I Curtailment-Turnkey-Other | Medium Industrial | Miscellaneous | % of Load | 1 | 2028 | 0.00081306
ENS | Alternate Scenario | C&I Curtailment | C&I Curtailment-Turnkey-Other | Medium Industrial | Offices | % of Load | 1 | 2028 | 6.4134e-06
ENS | Alternate Scenario | C&I Curtailment | C&I Curtailment-Turnkey-Other | Medium Industrial | Retail Trade | % of Load | 1 | 2028 | 0.00029437
ENS | Alternate Scenario | C&I Curtailment | C&I Curtailment-Turnkey-Other | Medium Industrial | Services | % of Load | 1 | 2028 | 1.3555e-05
ENS | Alternate Scenario | C&I Curtailment | C&I Curtailment-Turnkey-Manual HVAC Control | Large Industrial | Miscellaneous | % of Load | 1 | 2028 | 4.4352e-05
ENS | Alternate Scenario | C&I Curtailment | C&I Curtailment-Turnkey-Auto-DR HVAC Control | Large Industrial | Miscellaneous | % of Load | 1 | 2028 | 2.2138e-06
ENS | Alternate Scenario | C&I Curtailment | C&I Curtailment-Turnkey-Standard Lighting Control | Large Industrial | Miscellaneous | % of Load | 1 | 2028 | 1.9102e-05
ENS | Alternate Scenario | C&I Curtailment | C&I Curtailment-Turnkey-Water Heating Control | Large Industrial | Miscellaneous | % of Load | 1 | 2028 | 9.2898e-07
ENS | Alternate Scenario | C&I Curtailment | C&I Curtailment-Turnkey-Other | Large Industrial | Miscellaneous | % of Load | 1 | 2028 | 1.9989e-05
ENS | Alternate Scenario | C&I Curtailment | C&I Curtailment-Turnkey-Industrial | Large Industrial | Manufacturing | % of Load | 1 | 2028 | 3.9417e-06
ENS | Alternate Scenario | C&I Loadshift to BUGs | C&I Loadshift to BUGs | Large General | Miscellaneous | % of Load | 1 | 2028 | 0.0020462
ENS | Alternate Scenario | C&I Loadshift to BUGs | C&I Loadshift to BUGs | Small Industrial | Miscellaneous | % of Load | 1 | 2028 | 0.00069376
ENS | Alternate Scenario | C&I Loadshift to BUGs | C&I Loadshift to BUGs | Medium Industrial | Manufacturing | % of Load | 1 | 2028 | 0.00040741
ENS | Alternate Scenario | C&I Loadshift to BUGs | C&I Loadshift to BUGs | Medium Industrial | Miscellaneous | % of Load | 1 | 2028 | 0.0017682
ENS | Alternate Scenario | Dynamic Pricing | Dynamic Pricing with enabling tech. | Small General | Manufacturing | % of Load | 1 | 2028 | 4.2738e-06
ENS | Alternate Scenario | Dynamic Pricing | Dynamic Pricing with enabling tech. | Residential Charitable | Residential LI | % of Load | 1 | 2028 | 0.00038444
ENS | Alternate Scenario | Dynamic Pricing | Dynamic Pricing with enabling tech. | Residential Charitable | Residential Market Rate | % of Load | 1 | 2028 | 0.0021957
ENS | Alternate Scenario | Dynamic Pricing | Dynamic Pricing w/o enabling tech. | Residential Charitable | Residential LI | % of Load | 1 | 2028 | 0.0011307
ENS | Alternate Scenario | Dynamic Pricing | Dynamic Pricing w/o enabling tech. | Residential Charitable | Residential Market Rate | % of Load | 1 | 2028 | 0.0064577
ENS | Alternate Scenario | Behavioral DR | Behavioral DR | Residential Charitable | Residential LI | % of Load | 1 | 2028 | 0.00015812
ENS | Alternate Scenario | Behavioral DR | Behavioral DR | Residential Charitable | Residential Market Rate | % of Load | 1 | 2028 | 0.00090308
ENS | Alternate Scenario | Time-of-Use Rates (TOU) | Time-of-Use Rates (TOU) | Residential Charitable | Residential LI | % of Load | 0 | 2028 | 0.0003113
ENS | Alternate Scenario | Time-of-Use Rates (TOU) | Time-of-Use Rates (TOU) | Residential Charitable | Residential Market Rate | % of Load | 0 | 2028 | 0.0017779
ENS | Alternate Scenario | C&I Curtailment | C&I Curtailment-Turnkey-Manual HVAC Control | General | Miscellaneous | % of Load | 1 | 2029 | 0.0010491
ENS | Alternate Scenario | C&I Curtailment | C&I Curtailment-Turnkey-Manual HVAC Control | General | Offices | % of Load | 1 | 2029 | 7.1388e-05
ENS | Alternate Scenario | C&I Curtailment | C&I Curtailment-Turnkey-Manual HVAC Control | General | Retail Trade | % of Load | 1 | 2029 | 0.00024243
ENS | Alternate Scenario | C&I Curtailment | C&I Curtailment-Turnkey-Manual HVAC Control | General | Services | % of Load | 1 | 2029 | 0.00015674
ENS | Alternate Scenario | C&I Curtailment | C&I Curtailment-Turnkey-Auto-DR HVAC Control | General | Miscellaneous | % of Load | 1 | 2029 | 6.5949e-05
ENS | Alternate Scenario | C&I Curtailment | C&I Curtailment-Turnkey-Auto-DR HVAC Control | General | Offices | % of Load | 1 | 2029 | 4.4878e-06
ENS | Alternate Scenario | C&I Curtailment | C&I Curtailment-Turnkey-Auto-DR HVAC Control | General | Retail Trade | % of Load | 1 | 2029 | 1.524e-05
ENS | Alternate Scenario | C&I Curtailment | C&I Curtailment-Turnkey-Auto-DR HVAC Control | General | Services | % of Load | 1 | 2029 | 9.8532e-06
ENS | Alternate Scenario | C&I Curtailment | C&I Curtailment-Turnkey-Standard Lighting Control | General | Miscellaneous | % of Load | 1 | 2029 | 0.0004355
ENS | Alternate Scenario | C&I Curtailment | C&I Curtailment-Turnkey-Standard Lighting Control | General | Offices | % of Load | 1 | 2029 | 8.686e-06
ENS | Alternate Scenario | C&I Curtailment | C&I Curtailment-Turnkey-Standard Lighting Control | General | Retail Trade | % of Load | 1 | 2029 | 9.691e-05
ENS | Alternate Scenario | C&I Curtailment | C&I Curtailment-Turnkey-Standard Lighting Control | General | Services | % of Load | 1 | 2029 | 6.2729e-05
ENS | Alternate Scenario | C&I Curtailment | C&I Curtailment-Turnkey-Water Heating Control | General | Miscellaneous | % of Load | 1 | 2029 | 2.8388e-05
ENS | Alternate Scenario | C&I Curtailment | C&I Curtailment-Turnkey-Water Heating Control | General | Offices | % of Load | 1 | 2029 | 7.5607e-07
ENS | Alternate Scenario | C&I Curtailment | C&I Curtailment-Turnkey-Water Heating Control | General | Retail Trade | % of Load | 1 | 2029 | 1.5249e-05
ENS | Alternate Scenario | C&I Curtailment | C&I Curtailment-Turnkey-Water Heating Control | General | Services | % of Load | 1 | 2029 | 9.8478e-06
ENS | Alternate Scenario | C&I Curtailment | C&I Curtailment-Turnkey-Other | General | Miscellaneous | % of Load | 1 | 2029 | 0.00049941
ENS | Alternate Scenario | C&I Curtailment | C&I Curtailment-Turnkey-Other | General | Offices | % of Load | 1 | 2029 | 1.3621e-05
ENS | Alternate Scenario | C&I Curtailment | C&I Curtailment-Turnkey-Other | General | Retail Trade | % of Load | 1 | 2029 | 0.00015819
ENS | Alternate Scenario | C&I Curtailment | C&I Curtailment-Turnkey-Other | General | Services | % of Load | 1 | 2029 | 0.00010224
ENS | Alternate Scenario | C&I Curtailment | C&I Curtailment-Turnkey-Manual HVAC Control | Large General | Miscellaneous | % of Load | 1 | 2029 | 0.00072725
ENS | Alternate Scenario | C&I Curtailment | C&I Curtailment-Turnkey-Manual HVAC Control | Large General | Retail Trade | % of Load | 1 | 2029 | 3.0573e-05
ENS | Alternate Scenario | C&I Curtailment | C&I Curtailment-Turnkey-Manual HVAC Control | Large General | Services | % of Load | 1 | 2029 | 4.8959e-05
ENS | Alternate Scenario | C&I Curtailment | C&I Curtailment-Turnkey-Auto-DR HVAC Control | Large General | Miscellaneous | % of Load | 1 | 2029 | 4.5718e-05
ENS | Alternate Scenario | C&I Curtailment | C&I Curtailment-Turnkey-Auto-DR HVAC Control | Large General | Retail Trade | % of Load | 1 | 2029 | 1.9219e-06
ENS | Alternate Scenario | C&I Curtailment | C&I Curtailment-Turnkey-Auto-DR HVAC Control | Large General | Services | % of Load | 1 | 2029 | 3.0777e-06
ENS | Alternate Scenario | C&I Curtailment | C&I Curtailment-Turnkey-Standard Lighting Control | Large General | Miscellaneous | % of Load | 1 | 2029 | 0.0003135
ENS | Alternate Scenario | C&I Curtailment | C&I Curtailment-Turnkey-Standard Lighting Control | Large General | Retail Trade | % of Load | 1 | 2029 | 1.2149e-05
ENS | Alternate Scenario | C&I Curtailment | C&I Curtailment-Turnkey-Standard Lighting Control | Large General | Services | % of Load | 1 | 2029 | 1.9455e-05
ENS | Alternate Scenario | C&I Curtailment | C&I Curtailment-Turnkey-Water Heating Control | Large General | Miscellaneous | % of Load | 1 | 2029 | 1.5581e-05
ENS | Alternate Scenario | C&I Curtailment | C&I Curtailment-Turnkey-Water Heating Control | Large General | Retail Trade | % of Load | 1 | 2029 | 1.9343e-06
ENS | Alternate Scenario | C&I Curtailment | C&I Curtailment-Turnkey-Water Heating Control | Large General | Services | % of Load | 1 | 2029 | 3.0975e-06
ENS | Alternate Scenario | C&I Curtailment | C&I Curtailment-Turnkey-Other | Large General | Miscellaneous | % of Load | 1 | 2029 | 0.00033411
ENS | Alternate Scenario | C&I Curtailment | C&I Curtailment-Turnkey-Other | Large General | Retail Trade | % of Load | 1 | 2029 | 1.998e-05
ENS | Alternate Scenario | C&I Curtailment | C&I Curtailment-Turnkey-Other | Large General | Services | % of Load | 1 | 2029 | 3.1996e-05
ENS | Alternate Scenario | C&I Curtailment | C&I Curtailment-Turnkey-Manual HVAC Control | Small Industrial | Miscellaneous | % of Load | 1 | 2029 | 0.00015193
ENS | Alternate Scenario | C&I Curtailment | C&I Curtailment-Turnkey-Manual HVAC Control | Small Industrial | Offices | % of Load | 1 | 2029 | 1.9356e-06
ENS | Alternate Scenario | C&I Curtailment | C&I Curtailment-Turnkey-Manual HVAC Control | Small Industrial | Retail Trade | % of Load | 1 | 2029 | 6.4519e-06
ENS | Alternate Scenario | C&I Curtailment | C&I Curtailment-Turnkey-Manual HVAC Control | Small Industrial | Services | % of Load | 1 | 2029 | 2.0383e-06
ENS | Alternate Scenario | C&I Curtailment | C&I Curtailment-Turnkey-Auto-DR HVAC Control | Small Industrial | Miscellaneous | % of Load | 1 | 2029 | 9.5511e-06
ENS | Alternate Scenario | C&I Curtailment | C&I Curtailment-Turnkey-Auto-DR HVAC Control | Small Industrial | Offices | % of Load | 1 | 2029 | 1.2168e-07
ENS | Alternate Scenario | C&I Curtailment | C&I Curtailment-Turnkey-Auto-DR HVAC Control | Small Industrial | Retail Trade | % of Load | 1 | 2029 | 4.0559e-07
ENS | Alternate Scenario | C&I Curtailment | C&I Curtailment-Turnkey-Auto-DR HVAC Control | Small Industrial | Services | % of Load | 1 | 2029 | 1.2814e-07
ENS | Alternate Scenario | C&I Curtailment | C&I Curtailment-Turnkey-Standard Lighting Control | Small Industrial | Miscellaneous | % of Load | 1 | 2029 | 4.7097e-05
ENS | Alternate Scenario | C&I Curtailment | C&I Curtailment-Turnkey-Standard Lighting Control | Small Industrial | Offices | % of Load | 1 | 2029 | 2.5557e-07
ENS | Alternate Scenario | C&I Curtailment | C&I Curtailment-Turnkey-Standard Lighting Control | Small Industrial | Retail Trade | % of Load | 1 | 2029 | 2.7794e-06
ENS | Alternate Scenario | C&I Curtailment | C&I Curtailment-Turnkey-Standard Lighting Control | Small Industrial | Services | % of Load | 1 | 2029 | 8.7808e-07
ENS | Alternate Scenario | C&I Curtailment | C&I Curtailment-Turnkey-Water Heating Control | Small Industrial | Miscellaneous | % of Load | 1 | 2029 | 3.8704e-06
ENS | Alternate Scenario | C&I Curtailment | C&I Curtailment-Turnkey-Water Heating Control | Small Industrial | Offices | % of Load | 1 | 2029 | 1.9738e-08
ENS | Alternate Scenario | C&I Curtailment | C&I Curtailment-Turnkey-Water Heating Control | Small Industrial | Retail Trade | % of Load | 1 | 2029 | 3.7482e-07
ENS | Alternate Scenario | C&I Curtailment | C&I Curtailment-Turnkey-Water Heating Control | Small Industrial | Services | % of Load | 1 | 2029 | 1.1841e-07
ENS | Alternate Scenario | C&I Curtailment | C&I Curtailment-Turnkey-Other | Small Industrial | Miscellaneous | % of Load | 1 | 2029 | 5.9613e-05
ENS | Alternate Scenario | C&I Curtailment | C&I Curtailment-Turnkey-Other | Small Industrial | Offices | % of Load | 1 | 2029 | 3.7277e-07
ENS | Alternate Scenario | C&I Curtailment | C&I Curtailment-Turnkey-Other | Small Industrial | Retail Trade | % of Load | 1 | 2029 | 4.125e-06
ENS | Alternate Scenario | C&I Curtailment | C&I Curtailment-Turnkey-Other | Small Industrial | Services | % of Load | 1 | 2029 | 1.3032e-06
ENS | Alternate Scenario | C&I Curtailment | C&I Curtailment-Turnkey-Industrial | Small Industrial | Manufacturing | % of Load | 1 | 2029 | 1.4248e-05
ENS | Alternate Scenario | C&I Curtailment | C&I Curtailment-Turnkey-Manual HVAC Control | Medium Industrial | Miscellaneous | % of Load | 1 | 2029 | 0.0024341
ENS | Alternate Scenario | C&I Curtailment | C&I Curtailment-Turnkey-Manual HVAC Control | Medium Industrial | Offices | % of Load | 1 | 2029 | 3.9035e-05
ENS | Alternate Scenario | C&I Curtailment | C&I Curtailment-Turnkey-Manual HVAC Control | Medium Industrial | Retail Trade | % of Load | 1 | 2029 | 0.00054077
ENS | Alternate Scenario | C&I Curtailment | C&I Curtailment-Turnkey-Manual HVAC Control | Medium Industrial | Services | % of Load | 1 | 2029 | 2.4901e-05
ENS | Alternate Scenario | C&I Curtailment | C&I Curtailment-Turnkey-Auto-DR HVAC Control | Medium Industrial | Miscellaneous | % of Load | 1 | 2029 | 0.00015302
ENS | Alternate Scenario | C&I Curtailment | C&I Curtailment-Turnkey-Auto-DR HVAC Control | Medium Industrial | Offices | % of Load | 1 | 2029 | 2.4539e-06
ENS | Alternate Scenario | C&I Curtailment | C&I Curtailment-Turnkey-Auto-DR HVAC Control | Medium Industrial | Retail Trade | % of Load | 1 | 2029 | 3.3995e-05
ENS | Alternate Scenario | C&I Curtailment | C&I Curtailment-Turnkey-Auto-DR HVAC Control | Medium Industrial | Services | % of Load | 1 | 2029 | 1.5654e-06
ENS | Alternate Scenario | C&I Curtailment | C&I Curtailment-Turnkey-Standard Lighting Control | Medium Industrial | Miscellaneous | % of Load | 1 | 2029 | 0.00075453
ENS | Alternate Scenario | C&I Curtailment | C&I Curtailment-Turnkey-Standard Lighting Control | Medium Industrial | Offices | % of Load | 1 | 2029 | 5.1542e-06
ENS | Alternate Scenario | C&I Curtailment | C&I Curtailment-Turnkey-Standard Lighting Control | Medium Industrial | Retail Trade | % of Load | 1 | 2029 | 0.00023296
ENS | Alternate Scenario | C&I Curtailment | C&I Curtailment-Turnkey-Standard Lighting Control | Medium Industrial | Services | % of Load | 1 | 2029 | 1.0727e-05
ENS | Alternate Scenario | C&I Curtailment | C&I Curtailment-Turnkey-Water Heating Control | Medium Industrial | Miscellaneous | % of Load | 1 | 2029 | 6.2007e-05
ENS | Alternate Scenario | C&I Curtailment | C&I Curtailment-Turnkey-Water Heating Control | Medium Industrial | Offices | % of Load | 1 | 2029 | 3.9805e-07
ENS | Alternate Scenario | C&I Curtailment | C&I Curtailment-Turnkey-Water Heating Control | Medium Industrial | Retail Trade | % of Load | 1 | 2029 | 3.1415e-05
ENS | Alternate Scenario | C&I Curtailment | C&I Curtailment-Turnkey-Water Heating Control | Medium Industrial | Services | % of Load | 1 | 2029 | 1.4466e-06
ENS | Alternate Scenario | C&I Curtailment | C&I Curtailment-Turnkey-Other | Medium Industrial | Miscellaneous | % of Load | 1 | 2029 | 0.00095505
ENS | Alternate Scenario | C&I Curtailment | C&I Curtailment-Turnkey-Other | Medium Industrial | Offices | % of Load | 1 | 2029 | 7.5177e-06
ENS | Alternate Scenario | C&I Curtailment | C&I Curtailment-Turnkey-Other | Medium Industrial | Retail Trade | % of Load | 1 | 2029 | 0.00034573
ENS | Alternate Scenario | C&I Curtailment | C&I Curtailment-Turnkey-Other | Medium Industrial | Services | % of Load | 1 | 2029 | 1.592e-05
ENS | Alternate Scenario | C&I Curtailment | C&I Curtailment-Turnkey-Manual HVAC Control | Large Industrial | Miscellaneous | % of Load | 1 | 2029 | 5.1073e-05
ENS | Alternate Scenario | C&I Curtailment | C&I Curtailment-Turnkey-Auto-DR HVAC Control | Large Industrial | Miscellaneous | % of Load | 1 | 2029 | 3.2106e-06
ENS | Alternate Scenario | C&I Curtailment | C&I Curtailment-Turnkey-Standard Lighting Control | Large Industrial | Miscellaneous | % of Load | 1 | 2029 | 2.2016e-05
ENS | Alternate Scenario | C&I Curtailment | C&I Curtailment-Turnkey-Water Heating Control | Large Industrial | Miscellaneous | % of Load | 1 | 2029 | 1.0942e-06
ENS | Alternate Scenario | C&I Curtailment | C&I Curtailment-Turnkey-Other | Large Industrial | Miscellaneous | % of Load | 1 | 2029 | 2.3464e-05
ENS | Alternate Scenario | C&I Curtailment | C&I Curtailment-Turnkey-Industrial | Large Industrial | Manufacturing | % of Load | 1 | 2029 | 4.603e-06
ENS | Alternate Scenario | C&I Loadshift to BUGs | C&I Loadshift to BUGs | Large General | Miscellaneous | % of Load | 1 | 2029 | 0.002035
ENS | Alternate Scenario | C&I Loadshift to BUGs | C&I Loadshift to BUGs | Small Industrial | Miscellaneous | % of Load | 1 | 2029 | 0.00069691
ENS | Alternate Scenario | C&I Loadshift to BUGs | C&I Loadshift to BUGs | Medium Industrial | Manufacturing | % of Load | 1 | 2029 | 0.00040764
ENS | Alternate Scenario | C&I Loadshift to BUGs | C&I Loadshift to BUGs | Medium Industrial | Miscellaneous | % of Load | 1 | 2029 | 0.0017692
ENS | Alternate Scenario | Dynamic Pricing | Dynamic Pricing with enabling tech. | Small General | Manufacturing | % of Load | 1 | 2029 | 5.1284e-06
ENS | Alternate Scenario | Dynamic Pricing | Dynamic Pricing with enabling tech. | Residential Charitable | Residential LI | % of Load | 1 | 2029 | 0.00080814
ENS | Alternate Scenario | Dynamic Pricing | Dynamic Pricing with enabling tech. | Residential Charitable | Residential Market Rate | % of Load | 1 | 2029 | 0.0046156
ENS | Alternate Scenario | Dynamic Pricing | Dynamic Pricing w/o enabling tech. | Residential Charitable | Residential LI | % of Load | 1 | 2029 | 0.00092457
ENS | Alternate Scenario | Dynamic Pricing | Dynamic Pricing w/o enabling tech. | Residential Charitable | Residential Market Rate | % of Load | 1 | 2029 | 0.0052806
ENS | Alternate Scenario | Behavioral DR | Behavioral DR | Residential Charitable | Residential LI | % of Load | 1 | 2029 | 0.00025032
ENS | Alternate Scenario | Behavioral DR | Behavioral DR | Residential Charitable | Residential Market Rate | % of Load | 1 | 2029 | 0.0014297
ENS | Alternate Scenario | Time-of-Use Rates (TOU) | Time-of-Use Rates (TOU) | Residential Charitable | Residential LI | % of Load | 0 | 2029 | 0.00029852
ENS | Alternate Scenario | Time-of-Use Rates (TOU) | Time-of-Use Rates (TOU) | Residential Charitable | Residential Market Rate | % of Load | 0 | 2029 | 0.0017049
ENS | Alternate Scenario | C&I Curtailment | C&I Curtailment-Turnkey-Manual HVAC Control | General | Miscellaneous | % of Load | 1 | 2030 | 0.0011682
ENS | Alternate Scenario | C&I Curtailment | C&I Curtailment-Turnkey-Manual HVAC Control | General | Offices | % of Load | 1 | 2030 | 8.0277e-05
ENS | Alternate Scenario | C&I Curtailment | C&I Curtailment-Turnkey-Manual HVAC Control | General | Retail Trade | % of Load | 1 | 2030 | 0.0002683
ENS | Alternate Scenario | C&I Curtailment | C&I Curtailment-Turnkey-Manual HVAC Control | General | Services | % of Load | 1 | 2030 | 0.00017347
ENS | Alternate Scenario | C&I Curtailment | C&I Curtailment-Turnkey-Auto-DR HVAC Control | General | Miscellaneous | % of Load | 1 | 2030 | 9.2667e-05
ENS | Alternate Scenario | C&I Curtailment | C&I Curtailment-Turnkey-Auto-DR HVAC Control | General | Offices | % of Load | 1 | 2030 | 6.3682e-06
ENS | Alternate Scenario | C&I Curtailment | C&I Curtailment-Turnkey-Auto-DR HVAC Control | General | Retail Trade | % of Load | 1 | 2030 | 2.1284e-05
ENS | Alternate Scenario | C&I Curtailment | C&I Curtailment-Turnkey-Auto-DR HVAC Control | General | Services | % of Load | 1 | 2030 | 1.3761e-05
ENS | Alternate Scenario | C&I Curtailment | C&I Curtailment-Turnkey-Standard Lighting Control | General | Miscellaneous | % of Load | 1 | 2030 | 0.00048626
ENS | Alternate Scenario | C&I Curtailment | C&I Curtailment-Turnkey-Standard Lighting Control | General | Offices | % of Load | 1 | 2030 | 9.5456e-06
ENS | Alternate Scenario | C&I Curtailment | C&I Curtailment-Turnkey-Standard Lighting Control | General | Retail Trade | % of Load | 1 | 2030 | 0.00010689
ENS | Alternate Scenario | C&I Curtailment | C&I Curtailment-Turnkey-Standard Lighting Control | General | Services | % of Load | 1 | 2030 | 6.9202e-05
ENS | Alternate Scenario | C&I Curtailment | C&I Curtailment-Turnkey-Water Heating Control | General | Miscellaneous | % of Load | 1 | 2030 | 3.2603e-05
ENS | Alternate Scenario | C&I Curtailment | C&I Curtailment-Turnkey-Water Heating Control | General | Offices | % of Load | 1 | 2030 | 8.6569e-07
ENS | Alternate Scenario | C&I Curtailment | C&I Curtailment-Turnkey-Water Heating Control | General | Retail Trade | % of Load | 1 | 2030 | 1.7581e-05
ENS | Alternate Scenario | C&I Curtailment | C&I Curtailment-Turnkey-Water Heating Control | General | Services | % of Load | 1 | 2030 | 1.1352e-05
ENS | Alternate Scenario | C&I Curtailment | C&I Curtailment-Turnkey-Other | General | Miscellaneous | % of Load | 1 | 2030 | 0.00056942
ENS | Alternate Scenario | C&I Curtailment | C&I Curtailment-Turnkey-Other | General | Offices | % of Load | 1 | 2030 | 1.5487e-05
ENS | Alternate Scenario | C&I Curtailment | C&I Curtailment-Turnkey-Other | General | Retail Trade | % of Load | 1 | 2030 | 0.00018062
ENS | Alternate Scenario | C&I Curtailment | C&I Curtailment-Turnkey-Other | General | Services | % of Load | 1 | 2030 | 0.00011673
ENS | Alternate Scenario | C&I Curtailment | C&I Curtailment-Turnkey-Manual HVAC Control | Large General | Miscellaneous | % of Load | 1 | 2030 | 0.00081013
ENS | Alternate Scenario | C&I Curtailment | C&I Curtailment-Turnkey-Manual HVAC Control | Large General | Retail Trade | % of Load | 1 | 2030 | 3.3777e-05
ENS | Alternate Scenario | C&I Curtailment | C&I Curtailment-Turnkey-Manual HVAC Control | Large General | Services | % of Load | 1 | 2030 | 5.4091e-05
ENS | Alternate Scenario | C&I Curtailment | C&I Curtailment-Turnkey-Auto-DR HVAC Control | Large General | Miscellaneous | % of Load | 1 | 2030 | 6.4266e-05
ENS | Alternate Scenario | C&I Curtailment | C&I Curtailment-Turnkey-Auto-DR HVAC Control | Large General | Retail Trade | % of Load | 1 | 2030 | 2.6795e-06
ENS | Alternate Scenario | C&I Curtailment | C&I Curtailment-Turnkey-Auto-DR HVAC Control | Large General | Services | % of Load | 1 | 2030 | 4.2909e-06
ENS | Alternate Scenario | C&I Curtailment | C&I Curtailment-Turnkey-Standard Lighting Control | Large General | Miscellaneous | % of Load | 1 | 2030 | 0.00035021
ENS | Alternate Scenario | C&I Curtailment | C&I Curtailment-Turnkey-Standard Lighting Control | Large General | Retail Trade | % of Load | 1 | 2030 | 1.3369e-05
ENS | Alternate Scenario | C&I Curtailment | C&I Curtailment-Turnkey-Standard Lighting Control | Large General | Services | % of Load | 1 | 2030 | 2.1409e-05
ENS | Alternate Scenario | C&I Curtailment | C&I Curtailment-Turnkey-Water Heating Control | Large General | Miscellaneous | % of Load | 1 | 2030 | 1.7785e-05
ENS | Alternate Scenario | C&I Curtailment | C&I Curtailment-Turnkey-Water Heating Control | Large General | Retail Trade | % of Load | 1 | 2030 | 2.2281e-06
ENS | Alternate Scenario | C&I Curtailment | C&I Curtailment-Turnkey-Water Heating Control | Large General | Services | % of Load | 1 | 2030 | 3.5681e-06
ENS | Alternate Scenario | C&I Curtailment | C&I Curtailment-Turnkey-Other | Large General | Miscellaneous | % of Load | 1 | 2030 | 0.00038013
ENS | Alternate Scenario | C&I Curtailment | C&I Curtailment-Turnkey-Other | Large General | Retail Trade | % of Load | 1 | 2030 | 2.2782e-05
ENS | Alternate Scenario | C&I Curtailment | C&I Curtailment-Turnkey-Other | Large General | Services | % of Load | 1 | 2030 | 3.6482e-05
ENS | Alternate Scenario | C&I Curtailment | C&I Curtailment-Turnkey-Manual HVAC Control | Small Industrial | Miscellaneous | % of Load | 1 | 2030 | 0.00016927
ENS | Alternate Scenario | C&I Curtailment | C&I Curtailment-Turnkey-Manual HVAC Control | Small Industrial | Offices | % of Load | 1 | 2030 | 2.1691e-06
ENS | Alternate Scenario | C&I Curtailment | C&I Curtailment-Turnkey-Manual HVAC Control | Small Industrial | Retail Trade | % of Load | 1 | 2030 | 7.1494e-06
ENS | Alternate Scenario | C&I Curtailment | C&I Curtailment-Turnkey-Manual HVAC Control | Small Industrial | Services | % of Load | 1 | 2030 | 2.2587e-06
ENS | Alternate Scenario | C&I Curtailment | C&I Curtailment-Turnkey-Auto-DR HVAC Control | Small Industrial | Miscellaneous | % of Load | 1 | 2030 | 1.3428e-05
ENS | Alternate Scenario | C&I Curtailment | C&I Curtailment-Turnkey-Auto-DR HVAC Control | Small Industrial | Offices | % of Load | 1 | 2030 | 1.7207e-07
ENS | Alternate Scenario | C&I Curtailment | C&I Curtailment-Turnkey-Auto-DR HVAC Control | Small Industrial | Retail Trade | % of Load | 1 | 2030 | 5.6715e-07
ENS | Alternate Scenario | C&I Curtailment | C&I Curtailment-Turnkey-Auto-DR HVAC Control | Small Industrial | Services | % of Load | 1 | 2030 | 1.7918e-07
ENS | Alternate Scenario | C&I Curtailment | C&I Curtailment-Turnkey-Standard Lighting Control | Small Industrial | Miscellaneous | % of Load | 1 | 2030 | 5.2373e-05
ENS | Alternate Scenario | C&I Curtailment | C&I Curtailment-Turnkey-Standard Lighting Control | Small Industrial | Offices | % of Load | 1 | 2030 | 2.8277e-07
ENS | Alternate Scenario | C&I Curtailment | C&I Curtailment-Turnkey-Standard Lighting Control | Small Industrial | Retail Trade | % of Load | 1 | 2030 | 3.0941e-06
ENS | Alternate Scenario | C&I Curtailment | C&I Curtailment-Turnkey-Standard Lighting Control | Small Industrial | Services | % of Load | 1 | 2030 | 9.7749e-07
ENS | Alternate Scenario | C&I Curtailment | C&I Curtailment-Turnkey-Water Heating Control | Small Industrial | Miscellaneous | % of Load | 1 | 2030 | 4.4218e-06
ENS | Alternate Scenario | C&I Curtailment | C&I Curtailment-Turnkey-Water Heating Control | Small Industrial | Offices | % of Load | 1 | 2030 | 2.2413e-08
ENS | Alternate Scenario | C&I Curtailment | C&I Curtailment-Turnkey-Water Heating Control | Small Industrial | Retail Trade | % of Load | 1 | 2030 | 4.2709e-07
ENS | Alternate Scenario | C&I Curtailment | C&I Curtailment-Turnkey-Water Heating Control | Small Industrial | Services | % of Load | 1 | 2030 | 1.3493e-07
ENS | Alternate Scenario | C&I Curtailment | C&I Curtailment-Turnkey-Other | Small Industrial | Miscellaneous | % of Load | 1 | 2030 | 6.781e-05
ENS | Alternate Scenario | C&I Curtailment | C&I Curtailment-Turnkey-Other | Small Industrial | Offices | % of Load | 1 | 2030 | 4.2314e-07
ENS | Alternate Scenario | C&I Curtailment | C&I Curtailment-Turnkey-Other | Small Industrial | Retail Trade | % of Load | 1 | 2030 | 4.6914e-06
ENS | Alternate Scenario | C&I Curtailment | C&I Curtailment-Turnkey-Other | Small Industrial | Services | % of Load | 1 | 2030 | 1.4821e-06
ENS | Alternate Scenario | C&I Curtailment | C&I Curtailment-Turnkey-Industrial | Small Industrial | Manufacturing | % of Load | 1 | 2030 | 1.6119e-05
ENS | Alternate Scenario | C&I Curtailment | C&I Curtailment-Turnkey-Manual HVAC Control | Medium Industrial | Miscellaneous | % of Load | 1 | 2030 | 0.0027125
ENS | Alternate Scenario | C&I Curtailment | C&I Curtailment-Turnkey-Manual HVAC Control | Medium Industrial | Offices | % of Load | 1 | 2030 | 4.3756e-05
ENS | Alternate Scenario | C&I Curtailment | C&I Curtailment-Turnkey-Manual HVAC Control | Medium Industrial | Retail Trade | % of Load | 1 | 2030 | 0.00059938
ENS | Alternate Scenario | C&I Curtailment | C&I Curtailment-Turnkey-Manual HVAC Control | Medium Industrial | Services | % of Load | 1 | 2030 | 2.76e-05
ENS | Alternate Scenario | C&I Curtailment | C&I Curtailment-Turnkey-Auto-DR HVAC Control | Medium Industrial | Miscellaneous | % of Load | 1 | 2030 | 0.00021518
ENS | Alternate Scenario | C&I Curtailment | C&I Curtailment-Turnkey-Auto-DR HVAC Control | Medium Industrial | Offices | % of Load | 1 | 2030 | 3.471e-06
ENS | Alternate Scenario | C&I Curtailment | C&I Curtailment-Turnkey-Auto-DR HVAC Control | Medium Industrial | Retail Trade | % of Load | 1 | 2030 | 4.7548e-05
ENS | Alternate Scenario | C&I Curtailment | C&I Curtailment-Turnkey-Auto-DR HVAC Control | Medium Industrial | Services | % of Load | 1 | 2030 | 2.1894e-06
ENS | Alternate Scenario | C&I Curtailment | C&I Curtailment-Turnkey-Standard Lighting Control | Medium Industrial | Miscellaneous | % of Load | 1 | 2030 | 0.00083928
ENS | Alternate Scenario | C&I Curtailment | C&I Curtailment-Turnkey-Standard Lighting Control | Medium Industrial | Offices | % of Load | 1 | 2030 | 5.7042e-06
ENS | Alternate Scenario | C&I Curtailment | C&I Curtailment-Turnkey-Standard Lighting Control | Medium Industrial | Retail Trade | % of Load | 1 | 2030 | 0.0002594
ENS | Alternate Scenario | C&I Curtailment | C&I Curtailment-Turnkey-Standard Lighting Control | Medium Industrial | Services | % of Load | 1 | 2030 | 1.1944e-05
ENS | Alternate Scenario | C&I Curtailment | C&I Curtailment-Turnkey-Water Heating Control | Medium Industrial | Miscellaneous | % of Load | 1 | 2030 | 7.0859e-05
ENS | Alternate Scenario | C&I Curtailment | C&I Curtailment-Turnkey-Water Heating Control | Medium Industrial | Offices | % of Load | 1 | 2030 | 4.5212e-07
ENS | Alternate Scenario | C&I Curtailment | C&I Curtailment-Turnkey-Water Heating Control | Medium Industrial | Retail Trade | % of Load | 1 | 2030 | 3.5806e-05
ENS | Alternate Scenario | C&I Curtailment | C&I Curtailment-Turnkey-Water Heating Control | Medium Industrial | Services | % of Load | 1 | 2030 | 1.6488e-06
ENS | Alternate Scenario | C&I Curtailment | C&I Curtailment-Turnkey-Other | Medium Industrial | Miscellaneous | % of Load | 1 | 2030 | 0.0010867
ENS | Alternate Scenario | C&I Curtailment | C&I Curtailment-Turnkey-Other | Medium Industrial | Offices | % of Load | 1 | 2030 | 8.5356e-06
ENS | Alternate Scenario | C&I Curtailment | C&I Curtailment-Turnkey-Other | Medium Industrial | Retail Trade | % of Load | 1 | 2030 | 0.00039331
ENS | Alternate Scenario | C&I Curtailment | C&I Curtailment-Turnkey-Other | Medium Industrial | Services | % of Load | 1 | 2030 | 1.8111e-05
ENS | Alternate Scenario | C&I Curtailment | C&I Curtailment-Turnkey-Manual HVAC Control | Large Industrial | Miscellaneous | % of Load | 1 | 2030 | 5.6864e-05
ENS | Alternate Scenario | C&I Curtailment | C&I Curtailment-Turnkey-Auto-DR HVAC Control | Large Industrial | Miscellaneous | % of Load | 1 | 2030 | 4.5109e-06
ENS | Alternate Scenario | C&I Curtailment | C&I Curtailment-Turnkey-Standard Lighting Control | Large Industrial | Miscellaneous | % of Load | 1 | 2030 | 2.4582e-05
ENS | Alternate Scenario | C&I Curtailment | C&I Curtailment-Turnkey-Water Heating Control | Large Industrial | Miscellaneous | % of Load | 1 | 2030 | 1.2483e-06
ENS | Alternate Scenario | C&I Curtailment | C&I Curtailment-Turnkey-Other | Large Industrial | Miscellaneous | % of Load | 1 | 2030 | 2.6681e-05
ENS | Alternate Scenario | C&I Curtailment | C&I Curtailment-Turnkey-Industrial | Large Industrial | Manufacturing | % of Load | 1 | 2030 | 5.2074e-06
ENS | Alternate Scenario | C&I Loadshift to BUGs | C&I Loadshift to BUGs | Large General | Miscellaneous | % of Load | 1 | 2030 | 0.0020149
ENS | Alternate Scenario | C&I Loadshift to BUGs | C&I Loadshift to BUGs | Small Industrial | Miscellaneous | % of Load | 1 | 2030 | 0.00069734
ENS | Alternate Scenario | C&I Loadshift to BUGs | C&I Loadshift to BUGs | Medium Industrial | Manufacturing | % of Load | 1 | 2030 | 0.00040659
ENS | Alternate Scenario | C&I Loadshift to BUGs | C&I Loadshift to BUGs | Medium Industrial | Miscellaneous | % of Load | 1 | 2030 | 0.0017646
ENS | Alternate Scenario | Dynamic Pricing | Dynamic Pricing with enabling tech. | Small General | Manufacturing | % of Load | 1 | 2030 | 5.5463e-06
ENS | Alternate Scenario | Dynamic Pricing | Dynamic Pricing with enabling tech. | Residential Charitable | Residential LI | % of Load | 1 | 2030 | 0.0015295
ENS | Alternate Scenario | Dynamic Pricing | Dynamic Pricing with enabling tech. | Residential Charitable | Residential Market Rate | % of Load | 1 | 2030 | 0.0087356
ENS | Alternate Scenario | Dynamic Pricing | Dynamic Pricing w/o enabling tech. | Residential Charitable | Residential LI | % of Load | 1 | 2030 | 0.00053984
ENS | Alternate Scenario | Dynamic Pricing | Dynamic Pricing w/o enabling tech. | Residential Charitable | Residential Market Rate | % of Load | 1 | 2030 | 0.0030833
ENS | Alternate Scenario | Behavioral DR | Behavioral DR | Residential Charitable | Residential LI | % of Load | 1 | 2030 | 0.00029378
ENS | Alternate Scenario | Behavioral DR | Behavioral DR | Residential Charitable | Residential Market Rate | % of Load | 1 | 2030 | 0.0016779
ENS | Alternate Scenario | Time-of-Use Rates (TOU) | Time-of-Use Rates (TOU) | Residential Charitable | Residential LI | % of Load | 0 | 2030 | 0.00029276
ENS | Alternate Scenario | Time-of-Use Rates (TOU) | Time-of-Use Rates (TOU) | Residential Charitable | Residential Market Rate | % of Load | 0 | 2030 | 0.0016721
ENS | Alternate Scenario | C&I Curtailment | C&I Curtailment-Turnkey-Manual HVAC Control | General | Miscellaneous | % of Load | 1 | 2031 | 0.0012951
ENS | Alternate Scenario | C&I Curtailment | C&I Curtailment-Turnkey-Manual HVAC Control | General | Offices | % of Load | 1 | 2031 | 8.9003e-05
ENS | Alternate Scenario | C&I Curtailment | C&I Curtailment-Turnkey-Manual HVAC Control | General | Retail Trade | % of Load | 1 | 2031 | 0.00029747
ENS | Alternate Scenario | C&I Curtailment | C&I Curtailment-Turnkey-Manual HVAC Control | General | Services | % of Load | 1 | 2031 | 0.00019233
ENS | Alternate Scenario | C&I Curtailment | C&I Curtailment-Turnkey-Auto-DR HVAC Control | General | Miscellaneous | % of Load | 1 | 2031 | 0.00012843
ENS | Alternate Scenario | C&I Curtailment | C&I Curtailment-Turnkey-Auto-DR HVAC Control | General | Offices | % of Load | 1 | 2031 | 8.8255e-06
ENS | Alternate Scenario | C&I Curtailment | C&I Curtailment-Turnkey-Auto-DR HVAC Control | General | Retail Trade | % of Load | 1 | 2031 | 2.9497e-05
ENS | Alternate Scenario | C&I Curtailment | C&I Curtailment-Turnkey-Auto-DR HVAC Control | General | Services | % of Load | 1 | 2031 | 1.9071e-05
ENS | Alternate Scenario | C&I Curtailment | C&I Curtailment-Turnkey-Standard Lighting Control | General | Miscellaneous | % of Load | 1 | 2031 | 0.00053911
ENS | Alternate Scenario | C&I Curtailment | C&I Curtailment-Turnkey-Standard Lighting Control | General | Offices | % of Load | 1 | 2031 | 1.0583e-05
ENS | Alternate Scenario | C&I Curtailment | C&I Curtailment-Turnkey-Standard Lighting Control | General | Retail Trade | % of Load | 1 | 2031 | 0.00011851
ENS | Alternate Scenario | C&I Curtailment | C&I Curtailment-Turnkey-Standard Lighting Control | General | Services | % of Load | 1 | 2031 | 7.6724e-05
ENS | Alternate Scenario | C&I Curtailment | C&I Curtailment-Turnkey-Water Heating Control | General | Miscellaneous | % of Load | 1 | 2031 | 3.6147e-05
ENS | Alternate Scenario | C&I Curtailment | C&I Curtailment-Turnkey-Water Heating Control | General | Offices | % of Load | 1 | 2031 | 9.598e-07
ENS | Alternate Scenario | C&I Curtailment | C&I Curtailment-Turnkey-Water Heating Control | General | Retail Trade | % of Load | 1 | 2031 | 1.9492e-05
ENS | Alternate Scenario | C&I Curtailment | C&I Curtailment-Turnkey-Water Heating Control | General | Services | % of Load | 1 | 2031 | 1.2586e-05
ENS | Alternate Scenario | C&I Curtailment | C&I Curtailment-Turnkey-Other | General | Miscellaneous | % of Load | 1 | 2031 | 0.00063132
ENS | Alternate Scenario | C&I Curtailment | C&I Curtailment-Turnkey-Other | General | Offices | % of Load | 1 | 2031 | 1.717e-05
ENS | Alternate Scenario | C&I Curtailment | C&I Curtailment-Turnkey-Other | General | Retail Trade | % of Load | 1 | 2031 | 0.00020025
ENS | Alternate Scenario | C&I Curtailment | C&I Curtailment-Turnkey-Other | General | Services | % of Load | 1 | 2031 | 0.00012942
ENS | Alternate Scenario | C&I Curtailment | C&I Curtailment-Turnkey-Manual HVAC Control | Large General | Miscellaneous | % of Load | 1 | 2031 | 0.00089812
ENS | Alternate Scenario | C&I Curtailment | C&I Curtailment-Turnkey-Manual HVAC Control | Large General | Retail Trade | % of Load | 1 | 2031 | 3.7446e-05
ENS | Alternate Scenario | C&I Curtailment | C&I Curtailment-Turnkey-Manual HVAC Control | Large General | Services | % of Load | 1 | 2031 | 5.9965e-05
ENS | Alternate Scenario | C&I Curtailment | C&I Curtailment-Turnkey-Auto-DR HVAC Control | Large General | Miscellaneous | % of Load | 1 | 2031 | 8.9058e-05
ENS | Alternate Scenario | C&I Curtailment | C&I Curtailment-Turnkey-Auto-DR HVAC Control | Large General | Retail Trade | % of Load | 1 | 2031 | 3.7131e-06
ENS | Alternate Scenario | C&I Curtailment | C&I Curtailment-Turnkey-Auto-DR HVAC Control | Large General | Services | % of Load | 1 | 2031 | 5.9462e-06
ENS | Alternate Scenario | C&I Curtailment | C&I Curtailment-Turnkey-Standard Lighting Control | Large General | Miscellaneous | % of Load | 1 | 2031 | 0.00038825
ENS | Alternate Scenario | C&I Curtailment | C&I Curtailment-Turnkey-Standard Lighting Control | Large General | Retail Trade | % of Load | 1 | 2031 | 1.4821e-05
ENS | Alternate Scenario | C&I Curtailment | C&I Curtailment-Turnkey-Standard Lighting Control | Large General | Services | % of Load | 1 | 2031 | 2.3734e-05
ENS | Alternate Scenario | C&I Curtailment | C&I Curtailment-Turnkey-Water Heating Control | Large General | Miscellaneous | % of Load | 1 | 2031 | 1.9716e-05
ENS | Alternate Scenario | C&I Curtailment | C&I Curtailment-Turnkey-Water Heating Control | Large General | Retail Trade | % of Load | 1 | 2031 | 2.4701e-06
ENS | Alternate Scenario | C&I Curtailment | C&I Curtailment-Turnkey-Water Heating Control | Large General | Services | % of Load | 1 | 2031 | 3.9556e-06
ENS | Alternate Scenario | C&I Curtailment | C&I Curtailment-Turnkey-Other | Large General | Miscellaneous | % of Load | 1 | 2031 | 0.00042141
ENS | Alternate Scenario | C&I Curtailment | C&I Curtailment-Turnkey-Other | Large General | Retail Trade | % of Load | 1 | 2031 | 2.5256e-05
ENS | Alternate Scenario | C&I Curtailment | C&I Curtailment-Turnkey-Other | Large General | Services | % of Load | 1 | 2031 | 4.0445e-05
ENS | Alternate Scenario | C&I Curtailment | C&I Curtailment-Turnkey-Manual HVAC Control | Small Industrial | Miscellaneous | % of Load | 1 | 2031 | 0.00018756
ENS | Alternate Scenario | C&I Curtailment | C&I Curtailment-Turnkey-Manual HVAC Control | Small Industrial | Offices | % of Load | 1 | 2031 | 2.4035e-06
ENS | Alternate Scenario | C&I Curtailment | C&I Curtailment-Turnkey-Manual HVAC Control | Small Industrial | Retail Trade | % of Load | 1 | 2031 | 7.922e-06
ENS | Alternate Scenario | C&I Curtailment | C&I Curtailment-Turnkey-Manual HVAC Control | Small Industrial | Services | % of Load | 1 | 2031 | 2.5028e-06
ENS | Alternate Scenario | C&I Curtailment | C&I Curtailment-Turnkey-Auto-DR HVAC Control | Small Industrial | Miscellaneous | % of Load | 1 | 2031 | 1.8598e-05
ENS | Alternate Scenario | C&I Curtailment | C&I Curtailment-Turnkey-Auto-DR HVAC Control | Small Industrial | Offices | % of Load | 1 | 2031 | 2.3833e-07
ENS | Alternate Scenario | C&I Curtailment | C&I Curtailment-Turnkey-Auto-DR HVAC Control | Small Industrial | Retail Trade | % of Load | 1 | 2031 | 7.8555e-07
ENS | Alternate Scenario | C&I Curtailment | C&I Curtailment-Turnkey-Auto-DR HVAC Control | Small Industrial | Services | % of Load | 1 | 2031 | 2.4818e-07
ENS | Alternate Scenario | C&I Curtailment | C&I Curtailment-Turnkey-Standard Lighting Control | Small Industrial | Miscellaneous | % of Load | 1 | 2031 | 5.8034e-05
ENS | Alternate Scenario | C&I Curtailment | C&I Curtailment-Turnkey-Standard Lighting Control | Small Industrial | Offices | % of Load | 1 | 2031 | 3.1333e-07
ENS | Alternate Scenario | C&I Curtailment | C&I Curtailment-Turnkey-Standard Lighting Control | Small Industrial | Retail Trade | % of Load | 1 | 2031 | 3.4285e-06
ENS | Alternate Scenario | C&I Curtailment | C&I Curtailment-Turnkey-Standard Lighting Control | Small Industrial | Services | % of Load | 1 | 2031 | 1.0831e-06
ENS | Alternate Scenario | C&I Curtailment | C&I Curtailment-Turnkey-Water Heating Control | Small Industrial | Miscellaneous | % of Load | 1 | 2031 | 4.8997e-06
ENS | Alternate Scenario | C&I Curtailment | C&I Curtailment-Turnkey-Water Heating Control | Small Industrial | Offices | % of Load | 1 | 2031 | 2.4835e-08
ENS | Alternate Scenario | C&I Curtailment | C&I Curtailment-Turnkey-Water Heating Control | Small Industrial | Retail Trade | % of Load | 1 | 2031 | 4.7325e-07
ENS | Alternate Scenario | C&I Curtailment | C&I Curtailment-Turnkey-Water Heating Control | Small Industrial | Services | % of Load | 1 | 2031 | 1.4951e-07
ENS | Alternate Scenario | C&I Curtailment | C&I Curtailment-Turnkey-Other | Small Industrial | Miscellaneous | % of Load | 1 | 2031 | 7.5139e-05
ENS | Alternate Scenario | C&I Curtailment | C&I Curtailment-Turnkey-Other | Small Industrial | Offices | % of Load | 1 | 2031 | 4.6887e-07
ENS | Alternate Scenario | C&I Curtailment | C&I Curtailment-Turnkey-Other | Small Industrial | Retail Trade | % of Load | 1 | 2031 | 5.1985e-06
ENS | Alternate Scenario | C&I Curtailment | C&I Curtailment-Turnkey-Other | Small Industrial | Services | % of Load | 1 | 2031 | 1.6423e-06
ENS | Alternate Scenario | C&I Curtailment | C&I Curtailment-Turnkey-Industrial | Small Industrial | Manufacturing | % of Load | 1 | 2031 | 1.7861e-05
ENS | Alternate Scenario | C&I Curtailment | C&I Curtailment-Turnkey-Manual HVAC Control | Medium Industrial | Miscellaneous | % of Load | 1 | 2031 | 0.003005
ENS | Alternate Scenario | C&I Curtailment | C&I Curtailment-Turnkey-Manual HVAC Control | Medium Industrial | Offices | % of Load | 1 | 2031 | 4.8474e-05
ENS | Alternate Scenario | C&I Curtailment | C&I Curtailment-Turnkey-Manual HVAC Control | Medium Industrial | Retail Trade | % of Load | 1 | 2031 | 0.00066401
ENS | Alternate Scenario | C&I Curtailment | C&I Curtailment-Turnkey-Manual HVAC Control | Medium Industrial | Services | % of Load | 1 | 2031 | 3.0576e-05
ENS | Alternate Scenario | C&I Curtailment | C&I Curtailment-Turnkey-Auto-DR HVAC Control | Medium Industrial | Miscellaneous | % of Load | 1 | 2031 | 0.00029798
ENS | Alternate Scenario | C&I Curtailment | C&I Curtailment-Turnkey-Auto-DR HVAC Control | Medium Industrial | Offices | % of Load | 1 | 2031 | 4.8067e-06
ENS | Alternate Scenario | C&I Curtailment | C&I Curtailment-Turnkey-Auto-DR HVAC Control | Medium Industrial | Retail Trade | % of Load | 1 | 2031 | 6.5844e-05
ENS | Alternate Scenario | C&I Curtailment | C&I Curtailment-Turnkey-Auto-DR HVAC Control | Medium Industrial | Services | % of Load | 1 | 2031 | 3.0319e-06
ENS | Alternate Scenario | C&I Curtailment | C&I Curtailment-Turnkey-Standard Lighting Control | Medium Industrial | Miscellaneous | % of Load | 1 | 2031 | 0.00092979
ENS | Alternate Scenario | C&I Curtailment | C&I Curtailment-Turnkey-Standard Lighting Control | Medium Industrial | Offices | % of Load | 1 | 2031 | 6.3193e-06
ENS | Alternate Scenario | C&I Curtailment | C&I Curtailment-Turnkey-Standard Lighting Control | Medium Industrial | Retail Trade | % of Load | 1 | 2031 | 0.00028737
ENS | Alternate Scenario | C&I Curtailment | C&I Curtailment-Turnkey-Standard Lighting Control | Medium Industrial | Services | % of Load | 1 | 2031 | 1.3232e-05
ENS | Alternate Scenario | C&I Curtailment | C&I Curtailment-Turnkey-Water Heating Control | Medium Industrial | Miscellaneous | % of Load | 1 | 2031 | 7.85e-05
ENS | Alternate Scenario | C&I Curtailment | C&I Curtailment-Turnkey-Water Heating Control | Medium Industrial | Offices | % of Load | 1 | 2031 | 5.0087e-07
ENS | Alternate Scenario | C&I Curtailment | C&I Curtailment-Turnkey-Water Heating Control | Medium Industrial | Retail Trade | % of Load | 1 | 2031 | 3.9667e-05
ENS | Alternate Scenario | C&I Curtailment | C&I Curtailment-Turnkey-Water Heating Control | Medium Industrial | Services | % of Load | 1 | 2031 | 1.8266e-06
ENS | Alternate Scenario | C&I Curtailment | C&I Curtailment-Turnkey-Other | Medium Industrial | Miscellaneous | % of Load | 1 | 2031 | 0.0012038
ENS | Alternate Scenario | C&I Curtailment | C&I Curtailment-Turnkey-Other | Medium Industrial | Offices | % of Load | 1 | 2031 | 9.4561e-06
ENS | Alternate Scenario | C&I Curtailment | C&I Curtailment-Turnkey-Other | Medium Industrial | Retail Trade | % of Load | 1 | 2031 | 0.00043573
ENS | Alternate Scenario | C&I Curtailment | C&I Curtailment-Turnkey-Other | Medium Industrial | Services | % of Load | 1 | 2031 | 2.0064e-05
ENS | Alternate Scenario | C&I Curtailment | C&I Curtailment-Turnkey-Manual HVAC Control | Large Industrial | Miscellaneous | % of Load | 1 | 2031 | 6.3061e-05
ENS | Alternate Scenario | C&I Curtailment | C&I Curtailment-Turnkey-Auto-DR HVAC Control | Large Industrial | Miscellaneous | % of Load | 1 | 2031 | 6.2532e-06
ENS | Alternate Scenario | C&I Curtailment | C&I Curtailment-Turnkey-Standard Lighting Control | Large Industrial | Miscellaneous | % of Load | 1 | 2031 | 2.7261e-05
ENS | Alternate Scenario | C&I Curtailment | C&I Curtailment-Turnkey-Water Heating Control | Large Industrial | Miscellaneous | % of Load | 1 | 2031 | 1.3844e-06
ENS | Alternate Scenario | C&I Curtailment | C&I Curtailment-Turnkey-Other | Large Industrial | Miscellaneous | % of Load | 1 | 2031 | 2.9589e-05
ENS | Alternate Scenario | C&I Curtailment | C&I Curtailment-Turnkey-Industrial | Large Industrial | Manufacturing | % of Load | 1 | 2031 | 5.7749e-06
ENS | Alternate Scenario | C&I Loadshift to BUGs | C&I Loadshift to BUGs | Large General | Miscellaneous | % of Load | 1 | 2031 | 0.0020066
ENS | Alternate Scenario | C&I Loadshift to BUGs | C&I Loadshift to BUGs | Small Industrial | Miscellaneous | % of Load | 1 | 2031 | 0.00070163
ENS | Alternate Scenario | C&I Loadshift to BUGs | C&I Loadshift to BUGs | Medium Industrial | Manufacturing | % of Load | 1 | 2031 | 0.00040768
ENS | Alternate Scenario | C&I Loadshift to BUGs | C&I Loadshift to BUGs | Medium Industrial | Miscellaneous | % of Load | 1 | 2031 | 0.0017693
ENS | Alternate Scenario | Dynamic Pricing | Dynamic Pricing with enabling tech. | Small General | Manufacturing | % of Load | 1 | 2031 | 5.659e-06
ENS | Alternate Scenario | Dynamic Pricing | Dynamic Pricing with enabling tech. | Residential Charitable | Residential LI | % of Load | 1 | 2031 | 0.0025447
ENS | Alternate Scenario | Dynamic Pricing | Dynamic Pricing with enabling tech. | Residential Charitable | Residential Market Rate | % of Load | 1 | 2031 | 0.014534
ENS | Alternate Scenario | Behavioral DR | Behavioral DR | Residential Charitable | Residential LI | % of Load | 1 | 2031 | 0.00030358
ENS | Alternate Scenario | Behavioral DR | Behavioral DR | Residential Charitable | Residential Market Rate | % of Load | 1 | 2031 | 0.0017339
ENS | Alternate Scenario | Time-of-Use Rates (TOU) | Time-of-Use Rates (TOU) | Residential Charitable | Residential LI | % of Load | 0 | 2031 | 0.00026564
ENS | Alternate Scenario | Time-of-Use Rates (TOU) | Time-of-Use Rates (TOU) | Residential Charitable | Residential Market Rate | % of Load | 0 | 2031 | 0.0015172
ENS | Alternate Scenario | C&I Curtailment | C&I Curtailment-Turnkey-Manual HVAC Control | General | Miscellaneous | % of Load | 1 | 2032 | 0.0012968
ENS | Alternate Scenario | C&I Curtailment | C&I Curtailment-Turnkey-Manual HVAC Control | General | Offices | % of Load | 1 | 2032 | 8.9118e-05
ENS | Alternate Scenario | C&I Curtailment | C&I Curtailment-Turnkey-Manual HVAC Control | General | Retail Trade | % of Load | 1 | 2032 | 0.00029785
ENS | Alternate Scenario | C&I Curtailment | C&I Curtailment-Turnkey-Manual HVAC Control | General | Services | % of Load | 1 | 2032 | 0.00019258
ENS | Alternate Scenario | C&I Curtailment | C&I Curtailment-Turnkey-Auto-DR HVAC Control | General | Miscellaneous | % of Load | 1 | 2032 | 0.00016074
ENS | Alternate Scenario | C&I Curtailment | C&I Curtailment-Turnkey-Auto-DR HVAC Control | General | Offices | % of Load | 1 | 2032 | 1.1046e-05
ENS | Alternate Scenario | C&I Curtailment | C&I Curtailment-Turnkey-Auto-DR HVAC Control | General | Retail Trade | % of Load | 1 | 2032 | 3.6919e-05
ENS | Alternate Scenario | C&I Curtailment | C&I Curtailment-Turnkey-Auto-DR HVAC Control | General | Services | % of Load | 1 | 2032 | 2.387e-05
ENS | Alternate Scenario | C&I Curtailment | C&I Curtailment-Turnkey-Standard Lighting Control | General | Miscellaneous | % of Load | 1 | 2032 | 0.00053981
ENS | Alternate Scenario | C&I Curtailment | C&I Curtailment-Turnkey-Standard Lighting Control | General | Offices | % of Load | 1 | 2032 | 1.0597e-05
ENS | Alternate Scenario | C&I Curtailment | C&I Curtailment-Turnkey-Standard Lighting Control | General | Retail Trade | % of Load | 1 | 2032 | 0.00011866
ENS | Alternate Scenario | C&I Curtailment | C&I Curtailment-Turnkey-Standard Lighting Control | General | Services | % of Load | 1 | 2032 | 7.6824e-05
ENS | Alternate Scenario | C&I Curtailment | C&I Curtailment-Turnkey-Water Heating Control | General | Miscellaneous | % of Load | 1 | 2032 | 3.6194e-05
ENS | Alternate Scenario | C&I Curtailment | C&I Curtailment-Turnkey-Water Heating Control | General | Offices | % of Load | 1 | 2032 | 9.6104e-07
ENS | Alternate Scenario | C&I Curtailment | C&I Curtailment-Turnkey-Water Heating Control | General | Retail Trade | % of Load | 1 | 2032 | 1.9517e-05
ENS | Alternate Scenario | C&I Curtailment | C&I Curtailment-Turnkey-Water Heating Control | General | Services | % of Load | 1 | 2032 | 1.2602e-05
ENS | Alternate Scenario | C&I Curtailment | C&I Curtailment-Turnkey-Other | General | Miscellaneous | % of Load | 1 | 2032 | 0.00063214
ENS | Alternate Scenario | C&I Curtailment | C&I Curtailment-Turnkey-Other | General | Offices | % of Load | 1 | 2032 | 1.7192e-05
ENS | Alternate Scenario | C&I Curtailment | C&I Curtailment-Turnkey-Other | General | Retail Trade | % of Load | 1 | 2032 | 0.00020051
ENS | Alternate Scenario | C&I Curtailment | C&I Curtailment-Turnkey-Other | General | Services | % of Load | 1 | 2032 | 0.00012959
ENS | Alternate Scenario | C&I Curtailment | C&I Curtailment-Turnkey-Manual HVAC Control | Large General | Miscellaneous | % of Load | 1 | 2032 | 0.00088968
ENS | Alternate Scenario | C&I Curtailment | C&I Curtailment-Turnkey-Manual HVAC Control | Large General | Retail Trade | % of Load | 1 | 2032 | 3.7094e-05
ENS | Alternate Scenario | C&I Curtailment | C&I Curtailment-Turnkey-Manual HVAC Control | Large General | Services | % of Load | 1 | 2032 | 5.9402e-05
ENS | Alternate Scenario | C&I Curtailment | C&I Curtailment-Turnkey-Auto-DR HVAC Control | Large General | Miscellaneous | % of Load | 1 | 2032 | 0.00011028
ENS | Alternate Scenario | C&I Curtailment | C&I Curtailment-Turnkey-Auto-DR HVAC Control | Large General | Retail Trade | % of Load | 1 | 2032 | 4.5978e-06
ENS | Alternate Scenario | C&I Curtailment | C&I Curtailment-Turnkey-Auto-DR HVAC Control | Large General | Services | % of Load | 1 | 2032 | 7.3629e-06
ENS | Alternate Scenario | C&I Curtailment | C&I Curtailment-Turnkey-Standard Lighting Control | Large General | Miscellaneous | % of Load | 1 | 2032 | 0.0003846
ENS | Alternate Scenario | C&I Curtailment | C&I Curtailment-Turnkey-Standard Lighting Control | Large General | Retail Trade | % of Load | 1 | 2032 | 1.4682e-05
ENS | Alternate Scenario | C&I Curtailment | C&I Curtailment-Turnkey-Standard Lighting Control | Large General | Services | % of Load | 1 | 2032 | 2.3511e-05
ENS | Alternate Scenario | C&I Curtailment | C&I Curtailment-Turnkey-Water Heating Control | Large General | Miscellaneous | % of Load | 1 | 2032 | 1.9531e-05
ENS | Alternate Scenario | C&I Curtailment | C&I Curtailment-Turnkey-Water Heating Control | Large General | Retail Trade | % of Load | 1 | 2032 | 2.4469e-06
ENS | Alternate Scenario | C&I Curtailment | C&I Curtailment-Turnkey-Water Heating Control | Large General | Services | % of Load | 1 | 2032 | 3.9184e-06
ENS | Alternate Scenario | C&I Curtailment | C&I Curtailment-Turnkey-Other | Large General | Miscellaneous | % of Load | 1 | 2032 | 0.00041745
ENS | Alternate Scenario | C&I Curtailment | C&I Curtailment-Turnkey-Other | Large General | Retail Trade | % of Load | 1 | 2032 | 2.5019e-05
ENS | Alternate Scenario | C&I Curtailment | C&I Curtailment-Turnkey-Other | Large General | Services | % of Load | 1 | 2032 | 4.0065e-05
ENS | Alternate Scenario | C&I Curtailment | C&I Curtailment-Turnkey-Manual HVAC Control | Small Industrial | Miscellaneous | % of Load | 1 | 2032 | 0.00018766
ENS | Alternate Scenario | C&I Curtailment | C&I Curtailment-Turnkey-Manual HVAC Control | Small Industrial | Offices | % of Load | 1 | 2032 | 2.4048e-06
ENS | Alternate Scenario | C&I Curtailment | C&I Curtailment-Turnkey-Manual HVAC Control | Small Industrial | Retail Trade | % of Load | 1 | 2032 | 7.9261e-06
ENS | Alternate Scenario | C&I Curtailment | C&I Curtailment-Turnkey-Manual HVAC Control | Small Industrial | Services | % of Load | 1 | 2032 | 2.5041e-06
ENS | Alternate Scenario | C&I Curtailment | C&I Curtailment-Turnkey-Auto-DR HVAC Control | Small Industrial | Miscellaneous | % of Load | 1 | 2032 | 2.326e-05
ENS | Alternate Scenario | C&I Curtailment | C&I Curtailment-Turnkey-Auto-DR HVAC Control | Small Industrial | Offices | % of Load | 1 | 2032 | 2.9807e-07
ENS | Alternate Scenario | C&I Curtailment | C&I Curtailment-Turnkey-Auto-DR HVAC Control | Small Industrial | Retail Trade | % of Load | 1 | 2032 | 9.8244e-07
ENS | Alternate Scenario | C&I Curtailment | C&I Curtailment-Turnkey-Auto-DR HVAC Control | Small Industrial | Services | % of Load | 1 | 2032 | 3.1038e-07
ENS | Alternate Scenario | C&I Curtailment | C&I Curtailment-Turnkey-Standard Lighting Control | Small Industrial | Miscellaneous | % of Load | 1 | 2032 | 5.8064e-05
ENS | Alternate Scenario | C&I Curtailment | C&I Curtailment-Turnkey-Standard Lighting Control | Small Industrial | Offices | % of Load | 1 | 2032 | 3.135e-07
ENS | Alternate Scenario | C&I Curtailment | C&I Curtailment-Turnkey-Standard Lighting Control | Small Industrial | Retail Trade | % of Load | 1 | 2032 | 3.4302e-06
ENS | Alternate Scenario | C&I Curtailment | C&I Curtailment-Turnkey-Standard Lighting Control | Small Industrial | Services | % of Load | 1 | 2032 | 1.0837e-06
ENS | Alternate Scenario | C&I Curtailment | C&I Curtailment-Turnkey-Water Heating Control | Small Industrial | Miscellaneous | % of Load | 1 | 2032 | 4.9022e-06
ENS | Alternate Scenario | C&I Curtailment | C&I Curtailment-Turnkey-Water Heating Control | Small Industrial | Offices | % of Load | 1 | 2032 | 2.4848e-08
ENS | Alternate Scenario | C&I Curtailment | C&I Curtailment-Turnkey-Water Heating Control | Small Industrial | Retail Trade | % of Load | 1 | 2032 | 4.735e-07
ENS | Alternate Scenario | C&I Curtailment | C&I Curtailment-Turnkey-Water Heating Control | Small Industrial | Services | % of Load | 1 | 2032 | 1.4959e-07
ENS | Alternate Scenario | C&I Curtailment | C&I Curtailment-Turnkey-Other | Small Industrial | Miscellaneous | % of Load | 1 | 2032 | 7.5178e-05
ENS | Alternate Scenario | C&I Curtailment | C&I Curtailment-Turnkey-Other | Small Industrial | Offices | % of Load | 1 | 2032 | 4.6911e-07
ENS | Alternate Scenario | C&I Curtailment | C&I Curtailment-Turnkey-Other | Small Industrial | Retail Trade | % of Load | 1 | 2032 | 5.2011e-06
ENS | Alternate Scenario | C&I Curtailment | C&I Curtailment-Turnkey-Other | Small Industrial | Services | % of Load | 1 | 2032 | 1.6432e-06
ENS | Alternate Scenario | C&I Curtailment | C&I Curtailment-Turnkey-Industrial | Small Industrial | Manufacturing | % of Load | 1 | 2032 | 1.787e-05
ENS | Alternate Scenario | C&I Curtailment | C&I Curtailment-Turnkey-Manual HVAC Control | Medium Industrial | Miscellaneous | % of Load | 1 | 2032 | 0.0029973
ENS | Alternate Scenario | C&I Curtailment | C&I Curtailment-Turnkey-Manual HVAC Control | Medium Industrial | Offices | % of Load | 1 | 2032 | 4.835e-05
ENS | Alternate Scenario | C&I Curtailment | C&I Curtailment-Turnkey-Manual HVAC Control | Medium Industrial | Retail Trade | % of Load | 1 | 2032 | 0.00066231
ENS | Alternate Scenario | C&I Curtailment | C&I Curtailment-Turnkey-Manual HVAC Control | Medium Industrial | Services | % of Load | 1 | 2032 | 3.0498e-05
ENS | Alternate Scenario | C&I Curtailment | C&I Curtailment-Turnkey-Auto-DR HVAC Control | Medium Industrial | Miscellaneous | % of Load | 1 | 2032 | 0.00037152
ENS | Alternate Scenario | C&I Curtailment | C&I Curtailment-Turnkey-Auto-DR HVAC Control | Medium Industrial | Offices | % of Load | 1 | 2032 | 5.993e-06
ENS | Alternate Scenario | C&I Curtailment | C&I Curtailment-Turnkey-Auto-DR HVAC Control | Medium Industrial | Retail Trade | % of Load | 1 | 2032 | 8.2094e-05
ENS | Alternate Scenario | C&I Curtailment | C&I Curtailment-Turnkey-Auto-DR HVAC Control | Medium Industrial | Services | % of Load | 1 | 2032 | 3.7802e-06
ENS | Alternate Scenario | C&I Curtailment | C&I Curtailment-Turnkey-Standard Lighting Control | Medium Industrial | Miscellaneous | % of Load | 1 | 2032 | 0.00092741
ENS | Alternate Scenario | C&I Curtailment | C&I Curtailment-Turnkey-Standard Lighting Control | Medium Industrial | Offices | % of Load | 1 | 2032 | 6.3031e-06
ENS | Alternate Scenario | C&I Curtailment | C&I Curtailment-Turnkey-Standard Lighting Control | Medium Industrial | Retail Trade | % of Load | 1 | 2032 | 0.00028663
ENS | Alternate Scenario | C&I Curtailment | C&I Curtailment-Turnkey-Standard Lighting Control | Medium Industrial | Services | % of Load | 1 | 2032 | 1.3199e-05
ENS | Alternate Scenario | C&I Curtailment | C&I Curtailment-Turnkey-Water Heating Control | Medium Industrial | Miscellaneous | % of Load | 1 | 2032 | 7.8299e-05
ENS | Alternate Scenario | C&I Curtailment | C&I Curtailment-Turnkey-Water Heating Control | Medium Industrial | Offices | % of Load | 1 | 2032 | 4.9959e-07
ENS | Alternate Scenario | C&I Curtailment | C&I Curtailment-Turnkey-Water Heating Control | Medium Industrial | Retail Trade | % of Load | 1 | 2032 | 3.9566e-05
ENS | Alternate Scenario | C&I Curtailment | C&I Curtailment-Turnkey-Water Heating Control | Medium Industrial | Services | % of Load | 1 | 2032 | 1.8219e-06
ENS | Alternate Scenario | C&I Curtailment | C&I Curtailment-Turnkey-Other | Medium Industrial | Miscellaneous | % of Load | 1 | 2032 | 0.0012008
ENS | Alternate Scenario | C&I Curtailment | C&I Curtailment-Turnkey-Other | Medium Industrial | Offices | % of Load | 1 | 2032 | 9.4319e-06
ENS | Alternate Scenario | C&I Curtailment | C&I Curtailment-Turnkey-Other | Medium Industrial | Retail Trade | % of Load | 1 | 2032 | 0.00043461
ENS | Alternate Scenario | C&I Curtailment | C&I Curtailment-Turnkey-Other | Medium Industrial | Services | % of Load | 1 | 2032 | 2.0013e-05
ENS | Alternate Scenario | C&I Curtailment | C&I Curtailment-Turnkey-Manual HVAC Control | Large Industrial | Miscellaneous | % of Load | 1 | 2032 | 6.2425e-05
ENS | Alternate Scenario | C&I Curtailment | C&I Curtailment-Turnkey-Auto-DR HVAC Control | Large Industrial | Miscellaneous | % of Load | 1 | 2032 | 7.7376e-06
ENS | Alternate Scenario | C&I Curtailment | C&I Curtailment-Turnkey-Standard Lighting Control | Large Industrial | Miscellaneous | % of Load | 1 | 2032 | 2.6986e-05
ENS | Alternate Scenario | C&I Curtailment | C&I Curtailment-Turnkey-Water Heating Control | Large Industrial | Miscellaneous | % of Load | 1 | 2032 | 1.3704e-06
ENS | Alternate Scenario | C&I Curtailment | C&I Curtailment-Turnkey-Other | Large Industrial | Miscellaneous | % of Load | 1 | 2032 | 2.9291e-05
ENS | Alternate Scenario | C&I Curtailment | C&I Curtailment-Turnkey-Industrial | Large Industrial | Manufacturing | % of Load | 1 | 2032 | 5.7166e-06
ENS | Alternate Scenario | C&I Loadshift to BUGs | C&I Loadshift to BUGs | Large General | Miscellaneous | % of Load | 1 | 2032 | 0.0019878
ENS | Alternate Scenario | C&I Loadshift to BUGs | C&I Loadshift to BUGs | Small Industrial | Miscellaneous | % of Load | 1 | 2032 | 0.00070199
ENS | Alternate Scenario | C&I Loadshift to BUGs | C&I Loadshift to BUGs | Medium Industrial | Manufacturing | % of Load | 1 | 2032 | 0.00040664
ENS | Alternate Scenario | C&I Loadshift to BUGs | C&I Loadshift to BUGs | Medium Industrial | Miscellaneous | % of Load | 1 | 2032 | 0.0017648
ENS | Alternate Scenario | Dynamic Pricing | Dynamic Pricing with enabling tech. | Small General | Manufacturing | % of Load | 1 | 2032 | 5.7792e-06
ENS | Alternate Scenario | Dynamic Pricing | Dynamic Pricing with enabling tech. | Residential Charitable | Residential LI | % of Load | 1 | 2032 | 0.0025364
ENS | Alternate Scenario | Dynamic Pricing | Dynamic Pricing with enabling tech. | Residential Charitable | Residential Market Rate | % of Load | 1 | 2032 | 0.014486
ENS | Alternate Scenario | Behavioral DR | Behavioral DR | Residential Charitable | Residential LI | % of Load | 1 | 2032 | 0.00030258
ENS | Alternate Scenario | Behavioral DR | Behavioral DR | Residential Charitable | Residential Market Rate | % of Load | 1 | 2032 | 0.0017282
ENS | Alternate Scenario | Time-of-Use Rates (TOU) | Time-of-Use Rates (TOU) | Residential Charitable | Residential LI | % of Load | 0 | 2032 | 0.00026476
ENS | Alternate Scenario | Time-of-Use Rates (TOU) | Time-of-Use Rates (TOU) | Residential Charitable | Residential Market Rate | % of Load | 0 | 2032 | 0.0015122
ENS | Alternate Scenario | C&I Curtailment | C&I Curtailment-Turnkey-Manual HVAC Control | General | Miscellaneous | % of Load | 1 | 2033 | 0.0012968
ENS | Alternate Scenario | C&I Curtailment | C&I Curtailment-Turnkey-Manual HVAC Control | General | Offices | % of Load | 1 | 2033 | 8.9118e-05
ENS | Alternate Scenario | C&I Curtailment | C&I Curtailment-Turnkey-Manual HVAC Control | General | Retail Trade | % of Load | 1 | 2033 | 0.00029785
ENS | Alternate Scenario | C&I Curtailment | C&I Curtailment-Turnkey-Manual HVAC Control | General | Services | % of Load | 1 | 2033 | 0.00019258
ENS | Alternate Scenario | C&I Curtailment | C&I Curtailment-Turnkey-Auto-DR HVAC Control | General | Miscellaneous | % of Load | 1 | 2033 | 0.00020092
ENS | Alternate Scenario | C&I Curtailment | C&I Curtailment-Turnkey-Auto-DR HVAC Control | General | Offices | % of Load | 1 | 2033 | 1.3808e-05
ENS | Alternate Scenario | C&I Curtailment | C&I Curtailment-Turnkey-Auto-DR HVAC Control | General | Retail Trade | % of Load | 1 | 2033 | 4.6148e-05
ENS | Alternate Scenario | C&I Curtailment | C&I Curtailment-Turnkey-Auto-DR HVAC Control | General | Services | % of Load | 1 | 2033 | 2.9838e-05
ENS | Alternate Scenario | C&I Curtailment | C&I Curtailment-Turnkey-Standard Lighting Control | General | Miscellaneous | % of Load | 1 | 2033 | 0.00053981
ENS | Alternate Scenario | C&I Curtailment | C&I Curtailment-Turnkey-Standard Lighting Control | General | Offices | % of Load | 1 | 2033 | 1.0597e-05
ENS | Alternate Scenario | C&I Curtailment | C&I Curtailment-Turnkey-Standard Lighting Control | General | Retail Trade | % of Load | 1 | 2033 | 0.00011866
ENS | Alternate Scenario | C&I Curtailment | C&I Curtailment-Turnkey-Standard Lighting Control | General | Services | % of Load | 1 | 2033 | 7.6824e-05
ENS | Alternate Scenario | C&I Curtailment | C&I Curtailment-Turnkey-Water Heating Control | General | Miscellaneous | % of Load | 1 | 2033 | 3.6194e-05
ENS | Alternate Scenario | C&I Curtailment | C&I Curtailment-Turnkey-Water Heating Control | General | Offices | % of Load | 1 | 2033 | 9.6104e-07
ENS | Alternate Scenario | C&I Curtailment | C&I Curtailment-Turnkey-Water Heating Control | General | Retail Trade | % of Load | 1 | 2033 | 1.9517e-05
ENS | Alternate Scenario | C&I Curtailment | C&I Curtailment-Turnkey-Water Heating Control | General | Services | % of Load | 1 | 2033 | 1.2602e-05
ENS | Alternate Scenario | C&I Curtailment | C&I Curtailment-Turnkey-Other | General | Miscellaneous | % of Load | 1 | 2033 | 0.00063214
ENS | Alternate Scenario | C&I Curtailment | C&I Curtailment-Turnkey-Other | General | Offices | % of Load | 1 | 2033 | 1.7192e-05
ENS | Alternate Scenario | C&I Curtailment | C&I Curtailment-Turnkey-Other | General | Retail Trade | % of Load | 1 | 2033 | 0.00020051
ENS | Alternate Scenario | C&I Curtailment | C&I Curtailment-Turnkey-Other | General | Services | % of Load | 1 | 2033 | 0.00012959
ENS | Alternate Scenario | C&I Curtailment | C&I Curtailment-Turnkey-Manual HVAC Control | Large General | Miscellaneous | % of Load | 1 | 2033 | 0.00088968
ENS | Alternate Scenario | C&I Curtailment | C&I Curtailment-Turnkey-Manual HVAC Control | Large General | Retail Trade | % of Load | 1 | 2033 | 3.7094e-05
ENS | Alternate Scenario | C&I Curtailment | C&I Curtailment-Turnkey-Manual HVAC Control | Large General | Services | % of Load | 1 | 2033 | 5.9402e-05
ENS | Alternate Scenario | C&I Curtailment | C&I Curtailment-Turnkey-Auto-DR HVAC Control | Large General | Miscellaneous | % of Load | 1 | 2033 | 0.00013785
ENS | Alternate Scenario | C&I Curtailment | C&I Curtailment-Turnkey-Auto-DR HVAC Control | Large General | Retail Trade | % of Load | 1 | 2033 | 5.7473e-06
ENS | Alternate Scenario | C&I Curtailment | C&I Curtailment-Turnkey-Auto-DR HVAC Control | Large General | Services | % of Load | 1 | 2033 | 9.2036e-06
ENS | Alternate Scenario | C&I Curtailment | C&I Curtailment-Turnkey-Standard Lighting Control | Large General | Miscellaneous | % of Load | 1 | 2033 | 0.0003846
ENS | Alternate Scenario | C&I Curtailment | C&I Curtailment-Turnkey-Standard Lighting Control | Large General | Retail Trade | % of Load | 1 | 2033 | 1.4682e-05
ENS | Alternate Scenario | C&I Curtailment | C&I Curtailment-Turnkey-Standard Lighting Control | Large General | Services | % of Load | 1 | 2033 | 2.3511e-05
ENS | Alternate Scenario | C&I Curtailment | C&I Curtailment-Turnkey-Water Heating Control | Large General | Miscellaneous | % of Load | 1 | 2033 | 1.9531e-05
ENS | Alternate Scenario | C&I Curtailment | C&I Curtailment-Turnkey-Water Heating Control | Large General | Retail Trade | % of Load | 1 | 2033 | 2.4469e-06
ENS | Alternate Scenario | C&I Curtailment | C&I Curtailment-Turnkey-Water Heating Control | Large General | Services | % of Load | 1 | 2033 | 3.9184e-06
ENS | Alternate Scenario | C&I Curtailment | C&I Curtailment-Turnkey-Other | Large General | Miscellaneous | % of Load | 1 | 2033 | 0.00041745
ENS | Alternate Scenario | C&I Curtailment | C&I Curtailment-Turnkey-Other | Large General | Retail Trade | % of Load | 1 | 2033 | 2.5019e-05
ENS | Alternate Scenario | C&I Curtailment | C&I Curtailment-Turnkey-Other | Large General | Services | % of Load | 1 | 2033 | 4.0065e-05
ENS | Alternate Scenario | C&I Curtailment | C&I Curtailment-Turnkey-Manual HVAC Control | Small Industrial | Miscellaneous | % of Load | 1 | 2033 | 0.00018766
ENS | Alternate Scenario | C&I Curtailment | C&I Curtailment-Turnkey-Manual HVAC Control | Small Industrial | Offices | % of Load | 1 | 2033 | 2.4048e-06
ENS | Alternate Scenario | C&I Curtailment | C&I Curtailment-Turnkey-Manual HVAC Control | Small Industrial | Retail Trade | % of Load | 1 | 2033 | 7.9261e-06
ENS | Alternate Scenario | C&I Curtailment | C&I Curtailment-Turnkey-Manual HVAC Control | Small Industrial | Services | % of Load | 1 | 2033 | 2.5041e-06
ENS | Alternate Scenario | C&I Curtailment | C&I Curtailment-Turnkey-Auto-DR HVAC Control | Small Industrial | Miscellaneous | % of Load | 1 | 2033 | 2.9075e-05
ENS | Alternate Scenario | C&I Curtailment | C&I Curtailment-Turnkey-Auto-DR HVAC Control | Small Industrial | Offices | % of Load | 1 | 2033 | 3.7259e-07
ENS | Alternate Scenario | C&I Curtailment | C&I Curtailment-Turnkey-Auto-DR HVAC Control | Small Industrial | Retail Trade | % of Load | 1 | 2033 | 1.2281e-06
ENS | Alternate Scenario | C&I Curtailment | C&I Curtailment-Turnkey-Auto-DR HVAC Control | Small Industrial | Services | % of Load | 1 | 2033 | 3.8797e-07
ENS | Alternate Scenario | C&I Curtailment | C&I Curtailment-Turnkey-Standard Lighting Control | Small Industrial | Miscellaneous | % of Load | 1 | 2033 | 5.8064e-05
ENS | Alternate Scenario | C&I Curtailment | C&I Curtailment-Turnkey-Standard Lighting Control | Small Industrial | Offices | % of Load | 1 | 2033 | 3.135e-07
ENS | Alternate Scenario | C&I Curtailment | C&I Curtailment-Turnkey-Standard Lighting Control | Small Industrial | Retail Trade | % of Load | 1 | 2033 | 3.4302e-06
ENS | Alternate Scenario | C&I Curtailment | C&I Curtailment-Turnkey-Standard Lighting Control | Small Industrial | Services | % of Load | 1 | 2033 | 1.0837e-06
ENS | Alternate Scenario | C&I Curtailment | C&I Curtailment-Turnkey-Water Heating Control | Small Industrial | Miscellaneous | % of Load | 1 | 2033 | 4.9022e-06
ENS | Alternate Scenario | C&I Curtailment | C&I Curtailment-Turnkey-Water Heating Control | Small Industrial | Offices | % of Load | 1 | 2033 | 2.4848e-08
ENS | Alternate Scenario | C&I Curtailment | C&I Curtailment-Turnkey-Water Heating Control | Small Industrial | Retail Trade | % of Load | 1 | 2033 | 4.735e-07
ENS | Alternate Scenario | C&I Curtailment | C&I Curtailment-Turnkey-Water Heating Control | Small Industrial | Services | % of Load | 1 | 2033 | 1.4959e-07
ENS | Alternate Scenario | C&I Curtailment | C&I Curtailment-Turnkey-Other | Small Industrial | Miscellaneous | % of Load | 1 | 2033 | 7.5178e-05
ENS | Alternate Scenario | C&I Curtailment | C&I Curtailment-Turnkey-Other | Small Industrial | Offices | % of Load | 1 | 2033 | 4.6911e-07
ENS | Alternate Scenario | C&I Curtailment | C&I Curtailment-Turnkey-Other | Small Industrial | Retail Trade | % of Load | 1 | 2033 | 5.2011e-06
ENS | Alternate Scenario | C&I Curtailment | C&I Curtailment-Turnkey-Other | Small Industrial | Services | % of Load | 1 | 2033 | 1.6432e-06
ENS | Alternate Scenario | C&I Curtailment | C&I Curtailment-Turnkey-Industrial | Small Industrial | Manufacturing | % of Load | 1 | 2033 | 1.787e-05
ENS | Alternate Scenario | C&I Curtailment | C&I Curtailment-Turnkey-Manual HVAC Control | Medium Industrial | Miscellaneous | % of Load | 1 | 2033 | 0.0029973
ENS | Alternate Scenario | C&I Curtailment | C&I Curtailment-Turnkey-Manual HVAC Control | Medium Industrial | Offices | % of Load | 1 | 2033 | 4.835e-05
ENS | Alternate Scenario | C&I Curtailment | C&I Curtailment-Turnkey-Manual HVAC Control | Medium Industrial | Retail Trade | % of Load | 1 | 2033 | 0.00066231
ENS | Alternate Scenario | C&I Curtailment | C&I Curtailment-Turnkey-Manual HVAC Control | Medium Industrial | Services | % of Load | 1 | 2033 | 3.0498e-05
ENS | Alternate Scenario | C&I Curtailment | C&I Curtailment-Turnkey-Auto-DR HVAC Control | Medium Industrial | Miscellaneous | % of Load | 1 | 2033 | 0.0004644
ENS | Alternate Scenario | C&I Curtailment | C&I Curtailment-Turnkey-Auto-DR HVAC Control | Medium Industrial | Offices | % of Load | 1 | 2033 | 7.4912e-06
ENS | Alternate Scenario | C&I Curtailment | C&I Curtailment-Turnkey-Auto-DR HVAC Control | Medium Industrial | Retail Trade | % of Load | 1 | 2033 | 0.00010262
ENS | Alternate Scenario | C&I Curtailment | C&I Curtailment-Turnkey-Auto-DR HVAC Control | Medium Industrial | Services | % of Load | 1 | 2033 | 4.7252e-06
ENS | Alternate Scenario | C&I Curtailment | C&I Curtailment-Turnkey-Standard Lighting Control | Medium Industrial | Miscellaneous | % of Load | 1 | 2033 | 0.00092741
ENS | Alternate Scenario | C&I Curtailment | C&I Curtailment-Turnkey-Standard Lighting Control | Medium Industrial | Offices | % of Load | 1 | 2033 | 6.3031e-06
ENS | Alternate Scenario | C&I Curtailment | C&I Curtailment-Turnkey-Standard Lighting Control | Medium Industrial | Retail Trade | % of Load | 1 | 2033 | 0.00028663
ENS | Alternate Scenario | C&I Curtailment | C&I Curtailment-Turnkey-Standard Lighting Control | Medium Industrial | Services | % of Load | 1 | 2033 | 1.3199e-05
ENS | Alternate Scenario | C&I Curtailment | C&I Curtailment-Turnkey-Water Heating Control | Medium Industrial | Miscellaneous | % of Load | 1 | 2033 | 7.8299e-05
ENS | Alternate Scenario | C&I Curtailment | C&I Curtailment-Turnkey-Water Heating Control | Medium Industrial | Offices | % of Load | 1 | 2033 | 4.9959e-07
ENS | Alternate Scenario | C&I Curtailment | C&I Curtailment-Turnkey-Water Heating Control | Medium Industrial | Retail Trade | % of Load | 1 | 2033 | 3.9566e-05
ENS | Alternate Scenario | C&I Curtailment | C&I Curtailment-Turnkey-Water Heating Control | Medium Industrial | Services | % of Load | 1 | 2033 | 1.8219e-06
ENS | Alternate Scenario | C&I Curtailment | C&I Curtailment-Turnkey-Other | Medium Industrial | Miscellaneous | % of Load | 1 | 2033 | 0.0012008
ENS | Alternate Scenario | C&I Curtailment | C&I Curtailment-Turnkey-Other | Medium Industrial | Offices | % of Load | 1 | 2033 | 9.4319e-06
ENS | Alternate Scenario | C&I Curtailment | C&I Curtailment-Turnkey-Other | Medium Industrial | Retail Trade | % of Load | 1 | 2033 | 0.00043461
ENS | Alternate Scenario | C&I Curtailment | C&I Curtailment-Turnkey-Other | Medium Industrial | Services | % of Load | 1 | 2033 | 2.0013e-05
ENS | Alternate Scenario | C&I Curtailment | C&I Curtailment-Turnkey-Manual HVAC Control | Large Industrial | Miscellaneous | % of Load | 1 | 2033 | 6.2425e-05
ENS | Alternate Scenario | C&I Curtailment | C&I Curtailment-Turnkey-Auto-DR HVAC Control | Large Industrial | Miscellaneous | % of Load | 1 | 2033 | 9.672e-06
ENS | Alternate Scenario | C&I Curtailment | C&I Curtailment-Turnkey-Standard Lighting Control | Large Industrial | Miscellaneous | % of Load | 1 | 2033 | 2.6986e-05
ENS | Alternate Scenario | C&I Curtailment | C&I Curtailment-Turnkey-Water Heating Control | Large Industrial | Miscellaneous | % of Load | 1 | 2033 | 1.3704e-06
ENS | Alternate Scenario | C&I Curtailment | C&I Curtailment-Turnkey-Other | Large Industrial | Miscellaneous | % of Load | 1 | 2033 | 2.9291e-05
ENS | Alternate Scenario | C&I Curtailment | C&I Curtailment-Turnkey-Industrial | Large Industrial | Manufacturing | % of Load | 1 | 2033 | 5.7166e-06
ENS | Alternate Scenario | C&I Loadshift to BUGs | C&I Loadshift to BUGs | Large General | Miscellaneous | % of Load | 1 | 2033 | 0.0019878
ENS | Alternate Scenario | C&I Loadshift to BUGs | C&I Loadshift to BUGs | Small Industrial | Miscellaneous | % of Load | 1 | 2033 | 0.00070199
ENS | Alternate Scenario | C&I Loadshift to BUGs | C&I Loadshift to BUGs | Medium Industrial | Manufacturing | % of Load | 1 | 2033 | 0.00040664
ENS | Alternate Scenario | C&I Loadshift to BUGs | C&I Loadshift to BUGs | Medium Industrial | Miscellaneous | % of Load | 1 | 2033 | 0.0017648
ENS | Alternate Scenario | Dynamic Pricing | Dynamic Pricing with enabling tech. | Small General | Manufacturing | % of Load | 1 | 2033 | 5.7792e-06
ENS | Alternate Scenario | Dynamic Pricing | Dynamic Pricing with enabling tech. | Residential Charitable | Residential LI | % of Load | 1 | 2033 | 0.0025364
ENS | Alternate Scenario | Dynamic Pricing | Dynamic Pricing with enabling tech. | Residential Charitable | Residential Market Rate | % of Load | 1 | 2033 | 0.014486
ENS | Alternate Scenario | Behavioral DR | Behavioral DR | Residential Charitable | Residential LI | % of Load | 1 | 2033 | 0.00030258
ENS | Alternate Scenario | Behavioral DR | Behavioral DR | Residential Charitable | Residential Market Rate | % of Load | 1 | 2033 | 0.0017282
ENS | Alternate Scenario | Time-of-Use Rates (TOU) | Time-of-Use Rates (TOU) | Residential Charitable | Residential LI | % of Load | 0 | 2033 | 0.00026476
ENS | Alternate Scenario | Time-of-Use Rates (TOU) | Time-of-Use Rates (TOU) | Residential Charitable | Residential Market Rate | % of Load | 0 | 2033 | 0.0015122
ENS | Preferred Plan | DLC-Thermostat | DLC-Thermostat-BYOT-Central Heat Pump | Residential Charitable | Residential LI | % of Load | 0 | 2025 | 1.2453e-05
ENS | Preferred Plan | DLC-Thermostat | DLC-Thermostat-BYOT-Central Heat Pump | Residential Charitable | Residential Market Rate | % of Load | 0 | 2025 | 7.6202e-05
ENS | Preferred Plan | DLC-Thermostat | DLC-Thermostat-DI-Baseboard Heating | Residential Charitable | Residential LI | % of Load | 0 | 2025 | 6.4338e-05
ENS | Preferred Plan | DLC-Thermostat | DLC-Thermostat-DI-Baseboard Heating | Residential Charitable | Residential Market Rate | % of Load | 0 | 2025 | 0.00061244
ENS | Preferred Plan | DLC-Thermostat | DLC-Thermostat-BYOT-Baseboard Heating | Residential Charitable | Residential LI | % of Load | 0 | 2025 | 4.4506e-06
ENS | Preferred Plan | DLC-Thermostat | DLC-Thermostat-BYOT-Baseboard Heating | Residential Charitable | Residential Market Rate | % of Load | 0 | 2025 | 4.2365e-05
ENS | Preferred Plan | DLC-Thermostat | DLC-Thermostat-DI-MSHP | Residential Charitable | Residential LI | % of Load | 0 | 2025 | 2.5372e-05
ENS | Preferred Plan | DLC-Thermostat | DLC-Thermostat-DI-MSHP | Residential Charitable | Residential Market Rate | % of Load | 0 | 2025 | 0.00024152
ENS | Preferred Plan | DLC-Thermostat | DLC-Thermostat-BYOT-MSHP | Residential Charitable | Residential LI | % of Load | 0 | 2025 | 4.4828e-06
ENS | Preferred Plan | DLC-Thermostat | DLC-Thermostat-BYOT-MSHP | Residential Charitable | Residential Market Rate | % of Load | 0 | 2025 | 4.2671e-05
ENS | Preferred Plan | DLC-Water Heating | DLC-Switch-Water Heating | Residential Charitable | Residential LI | % of Load | 0 | 2025 | 1.6399e-05
ENS | Preferred Plan | DLC-Water Heating | DLC-Switch-Water Heating | Residential Charitable | Residential Market Rate | % of Load | 0 | 2025 | 0.00018732
ENS | Preferred Plan | C&I Curtailment | C&I Curtailment-Turnkey-Manual HVAC Control | General | Miscellaneous | % of Load | 1 | 2025 | 0.00054593
ENS | Preferred Plan | C&I Curtailment | C&I Curtailment-Turnkey-Manual HVAC Control | General | Offices | % of Load | 1 | 2025 | 3.584e-05
ENS | Preferred Plan | C&I Curtailment | C&I Curtailment-Turnkey-Manual HVAC Control | General | Retail Trade | % of Load | 1 | 2025 | 0.0001287
ENS | Preferred Plan | C&I Curtailment | C&I Curtailment-Turnkey-Manual HVAC Control | General | Services | % of Load | 1 | 2025 | 8.3196e-05
ENS | Preferred Plan | C&I Curtailment | C&I Curtailment-Turnkey-Auto-DR HVAC Control | General | Miscellaneous | % of Load | 1 | 2025 | 1.3751e-05
ENS | Preferred Plan | C&I Curtailment | C&I Curtailment-Turnkey-Auto-DR HVAC Control | General | Offices | % of Load | 1 | 2025 | 9.0276e-07
ENS | Preferred Plan | C&I Curtailment | C&I Curtailment-Turnkey-Auto-DR HVAC Control | General | Retail Trade | % of Load | 1 | 2025 | 3.2416e-06
ENS | Preferred Plan | C&I Curtailment | C&I Curtailment-Turnkey-Auto-DR HVAC Control | General | Services | % of Load | 1 | 2025 | 2.0956e-06
ENS | Preferred Plan | C&I Curtailment | C&I Curtailment-Turnkey-Standard Lighting Control | General | Miscellaneous | % of Load | 1 | 2025 | 0.00023146
ENS | Preferred Plan | C&I Curtailment | C&I Curtailment-Turnkey-Standard Lighting Control | General | Offices | % of Load | 1 | 2025 | 4.9263e-06
ENS | Preferred Plan | C&I Curtailment | C&I Curtailment-Turnkey-Standard Lighting Control | General | Retail Trade | % of Load | 1 | 2025 | 5.3872e-05
ENS | Preferred Plan | C&I Curtailment | C&I Curtailment-Turnkey-Standard Lighting Control | General | Services | % of Load | 1 | 2025 | 3.4848e-05
ENS | Preferred Plan | C&I Curtailment | C&I Curtailment-Turnkey-Water Heating Control | General | Miscellaneous | % of Load | 1 | 2025 | 1.3355e-05
ENS | Preferred Plan | C&I Curtailment | C&I Curtailment-Turnkey-Water Heating Control | General | Offices | % of Load | 1 | 2025 | 3.6016e-07
ENS | Preferred Plan | C&I Curtailment | C&I Curtailment-Turnkey-Water Heating Control | General | Retail Trade | % of Load | 1 | 2025 | 7.0581e-06
ENS | Preferred Plan | C&I Curtailment | C&I Curtailment-Turnkey-Water Heating Control | General | Services | % of Load | 1 | 2025 | 4.5603e-06
ENS | Preferred Plan | C&I Curtailment | C&I Curtailment-Turnkey-Other | General | Miscellaneous | % of Load | 1 | 2025 | 0.00024085
ENS | Preferred Plan | C&I Curtailment | C&I Curtailment-Turnkey-Other | General | Offices | % of Load | 1 | 2025 | 6.6389e-06
ENS | Preferred Plan | C&I Curtailment | C&I Curtailment-Turnkey-Other | General | Retail Trade | % of Load | 1 | 2025 | 7.5945e-05
ENS | Preferred Plan | C&I Curtailment | C&I Curtailment-Turnkey-Other | General | Services | % of Load | 1 | 2025 | 4.9091e-05
ENS | Preferred Plan | C&I Curtailment | C&I Curtailment-Turnkey-Manual HVAC Control | Large General | Miscellaneous | % of Load | 1 | 2025 | 0.00037734
ENS | Preferred Plan | C&I Curtailment | C&I Curtailment-Turnkey-Manual HVAC Control | Large General | Retail Trade | % of Load | 1 | 2025 | 1.6308e-05
ENS | Preferred Plan | C&I Curtailment | C&I Curtailment-Turnkey-Manual HVAC Control | Large General | Services | % of Load | 1 | 2025 | 2.6116e-05
ENS | Preferred Plan | C&I Curtailment | C&I Curtailment-Turnkey-Auto-DR HVAC Control | Large General | Miscellaneous | % of Load | 1 | 2025 | 9.5046e-06
ENS | Preferred Plan | C&I Curtailment | C&I Curtailment-Turnkey-Auto-DR HVAC Control | Large General | Retail Trade | % of Load | 1 | 2025 | 4.1077e-07
ENS | Preferred Plan | C&I Curtailment | C&I Curtailment-Turnkey-Auto-DR HVAC Control | Large General | Services | % of Load | 1 | 2025 | 6.5781e-07
ENS | Preferred Plan | C&I Curtailment | C&I Curtailment-Turnkey-Standard Lighting Control | Large General | Miscellaneous | % of Load | 1 | 2025 | 0.00016622
ENS | Preferred Plan | C&I Curtailment | C&I Curtailment-Turnkey-Standard Lighting Control | Large General | Retail Trade | % of Load | 1 | 2025 | 6.8046e-06
ENS | Preferred Plan | C&I Curtailment | C&I Curtailment-Turnkey-Standard Lighting Control | Large General | Services | % of Load | 1 | 2025 | 1.0897e-05
ENS | Preferred Plan | C&I Curtailment | C&I Curtailment-Turnkey-Water Heating Control | Large General | Miscellaneous | % of Load | 1 | 2025 | 7.4996e-06
ENS | Preferred Plan | C&I Curtailment | C&I Curtailment-Turnkey-Water Heating Control | Large General | Retail Trade | % of Load | 1 | 2025 | 8.9672e-07
ENS | Preferred Plan | C&I Curtailment | C&I Curtailment-Turnkey-Water Heating Control | Large General | Services | % of Load | 1 | 2025 | 1.436e-06
ENS | Preferred Plan | C&I Curtailment | C&I Curtailment-Turnkey-Other | Large General | Miscellaneous | % of Load | 1 | 2025 | 0.00016222
ENS | Preferred Plan | C&I Curtailment | C&I Curtailment-Turnkey-Other | Large General | Retail Trade | % of Load | 1 | 2025 | 9.6273e-06
ENS | Preferred Plan | C&I Curtailment | C&I Curtailment-Turnkey-Other | Large General | Services | % of Load | 1 | 2025 | 1.5417e-05
ENS | Preferred Plan | C&I Curtailment | C&I Curtailment-Turnkey-Manual HVAC Control | Small Industrial | Miscellaneous | % of Load | 1 | 2025 | 7.8942e-05
ENS | Preferred Plan | C&I Curtailment | C&I Curtailment-Turnkey-Manual HVAC Control | Small Industrial | Offices | % of Load | 1 | 2025 | 9.8442e-07
ENS | Preferred Plan | C&I Curtailment | C&I Curtailment-Turnkey-Manual HVAC Control | Small Industrial | Retail Trade | % of Load | 1 | 2025 | 3.4234e-06
ENS | Preferred Plan | C&I Curtailment | C&I Curtailment-Turnkey-Manual HVAC Control | Small Industrial | Services | % of Load | 1 | 2025 | 1.0815e-06
ENS | Preferred Plan | C&I Curtailment | C&I Curtailment-Turnkey-Auto-DR HVAC Control | Small Industrial | Miscellaneous | % of Load | 1 | 2025 | 1.9884e-06
ENS | Preferred Plan | C&I Curtailment | C&I Curtailment-Turnkey-Auto-DR HVAC Control | Small Industrial | Offices | % of Load | 1 | 2025 | 2.4796e-08
ENS | Preferred Plan | C&I Curtailment | C&I Curtailment-Turnkey-Auto-DR HVAC Control | Small Industrial | Retail Trade | % of Load | 1 | 2025 | 8.6228e-08
ENS | Preferred Plan | C&I Curtailment | C&I Curtailment-Turnkey-Auto-DR HVAC Control | Small Industrial | Services | % of Load | 1 | 2025 | 2.7242e-08
ENS | Preferred Plan | C&I Curtailment | C&I Curtailment-Turnkey-Standard Lighting Control | Small Industrial | Miscellaneous | % of Load | 1 | 2025 | 2.5456e-05
ENS | Preferred Plan | C&I Curtailment | C&I Curtailment-Turnkey-Standard Lighting Control | Small Industrial | Offices | % of Load | 1 | 2025 | 1.4093e-07
ENS | Preferred Plan | C&I Curtailment | C&I Curtailment-Turnkey-Standard Lighting Control | Small Industrial | Retail Trade | % of Load | 1 | 2025 | 1.4926e-06
ENS | Preferred Plan | C&I Curtailment | C&I Curtailment-Turnkey-Standard Lighting Control | Small Industrial | Services | % of Load | 1 | 2025 | 4.7154e-07
ENS | Preferred Plan | C&I Curtailment | C&I Curtailment-Turnkey-Water Heating Control | Small Industrial | Miscellaneous | % of Load | 1 | 2025 | 1.8543e-06
ENS | Preferred Plan | C&I Curtailment | C&I Curtailment-Turnkey-Water Heating Control | Small Industrial | Offices | % of Load | 1 | 2025 | 9.714e-09
ENS | Preferred Plan | C&I Curtailment | C&I Curtailment-Turnkey-Water Heating Control | Small Industrial | Retail Trade | % of Load | 1 | 2025 | 1.8143e-07
ENS | Preferred Plan | C&I Curtailment | C&I Curtailment-Turnkey-Water Heating Control | Small Industrial | Services | % of Load | 1 | 2025 | 5.7319e-08
ENS | Preferred Plan | C&I Curtailment | C&I Curtailment-Turnkey-Other | Small Industrial | Miscellaneous | % of Load | 1 | 2025 | 2.9028e-05
ENS | Preferred Plan | C&I Curtailment | C&I Curtailment-Turnkey-Other | Small Industrial | Offices | % of Load | 1 | 2025 | 1.8313e-07
ENS | Preferred Plan | C&I Curtailment | C&I Curtailment-Turnkey-Other | Small Industrial | Retail Trade | % of Load | 1 | 2025 | 2.0103e-06
ENS | Preferred Plan | C&I Curtailment | C&I Curtailment-Turnkey-Other | Small Industrial | Services | % of Load | 1 | 2025 | 6.351e-07
ENS | Preferred Plan | C&I Curtailment | C&I Curtailment-Turnkey-Industrial | Small Industrial | Manufacturing | % of Load | 1 | 2025 | 7.103e-06
ENS | Preferred Plan | C&I Curtailment | C&I Curtailment-Turnkey-Manual HVAC Control | Medium Industrial | Miscellaneous | % of Load | 1 | 2025 | 0.0012618
ENS | Preferred Plan | C&I Curtailment | C&I Curtailment-Turnkey-Manual HVAC Control | Medium Industrial | Offices | % of Load | 1 | 2025 | 1.9807e-05
ENS | Preferred Plan | C&I Curtailment | C&I Curtailment-Turnkey-Manual HVAC Control | Medium Industrial | Retail Trade | % of Load | 1 | 2025 | 0.00028626
ENS | Preferred Plan | C&I Curtailment | C&I Curtailment-Turnkey-Manual HVAC Control | Medium Industrial | Services | % of Load | 1 | 2025 | 1.3181e-05
ENS | Preferred Plan | C&I Curtailment | C&I Curtailment-Turnkey-Auto-DR HVAC Control | Medium Industrial | Miscellaneous | % of Load | 1 | 2025 | 3.1782e-05
ENS | Preferred Plan | C&I Curtailment | C&I Curtailment-Turnkey-Auto-DR HVAC Control | Medium Industrial | Offices | % of Load | 1 | 2025 | 4.9889e-07
ENS | Preferred Plan | C&I Curtailment | C&I Curtailment-Turnkey-Auto-DR HVAC Control | Medium Industrial | Retail Trade | % of Load | 1 | 2025 | 7.2104e-06
ENS | Preferred Plan | C&I Curtailment | C&I Curtailment-Turnkey-Auto-DR HVAC Control | Medium Industrial | Services | % of Load | 1 | 2025 | 3.3201e-07
ENS | Preferred Plan | C&I Curtailment | C&I Curtailment-Turnkey-Standard Lighting Control | Medium Industrial | Miscellaneous | % of Load | 1 | 2025 | 0.00040687
ENS | Preferred Plan | C&I Curtailment | C&I Curtailment-Turnkey-Standard Lighting Control | Medium Industrial | Offices | % of Load | 1 | 2025 | 2.8356e-06
ENS | Preferred Plan | C&I Curtailment | C&I Curtailment-Turnkey-Standard Lighting Control | Medium Industrial | Retail Trade | % of Load | 1 | 2025 | 0.00012481
ENS | Preferred Plan | C&I Curtailment | C&I Curtailment-Turnkey-Standard Lighting Control | Medium Industrial | Services | % of Load | 1 | 2025 | 5.747e-06
ENS | Preferred Plan | C&I Curtailment | C&I Curtailment-Turnkey-Water Heating Control | Medium Industrial | Miscellaneous | % of Load | 1 | 2025 | 2.9638e-05
ENS | Preferred Plan | C&I Curtailment | C&I Curtailment-Turnkey-Water Heating Control | Medium Industrial | Offices | % of Load | 1 | 2025 | 1.9545e-07
ENS | Preferred Plan | C&I Curtailment | C&I Curtailment-Turnkey-Water Heating Control | Medium Industrial | Retail Trade | % of Load | 1 | 2025 | 1.5171e-05
ENS | Preferred Plan | C&I Curtailment | C&I Curtailment-Turnkey-Water Heating Control | Medium Industrial | Services | % of Load | 1 | 2025 | 6.9859e-07
ENS | Preferred Plan | C&I Curtailment | C&I Curtailment-Turnkey-Other | Medium Industrial | Miscellaneous | % of Load | 1 | 2025 | 0.00046398
ENS | Preferred Plan | C&I Curtailment | C&I Curtailment-Turnkey-Other | Medium Industrial | Offices | % of Load | 1 | 2025 | 3.6846e-06
ENS | Preferred Plan | C&I Curtailment | C&I Curtailment-Turnkey-Other | Medium Industrial | Retail Trade | % of Load | 1 | 2025 | 0.0001681
ENS | Preferred Plan | C&I Curtailment | C&I Curtailment-Turnkey-Other | Medium Industrial | Services | % of Load | 1 | 2025 | 7.7404e-06
ENS | Preferred Plan | C&I Curtailment | C&I Curtailment-Turnkey-Manual HVAC Control | Large Industrial | Miscellaneous | % of Load | 1 | 2025 | 2.6567e-05
ENS | Preferred Plan | C&I Curtailment | C&I Curtailment-Turnkey-Auto-DR HVAC Control | Large Industrial | Miscellaneous | % of Load | 1 | 2025 | 6.6917e-07
ENS | Preferred Plan | C&I Curtailment | C&I Curtailment-Turnkey-Standard Lighting Control | Large Industrial | Miscellaneous | % of Load | 1 | 2025 | 1.1703e-05
ENS | Preferred Plan | C&I Curtailment | C&I Curtailment-Turnkey-Water Heating Control | Large Industrial | Miscellaneous | % of Load | 1 | 2025 | 5.28e-07
ENS | Preferred Plan | C&I Curtailment | C&I Curtailment-Turnkey-Other | Large Industrial | Miscellaneous | % of Load | 1 | 2025 | 1.1421e-05
ENS | Preferred Plan | C&I Curtailment | C&I Curtailment-Turnkey-Industrial | Large Industrial | Manufacturing | % of Load | 1 | 2025 | 2.2918e-06
ENS | Preferred Plan | Dynamic Pricing | Dynamic Pricing with enabling tech. | Small General | Manufacturing | % of Load | 1 | 2025 | 9.8665e-07
ENS | Preferred Plan | Dynamic Pricing | Dynamic Pricing with enabling tech. | Residential Charitable | Residential LI | % of Load | 1 | 2025 | 1.6067e-05
ENS | Preferred Plan | Dynamic Pricing | Dynamic Pricing with enabling tech. | Residential Charitable | Residential Market Rate | % of Load | 1 | 2025 | 9.1493e-05
ENS | Preferred Plan | Dynamic Pricing | Dynamic Pricing w/o enabling tech. | Residential Charitable | Residential LI | % of Load | 1 | 2025 | 0.00078455
ENS | Preferred Plan | Dynamic Pricing | Dynamic Pricing w/o enabling tech. | Residential Charitable | Residential Market Rate | % of Load | 1 | 2025 | 0.0044675
ENS | Preferred Plan | BTM Battery Control | BTM Battery Control-BYOB | Residential Charitable | Residential Market Rate | % of Load | 0 | 2025 | 1.714e-05
ENS | Preferred Plan | EV Charging Control | EV Charging Control | EV Res LDV | EV | % of Load | 0 | 2025 | 8.0358e-06
ENS | Preferred Plan | EV Charging Control | EV Charging Control | EV Com LDV | EV | % of Load | 0 | 2025 | 2.7168e-06
ENS | Preferred Plan | Time-of-Use Rates (TOU) | Time-of-Use Rates (TOU) | Residential Charitable | Residential LI | % of Load | 0 | 2025 | 0.00024323
ENS | Preferred Plan | Time-of-Use Rates (TOU) | Time-of-Use Rates (TOU) | Residential Charitable | Residential Market Rate | % of Load | 0 | 2025 | 0.001387
ENS | Preferred Plan | DLC-Thermostat | DLC-Thermostat-BYOT-Central Heat Pump | Residential Charitable | Residential LI | % of Load | 0 | 2026 | 2.386e-05
ENS | Preferred Plan | DLC-Thermostat | DLC-Thermostat-BYOT-Central Heat Pump | Residential Charitable | Residential Market Rate | % of Load | 0 | 2026 | 0.00014601
ENS | Preferred Plan | DLC-Thermostat | DLC-Thermostat-DI-Baseboard Heating | Residential Charitable | Residential LI | % of Load | 0 | 2026 | 0.00012217
ENS | Preferred Plan | DLC-Thermostat | DLC-Thermostat-DI-Baseboard Heating | Residential Charitable | Residential Market Rate | % of Load | 0 | 2026 | 0.0011629
ENS | Preferred Plan | DLC-Thermostat | DLC-Thermostat-BYOT-Baseboard Heating | Residential Charitable | Residential LI | % of Load | 0 | 2026 | 1.4282e-05
ENS | Preferred Plan | DLC-Thermostat | DLC-Thermostat-BYOT-Baseboard Heating | Residential Charitable | Residential Market Rate | % of Load | 0 | 2026 | 0.00013595
ENS | Preferred Plan | DLC-Thermostat | DLC-Thermostat-DI-MSHP | Residential Charitable | Residential LI | % of Load | 0 | 2026 | 7.0761e-05
ENS | Preferred Plan | DLC-Thermostat | DLC-Thermostat-DI-MSHP | Residential Charitable | Residential Market Rate | % of Load | 0 | 2026 | 0.00067358
ENS | Preferred Plan | DLC-Thermostat | DLC-Thermostat-BYOT-MSHP | Residential Charitable | Residential LI | % of Load | 0 | 2026 | 6.3981e-06
ENS | Preferred Plan | DLC-Thermostat | DLC-Thermostat-BYOT-MSHP | Residential Charitable | Residential Market Rate | % of Load | 0 | 2026 | 6.0903e-05
ENS | Preferred Plan | DLC-Water Heating | DLC-Switch-Water Heating | Residential Charitable | Residential LI | % of Load | 0 | 2026 | 5.6854e-05
ENS | Preferred Plan | DLC-Water Heating | DLC-Switch-Water Heating | Residential Charitable | Residential Market Rate | % of Load | 0 | 2026 | 0.00064943
ENS | Preferred Plan | C&I Curtailment | C&I Curtailment-Turnkey-Manual HVAC Control | General | Miscellaneous | % of Load | 1 | 2026 | 0.00044353
ENS | Preferred Plan | C&I Curtailment | C&I Curtailment-Turnkey-Manual HVAC Control | General | Offices | % of Load | 1 | 2026 | 2.9339e-05
ENS | Preferred Plan | C&I Curtailment | C&I Curtailment-Turnkey-Manual HVAC Control | General | Retail Trade | % of Load | 1 | 2026 | 0.00010413
ENS | Preferred Plan | C&I Curtailment | C&I Curtailment-Turnkey-Manual HVAC Control | General | Services | % of Load | 1 | 2026 | 6.7319e-05
ENS | Preferred Plan | C&I Curtailment | C&I Curtailment-Turnkey-Auto-DR HVAC Control | General | Miscellaneous | % of Load | 1 | 2026 | 1.4018e-05
ENS | Preferred Plan | C&I Curtailment | C&I Curtailment-Turnkey-Auto-DR HVAC Control | General | Offices | % of Load | 1 | 2026 | 9.2724e-07
ENS | Preferred Plan | C&I Curtailment | C&I Curtailment-Turnkey-Auto-DR HVAC Control | General | Retail Trade | % of Load | 1 | 2026 | 3.2911e-06
ENS | Preferred Plan | C&I Curtailment | C&I Curtailment-Turnkey-Auto-DR HVAC Control | General | Services | % of Load | 1 | 2026 | 2.1276e-06
ENS | Preferred Plan | C&I Curtailment | C&I Curtailment-Turnkey-Standard Lighting Control | General | Miscellaneous | % of Load | 1 | 2026 | 0.0001863
ENS | Preferred Plan | C&I Curtailment | C&I Curtailment-Turnkey-Standard Lighting Control | General | Offices | % of Load | 1 | 2026 | 3.9048e-06
ENS | Preferred Plan | C&I Curtailment | C&I Curtailment-Turnkey-Standard Lighting Control | General | Retail Trade | % of Load | 1 | 2026 | 4.2892e-05
ENS | Preferred Plan | C&I Curtailment | C&I Curtailment-Turnkey-Standard Lighting Control | General | Services | % of Load | 1 | 2026 | 2.775e-05
ENS | Preferred Plan | C&I Curtailment | C&I Curtailment-Turnkey-Water Heating Control | General | Miscellaneous | % of Load | 1 | 2026 | 1.1076e-05
ENS | Preferred Plan | C&I Curtailment | C&I Curtailment-Turnkey-Water Heating Control | General | Offices | % of Load | 1 | 2026 | 2.9783e-07
ENS | Preferred Plan | C&I Curtailment | C&I Curtailment-Turnkey-Water Heating Control | General | Retail Trade | % of Load | 1 | 2026 | 5.8783e-06
ENS | Preferred Plan | C&I Curtailment | C&I Curtailment-Turnkey-Water Heating Control | General | Services | % of Load | 1 | 2026 | 3.7976e-06
ENS | Preferred Plan | C&I Curtailment | C&I Curtailment-Turnkey-Other | General | Miscellaneous | % of Load | 1 | 2026 | 0.00019868
ENS | Preferred Plan | C&I Curtailment | C&I Curtailment-Turnkey-Other | General | Offices | % of Load | 1 | 2026 | 5.4639e-06
ENS | Preferred Plan | C&I Curtailment | C&I Curtailment-Turnkey-Other | General | Retail Trade | % of Load | 1 | 2026 | 6.272e-05
ENS | Preferred Plan | C&I Curtailment | C&I Curtailment-Turnkey-Other | General | Services | % of Load | 1 | 2026 | 4.0541e-05
ENS | Preferred Plan | C&I Curtailment | C&I Curtailment-Turnkey-Manual HVAC Control | Large General | Miscellaneous | % of Load | 1 | 2026 | 0.00030689
ENS | Preferred Plan | C&I Curtailment | C&I Curtailment-Turnkey-Manual HVAC Control | Large General | Retail Trade | % of Load | 1 | 2026 | 1.3183e-05
ENS | Preferred Plan | C&I Curtailment | C&I Curtailment-Turnkey-Manual HVAC Control | Large General | Services | % of Load | 1 | 2026 | 2.1111e-05
ENS | Preferred Plan | C&I Curtailment | C&I Curtailment-Turnkey-Auto-DR HVAC Control | Large General | Miscellaneous | % of Load | 1 | 2026 | 9.6993e-06
ENS | Preferred Plan | C&I Curtailment | C&I Curtailment-Turnkey-Auto-DR HVAC Control | Large General | Retail Trade | % of Load | 1 | 2026 | 4.1663e-07
ENS | Preferred Plan | C&I Curtailment | C&I Curtailment-Turnkey-Auto-DR HVAC Control | Large General | Services | % of Load | 1 | 2026 | 6.6719e-07
ENS | Preferred Plan | C&I Curtailment | C&I Curtailment-Turnkey-Standard Lighting Control | Large General | Miscellaneous | % of Load | 1 | 2026 | 0.00013387
ENS | Preferred Plan | C&I Curtailment | C&I Curtailment-Turnkey-Standard Lighting Control | Large General | Retail Trade | % of Load | 1 | 2026 | 5.4084e-06
ENS | Preferred Plan | C&I Curtailment | C&I Curtailment-Turnkey-Standard Lighting Control | Large General | Services | % of Load | 1 | 2026 | 8.6609e-06
ENS | Preferred Plan | C&I Curtailment | C&I Curtailment-Turnkey-Water Heating Control | Large General | Miscellaneous | % of Load | 1 | 2026 | 6.1817e-06
ENS | Preferred Plan | C&I Curtailment | C&I Curtailment-Turnkey-Water Heating Control | Large General | Retail Trade | % of Load | 1 | 2026 | 7.4666e-07
ENS | Preferred Plan | C&I Curtailment | C&I Curtailment-Turnkey-Water Heating Control | Large General | Services | % of Load | 1 | 2026 | 1.1957e-06
ENS | Preferred Plan | C&I Curtailment | C&I Curtailment-Turnkey-Other | Large General | Miscellaneous | % of Load | 1 | 2026 | 0.00013361
ENS | Preferred Plan | C&I Curtailment | C&I Curtailment-Turnkey-Other | Large General | Retail Trade | % of Load | 1 | 2026 | 7.9452e-06
ENS | Preferred Plan | C&I Curtailment | C&I Curtailment-Turnkey-Other | Large General | Services | % of Load | 1 | 2026 | 1.2723e-05
ENS | Preferred Plan | C&I Curtailment | C&I Curtailment-Turnkey-Manual HVAC Control | Small Industrial | Miscellaneous | % of Load | 1 | 2026 | 6.4144e-05
ENS | Preferred Plan | C&I Curtailment | C&I Curtailment-Turnkey-Manual HVAC Control | Small Industrial | Offices | % of Load | 1 | 2026 | 8.034e-07
ENS | Preferred Plan | C&I Curtailment | C&I Curtailment-Turnkey-Manual HVAC Control | Small Industrial | Retail Trade | % of Load | 1 | 2026 | 2.7694e-06
ENS | Preferred Plan | C&I Curtailment | C&I Curtailment-Turnkey-Manual HVAC Control | Small Industrial | Services | % of Load | 1 | 2026 | 8.7494e-07
ENS | Preferred Plan | C&I Curtailment | C&I Curtailment-Turnkey-Auto-DR HVAC Control | Small Industrial | Miscellaneous | % of Load | 1 | 2026 | 2.0273e-06
ENS | Preferred Plan | C&I Curtailment | C&I Curtailment-Turnkey-Auto-DR HVAC Control | Small Industrial | Offices | % of Load | 1 | 2026 | 2.5391e-08
ENS | Preferred Plan | C&I Curtailment | C&I Curtailment-Turnkey-Auto-DR HVAC Control | Small Industrial | Retail Trade | % of Load | 1 | 2026 | 8.7527e-08
ENS | Preferred Plan | C&I Curtailment | C&I Curtailment-Turnkey-Auto-DR HVAC Control | Small Industrial | Services | % of Load | 1 | 2026 | 2.7652e-08
ENS | Preferred Plan | C&I Curtailment | C&I Curtailment-Turnkey-Standard Lighting Control | Small Industrial | Miscellaneous | % of Load | 1 | 2026 | 2.0415e-05
ENS | Preferred Plan | C&I Curtailment | C&I Curtailment-Turnkey-Standard Lighting Control | Small Industrial | Offices | % of Load | 1 | 2026 | 1.1252e-07
ENS | Preferred Plan | C&I Curtailment | C&I Curtailment-Turnkey-Standard Lighting Control | Small Industrial | Retail Trade | % of Load | 1 | 2026 | 1.1992e-06
ENS | Preferred Plan | C&I Curtailment | C&I Curtailment-Turnkey-Standard Lighting Control | Small Industrial | Services | % of Load | 1 | 2026 | 3.7884e-07
ENS | Preferred Plan | C&I Curtailment | C&I Curtailment-Turnkey-Water Heating Control | Small Industrial | Miscellaneous | % of Load | 1 | 2026 | 1.5315e-06
ENS | Preferred Plan | C&I Curtailment | C&I Curtailment-Turnkey-Water Heating Control | Small Industrial | Offices | % of Load | 1 | 2026 | 7.9717e-09
ENS | Preferred Plan | C&I Curtailment | C&I Curtailment-Turnkey-Water Heating Control | Small Industrial | Retail Trade | % of Load | 1 | 2026 | 1.495e-07
ENS | Preferred Plan | C&I Curtailment | C&I Curtailment-Turnkey-Water Heating Control | Small Industrial | Services | % of Load | 1 | 2026 | 4.723e-08
ENS | Preferred Plan | C&I Curtailment | C&I Curtailment-Turnkey-Other | Small Industrial | Miscellaneous | % of Load | 1 | 2026 | 2.3881e-05
ENS | Preferred Plan | C&I Curtailment | C&I Curtailment-Turnkey-Other | Small Industrial | Offices | % of Load | 1 | 2026 | 1.5034e-07
ENS | Preferred Plan | C&I Curtailment | C&I Curtailment-Turnkey-Other | Small Industrial | Retail Trade | % of Load | 1 | 2026 | 1.6535e-06
ENS | Preferred Plan | C&I Curtailment | C&I Curtailment-Turnkey-Other | Small Industrial | Services | % of Load | 1 | 2026 | 5.2238e-07
ENS | Preferred Plan | C&I Curtailment | C&I Curtailment-Turnkey-Industrial | Small Industrial | Manufacturing | % of Load | 1 | 2026 | 5.8124e-06
ENS | Preferred Plan | C&I Curtailment | C&I Curtailment-Turnkey-Manual HVAC Control | Medium Industrial | Miscellaneous | % of Load | 1 | 2026 | 0.001026
ENS | Preferred Plan | C&I Curtailment | C&I Curtailment-Turnkey-Manual HVAC Control | Medium Industrial | Offices | % of Load | 1 | 2026 | 1.6176e-05
ENS | Preferred Plan | C&I Curtailment | C&I Curtailment-Turnkey-Manual HVAC Control | Medium Industrial | Retail Trade | % of Load | 1 | 2026 | 0.00023175
ENS | Preferred Plan | C&I Curtailment | C&I Curtailment-Turnkey-Manual HVAC Control | Medium Industrial | Services | % of Load | 1 | 2026 | 1.0671e-05
ENS | Preferred Plan | C&I Curtailment | C&I Curtailment-Turnkey-Auto-DR HVAC Control | Medium Industrial | Miscellaneous | % of Load | 1 | 2026 | 3.2427e-05
ENS | Preferred Plan | C&I Curtailment | C&I Curtailment-Turnkey-Auto-DR HVAC Control | Medium Industrial | Offices | % of Load | 1 | 2026 | 5.1125e-07
ENS | Preferred Plan | C&I Curtailment | C&I Curtailment-Turnkey-Auto-DR HVAC Control | Medium Industrial | Retail Trade | % of Load | 1 | 2026 | 7.3244e-06
ENS | Preferred Plan | C&I Curtailment | C&I Curtailment-Turnkey-Auto-DR HVAC Control | Medium Industrial | Services | % of Load | 1 | 2026 | 3.3727e-07
ENS | Preferred Plan | C&I Curtailment | C&I Curtailment-Turnkey-Standard Lighting Control | Medium Industrial | Miscellaneous | % of Load | 1 | 2026 | 0.00032654
ENS | Preferred Plan | C&I Curtailment | C&I Curtailment-Turnkey-Standard Lighting Control | Medium Industrial | Offices | % of Load | 1 | 2026 | 2.2656e-06
ENS | Preferred Plan | C&I Curtailment | C&I Curtailment-Turnkey-Standard Lighting Control | Medium Industrial | Retail Trade | % of Load | 1 | 2026 | 0.00010035
ENS | Preferred Plan | C&I Curtailment | C&I Curtailment-Turnkey-Standard Lighting Control | Medium Industrial | Services | % of Load | 1 | 2026 | 4.6207e-06
ENS | Preferred Plan | C&I Curtailment | C&I Curtailment-Turnkey-Water Heating Control | Medium Industrial | Miscellaneous | % of Load | 1 | 2026 | 2.4497e-05
ENS | Preferred Plan | C&I Curtailment | C&I Curtailment-Turnkey-Water Heating Control | Medium Industrial | Offices | % of Load | 1 | 2026 | 1.6051e-07
ENS | Preferred Plan | C&I Curtailment | C&I Curtailment-Turnkey-Water Heating Control | Medium Industrial | Retail Trade | % of Load | 1 | 2026 | 1.251e-05
ENS | Preferred Plan | C&I Curtailment | C&I Curtailment-Turnkey-Water Heating Control | Medium Industrial | Services | % of Load | 1 | 2026 | 5.7605e-07
ENS | Preferred Plan | C&I Curtailment | C&I Curtailment-Turnkey-Other | Medium Industrial | Miscellaneous | % of Load | 1 | 2026 | 0.00038199
ENS | Preferred Plan | C&I Curtailment | C&I Curtailment-Turnkey-Other | Medium Industrial | Offices | % of Load | 1 | 2026 | 3.027e-06
ENS | Preferred Plan | C&I Curtailment | C&I Curtailment-Turnkey-Other | Medium Industrial | Retail Trade | % of Load | 1 | 2026 | 0.00013837
ENS | Preferred Plan | C&I Curtailment | C&I Curtailment-Turnkey-Other | Medium Industrial | Services | % of Load | 1 | 2026 | 6.3713e-06
ENS | Preferred Plan | C&I Curtailment | C&I Curtailment-Turnkey-Manual HVAC Control | Large Industrial | Miscellaneous | % of Load | 1 | 2026 | 2.1592e-05
ENS | Preferred Plan | C&I Curtailment | C&I Curtailment-Turnkey-Auto-DR HVAC Control | Large Industrial | Miscellaneous | % of Load | 1 | 2026 | 6.824e-07
ENS | Preferred Plan | C&I Curtailment | C&I Curtailment-Turnkey-Standard Lighting Control | Large Industrial | Miscellaneous | % of Load | 1 | 2026 | 9.4188e-06
ENS | Preferred Plan | C&I Curtailment | C&I Curtailment-Turnkey-Water Heating Control | Large Industrial | Miscellaneous | % of Load | 1 | 2026 | 4.3492e-07
ENS | Preferred Plan | C&I Curtailment | C&I Curtailment-Turnkey-Other | Large Industrial | Miscellaneous | % of Load | 1 | 2026 | 9.4005e-06
ENS | Preferred Plan | C&I Curtailment | C&I Curtailment-Turnkey-Industrial | Large Industrial | Manufacturing | % of Load | 1 | 2026 | 1.8764e-06
ENS | Preferred Plan | C&I Loadshift to BUGs | C&I Loadshift to BUGs | Large General | Miscellaneous | % of Load | 1 | 2026 | 0.0020656
ENS | Preferred Plan | C&I Loadshift to BUGs | C&I Loadshift to BUGs | Small Industrial | Miscellaneous | % of Load | 1 | 2026 | 0.00068983
ENS | Preferred Plan | C&I Loadshift to BUGs | C&I Loadshift to BUGs | Medium Industrial | Manufacturing | % of Load | 1 | 2026 | 0.00040872
ENS | Preferred Plan | C&I Loadshift to BUGs | C&I Loadshift to BUGs | Medium Industrial | Miscellaneous | % of Load | 1 | 2026 | 0.0017739
ENS | Preferred Plan | Dynamic Pricing | Dynamic Pricing with enabling tech. | Small General | Manufacturing | % of Load | 1 | 2026 | 2.3552e-06
ENS | Preferred Plan | Dynamic Pricing | Dynamic Pricing with enabling tech. | Residential Charitable | Residential LI | % of Load | 1 | 2026 | 6.7738e-05
ENS | Preferred Plan | Dynamic Pricing | Dynamic Pricing with enabling tech. | Residential Charitable | Residential Market Rate | % of Load | 1 | 2026 | 0.00038431
ENS | Preferred Plan | Dynamic Pricing | Dynamic Pricing w/o enabling tech. | Residential Charitable | Residential LI | % of Load | 1 | 2026 | 0.0012059
ENS | Preferred Plan | Dynamic Pricing | Dynamic Pricing w/o enabling tech. | Residential Charitable | Residential Market Rate | % of Load | 1 | 2026 | 0.0068416
ENS | Preferred Plan | BTM Battery Control | BTM Battery Control-BYOB | Residential Charitable | Residential Market Rate | % of Load | 0 | 2026 | 9.5036e-05
ENS | Preferred Plan | EV Charging Control | EV Charging Control | EV Res LDV | EV | % of Load | 0 | 2026 | 1.4213e-05
ENS | Preferred Plan | EV Charging Control | EV Charging Control | EV Com LDV | EV | % of Load | 0 | 2026 | 4.976e-06
ENS | Preferred Plan | Behavioral DR | Behavioral DR | Residential Charitable | Residential LI | % of Load | 1 | 2026 | 3.6059e-05
ENS | Preferred Plan | Behavioral DR | Behavioral DR | Residential Charitable | Residential Market Rate | % of Load | 1 | 2026 | 0.00020536
ENS | Preferred Plan | Time-of-Use Rates (TOU) | Time-of-Use Rates (TOU) | Residential Charitable | Residential LI | % of Load | 0 | 2026 | 0.00031364
ENS | Preferred Plan | Time-of-Use Rates (TOU) | Time-of-Use Rates (TOU) | Residential Charitable | Residential Market Rate | % of Load | 0 | 2026 | 0.0017862
ENS | Preferred Plan | DLC-Thermostat | DLC-Thermostat-BYOT-Central Heat Pump | Residential Charitable | Residential LI | % of Load | 0 | 2027 | 2.2614e-05
ENS | Preferred Plan | DLC-Thermostat | DLC-Thermostat-BYOT-Central Heat Pump | Residential Charitable | Residential Market Rate | % of Load | 0 | 2027 | 0.00013838
ENS | Preferred Plan | DLC-Thermostat | DLC-Thermostat-DI-Baseboard Heating | Residential Charitable | Residential LI | % of Load | 0 | 2027 | 0.0001155
ENS | Preferred Plan | DLC-Thermostat | DLC-Thermostat-DI-Baseboard Heating | Residential Charitable | Residential Market Rate | % of Load | 0 | 2027 | 0.0010995
ENS | Preferred Plan | DLC-Thermostat | DLC-Thermostat-BYOT-Baseboard Heating | Residential Charitable | Residential LI | % of Load | 0 | 2027 | 1.3501e-05
ENS | Preferred Plan | DLC-Thermostat | DLC-Thermostat-BYOT-Baseboard Heating | Residential Charitable | Residential Market Rate | % of Load | 0 | 2027 | 0.00012851
ENS | Preferred Plan | DLC-Thermostat | DLC-Thermostat-DI-MSHP | Residential Charitable | Residential LI | % of Load | 0 | 2027 | 6.6928e-05
ENS | Preferred Plan | DLC-Thermostat | DLC-Thermostat-DI-MSHP | Residential Charitable | Residential Market Rate | % of Load | 0 | 2027 | 0.00063709
ENS | Preferred Plan | DLC-Thermostat | DLC-Thermostat-BYOT-MSHP | Residential Charitable | Residential LI | % of Load | 0 | 2027 | 6.0489e-06
ENS | Preferred Plan | DLC-Thermostat | DLC-Thermostat-BYOT-MSHP | Residential Charitable | Residential Market Rate | % of Load | 0 | 2027 | 5.7579e-05
ENS | Preferred Plan | DLC-Water Heating | DLC-Switch-Water Heating | Residential Charitable | Residential LI | % of Load | 0 | 2027 | 6.6103e-05
ENS | Preferred Plan | DLC-Water Heating | DLC-Switch-Water Heating | Residential Charitable | Residential Market Rate | % of Load | 0 | 2027 | 0.00075508
ENS | Preferred Plan | C&I Curtailment | C&I Curtailment-Turnkey-Manual HVAC Control | General | Miscellaneous | % of Load | 1 | 2027 | 0.00077097
ENS | Preferred Plan | C&I Curtailment | C&I Curtailment-Turnkey-Manual HVAC Control | General | Offices | % of Load | 1 | 2027 | 5.1423e-05
ENS | Preferred Plan | C&I Curtailment | C&I Curtailment-Turnkey-Manual HVAC Control | General | Retail Trade | % of Load | 1 | 2027 | 0.00018024
ENS | Preferred Plan | C&I Curtailment | C&I Curtailment-Turnkey-Manual HVAC Control | General | Services | % of Load | 1 | 2027 | 0.00011652
ENS | Preferred Plan | C&I Curtailment | C&I Curtailment-Turnkey-Auto-DR HVAC Control | General | Miscellaneous | % of Load | 1 | 2027 | 3.0603e-05
ENS | Preferred Plan | C&I Curtailment | C&I Curtailment-Turnkey-Auto-DR HVAC Control | General | Offices | % of Load | 1 | 2027 | 2.0412e-06
ENS | Preferred Plan | C&I Curtailment | C&I Curtailment-Turnkey-Auto-DR HVAC Control | General | Retail Trade | % of Load | 1 | 2027 | 7.1545e-06
ENS | Preferred Plan | C&I Curtailment | C&I Curtailment-Turnkey-Auto-DR HVAC Control | General | Services | % of Load | 1 | 2027 | 4.6253e-06
ENS | Preferred Plan | C&I Curtailment | C&I Curtailment-Turnkey-Standard Lighting Control | General | Miscellaneous | % of Load | 1 | 2027 | 0.00032152
ENS | Preferred Plan | C&I Curtailment | C&I Curtailment-Turnkey-Standard Lighting Control | General | Offices | % of Load | 1 | 2027 | 6.634e-06
ENS | Preferred Plan | C&I Curtailment | C&I Curtailment-Turnkey-Standard Lighting Control | General | Retail Trade | % of Load | 1 | 2027 | 7.3274e-05
ENS | Preferred Plan | C&I Curtailment | C&I Curtailment-Turnkey-Standard Lighting Control | General | Services | % of Load | 1 | 2027 | 4.7414e-05
ENS | Preferred Plan | C&I Curtailment | C&I Curtailment-Turnkey-Water Heating Control | General | Miscellaneous | % of Load | 1 | 2027 | 1.9705e-05
ENS | Preferred Plan | C&I Curtailment | C&I Curtailment-Turnkey-Water Heating Control | General | Offices | % of Load | 1 | 2027 | 5.2814e-07
ENS | Preferred Plan | C&I Curtailment | C&I Curtailment-Turnkey-Water Heating Control | General | Retail Trade | % of Load | 1 | 2027 | 1.0495e-05
ENS | Preferred Plan | C&I Curtailment | C&I Curtailment-Turnkey-Water Heating Control | General | Services | % of Load | 1 | 2027 | 6.7795e-06
ENS | Preferred Plan | C&I Curtailment | C&I Curtailment-Turnkey-Other | General | Miscellaneous | % of Load | 1 | 2027 | 0.00035146
ENS | Preferred Plan | C&I Curtailment | C&I Curtailment-Turnkey-Other | General | Offices | % of Load | 1 | 2027 | 9.6415e-06
ENS | Preferred Plan | C&I Curtailment | C&I Curtailment-Turnkey-Other | General | Retail Trade | % of Load | 1 | 2027 | 0.00011105
ENS | Preferred Plan | C&I Curtailment | C&I Curtailment-Turnkey-Other | General | Services | % of Load | 1 | 2027 | 7.1776e-05
ENS | Preferred Plan | C&I Curtailment | C&I Curtailment-Turnkey-Manual HVAC Control | Large General | Miscellaneous | % of Load | 1 | 2027 | 0.00053351
ENS | Preferred Plan | C&I Curtailment | C&I Curtailment-Turnkey-Manual HVAC Control | Large General | Retail Trade | % of Load | 1 | 2027 | 2.2778e-05
ENS | Preferred Plan | C&I Curtailment | C&I Curtailment-Turnkey-Manual HVAC Control | Large General | Services | % of Load | 1 | 2027 | 3.6477e-05
ENS | Preferred Plan | C&I Curtailment | C&I Curtailment-Turnkey-Auto-DR HVAC Control | Large General | Miscellaneous | % of Load | 1 | 2027 | 2.1177e-05
ENS | Preferred Plan | C&I Curtailment | C&I Curtailment-Turnkey-Auto-DR HVAC Control | Large General | Retail Trade | % of Load | 1 | 2027 | 9.0417e-07
ENS | Preferred Plan | C&I Curtailment | C&I Curtailment-Turnkey-Auto-DR HVAC Control | Large General | Services | % of Load | 1 | 2027 | 1.4479e-06
ENS | Preferred Plan | C&I Curtailment | C&I Curtailment-Turnkey-Standard Lighting Control | Large General | Miscellaneous | % of Load | 1 | 2027 | 0.00023102
ENS | Preferred Plan | C&I Curtailment | C&I Curtailment-Turnkey-Standard Lighting Control | Large General | Retail Trade | % of Load | 1 | 2027 | 9.2179e-06
ENS | Preferred Plan | C&I Curtailment | C&I Curtailment-Turnkey-Standard Lighting Control | Large General | Services | % of Load | 1 | 2027 | 1.4761e-05
ENS | Preferred Plan | C&I Curtailment | C&I Curtailment-Turnkey-Water Heating Control | Large General | Miscellaneous | % of Load | 1 | 2027 | 1.093e-05
ENS | Preferred Plan | C&I Curtailment | C&I Curtailment-Turnkey-Water Heating Control | Large General | Retail Trade | % of Load | 1 | 2027 | 1.3317e-06
ENS | Preferred Plan | C&I Curtailment | C&I Curtailment-Turnkey-Water Heating Control | Large General | Services | % of Load | 1 | 2027 | 2.1326e-06
ENS | Preferred Plan | C&I Curtailment | C&I Curtailment-Turnkey-Other | Large General | Miscellaneous | % of Load | 1 | 2027 | 0.00023584
ENS | Preferred Plan | C&I Curtailment | C&I Curtailment-Turnkey-Other | Large General | Retail Trade | % of Load | 1 | 2027 | 1.4046e-05
ENS | Preferred Plan | C&I Curtailment | C&I Curtailment-Turnkey-Other | Large General | Services | % of Load | 1 | 2027 | 2.2493e-05
ENS | Preferred Plan | C&I Curtailment | C&I Curtailment-Turnkey-Manual HVAC Control | Small Industrial | Miscellaneous | % of Load | 1 | 2027 | 0.00011158
ENS | Preferred Plan | C&I Curtailment | C&I Curtailment-Turnkey-Manual HVAC Control | Small Industrial | Offices | % of Load | 1 | 2027 | 1.4047e-06
ENS | Preferred Plan | C&I Curtailment | C&I Curtailment-Turnkey-Manual HVAC Control | Small Industrial | Retail Trade | % of Load | 1 | 2027 | 4.7931e-06
ENS | Preferred Plan | C&I Curtailment | C&I Curtailment-Turnkey-Manual HVAC Control | Small Industrial | Services | % of Load | 1 | 2027 | 1.5143e-06
ENS | Preferred Plan | C&I Curtailment | C&I Curtailment-Turnkey-Auto-DR HVAC Control | Small Industrial | Miscellaneous | % of Load | 1 | 2027 | 4.4292e-06
ENS | Preferred Plan | C&I Curtailment | C&I Curtailment-Turnkey-Auto-DR HVAC Control | Small Industrial | Offices | % of Load | 1 | 2027 | 5.5757e-08
ENS | Preferred Plan | C&I Curtailment | C&I Curtailment-Turnkey-Auto-DR HVAC Control | Small Industrial | Retail Trade | % of Load | 1 | 2027 | 1.9026e-07
ENS | Preferred Plan | C&I Curtailment | C&I Curtailment-Turnkey-Auto-DR HVAC Control | Small Industrial | Services | % of Load | 1 | 2027 | 6.0107e-08
ENS | Preferred Plan | C&I Curtailment | C&I Curtailment-Turnkey-Standard Lighting Control | Small Industrial | Miscellaneous | % of Load | 1 | 2027 | 3.5088e-05
ENS | Preferred Plan | C&I Curtailment | C&I Curtailment-Turnkey-Standard Lighting Control | Small Industrial | Offices | % of Load | 1 | 2027 | 1.9242e-07
ENS | Preferred Plan | C&I Curtailment | C&I Curtailment-Turnkey-Standard Lighting Control | Small Industrial | Retail Trade | % of Load | 1 | 2027 | 2.0645e-06
ENS | Preferred Plan | C&I Curtailment | C&I Curtailment-Turnkey-Standard Lighting Control | Small Industrial | Services | % of Load | 1 | 2027 | 6.5224e-07
ENS | Preferred Plan | C&I Curtailment | C&I Curtailment-Turnkey-Water Heating Control | Small Industrial | Miscellaneous | % of Load | 1 | 2027 | 2.7151e-06
ENS | Preferred Plan | C&I Curtailment | C&I Curtailment-Turnkey-Water Heating Control | Small Industrial | Offices | % of Load | 1 | 2027 | 1.4035e-08
ENS | Preferred Plan | C&I Curtailment | C&I Curtailment-Turnkey-Water Heating Control | Small Industrial | Retail Trade | % of Load | 1 | 2027 | 2.6436e-07
ENS | Preferred Plan | C&I Curtailment | C&I Curtailment-Turnkey-Water Heating Control | Small Industrial | Services | % of Load | 1 | 2027 | 8.3517e-08
ENS | Preferred Plan | C&I Curtailment | C&I Curtailment-Turnkey-Other | Small Industrial | Miscellaneous | % of Load | 1 | 2027 | 4.217e-05
ENS | Preferred Plan | C&I Curtailment | C&I Curtailment-Turnkey-Other | Small Industrial | Offices | % of Load | 1 | 2027 | 2.6488e-07
ENS | Preferred Plan | C&I Curtailment | C&I Curtailment-Turnkey-Other | Small Industrial | Retail Trade | % of Load | 1 | 2027 | 2.9192e-06
ENS | Preferred Plan | C&I Curtailment | C&I Curtailment-Turnkey-Other | Small Industrial | Services | % of Load | 1 | 2027 | 9.2224e-07
ENS | Preferred Plan | C&I Curtailment | C&I Curtailment-Turnkey-Industrial | Small Industrial | Manufacturing | % of Load | 1 | 2027 | 1.0203e-05
ENS | Preferred Plan | C&I Curtailment | C&I Curtailment-Turnkey-Manual HVAC Control | Medium Industrial | Miscellaneous | % of Load | 1 | 2027 | 0.0017846
ENS | Preferred Plan | C&I Curtailment | C&I Curtailment-Turnkey-Manual HVAC Control | Medium Industrial | Offices | % of Load | 1 | 2027 | 2.8279e-05
ENS | Preferred Plan | C&I Curtailment | C&I Curtailment-Turnkey-Manual HVAC Control | Medium Industrial | Retail Trade | % of Load | 1 | 2027 | 0.00040103
ENS | Preferred Plan | C&I Curtailment | C&I Curtailment-Turnkey-Manual HVAC Control | Medium Industrial | Services | % of Load | 1 | 2027 | 1.8466e-05
ENS | Preferred Plan | C&I Curtailment | C&I Curtailment-Turnkey-Auto-DR HVAC Control | Medium Industrial | Miscellaneous | % of Load | 1 | 2027 | 7.0836e-05
ENS | Preferred Plan | C&I Curtailment | C&I Curtailment-Turnkey-Auto-DR HVAC Control | Medium Industrial | Offices | % of Load | 1 | 2027 | 1.1225e-06
ENS | Preferred Plan | C&I Curtailment | C&I Curtailment-Turnkey-Auto-DR HVAC Control | Medium Industrial | Retail Trade | % of Load | 1 | 2027 | 1.5918e-05
ENS | Preferred Plan | C&I Curtailment | C&I Curtailment-Turnkey-Auto-DR HVAC Control | Medium Industrial | Services | % of Load | 1 | 2027 | 7.3299e-07
ENS | Preferred Plan | C&I Curtailment | C&I Curtailment-Turnkey-Standard Lighting Control | Medium Industrial | Miscellaneous | % of Load | 1 | 2027 | 0.00056115
ENS | Preferred Plan | C&I Curtailment | C&I Curtailment-Turnkey-Standard Lighting Control | Medium Industrial | Offices | % of Load | 1 | 2027 | 3.8738e-06
ENS | Preferred Plan | C&I Curtailment | C&I Curtailment-Turnkey-Standard Lighting Control | Medium Industrial | Retail Trade | % of Load | 1 | 2027 | 0.00017274
ENS | Preferred Plan | C&I Curtailment | C&I Curtailment-Turnkey-Standard Lighting Control | Medium Industrial | Services | % of Load | 1 | 2027 | 7.954e-06
ENS | Preferred Plan | C&I Curtailment | C&I Curtailment-Turnkey-Water Heating Control | Medium Industrial | Miscellaneous | % of Load | 1 | 2027 | 4.3422e-05
ENS | Preferred Plan | C&I Curtailment | C&I Curtailment-Turnkey-Water Heating Control | Medium Industrial | Offices | % of Load | 1 | 2027 | 2.8256e-07
ENS | Preferred Plan | C&I Curtailment | C&I Curtailment-Turnkey-Water Heating Control | Medium Industrial | Retail Trade | % of Load | 1 | 2027 | 2.2118e-05
ENS | Preferred Plan | C&I Curtailment | C&I Curtailment-Turnkey-Water Heating Control | Medium Industrial | Services | % of Load | 1 | 2027 | 1.0185e-06
ENS | Preferred Plan | C&I Curtailment | C&I Curtailment-Turnkey-Other | Medium Industrial | Miscellaneous | % of Load | 1 | 2027 | 0.00067442
ENS | Preferred Plan | C&I Curtailment | C&I Curtailment-Turnkey-Other | Medium Industrial | Offices | % of Load | 1 | 2027 | 5.3326e-06
ENS | Preferred Plan | C&I Curtailment | C&I Curtailment-Turnkey-Other | Medium Industrial | Retail Trade | % of Load | 1 | 2027 | 0.00024424
ENS | Preferred Plan | C&I Curtailment | C&I Curtailment-Turnkey-Other | Medium Industrial | Services | % of Load | 1 | 2027 | 1.1247e-05
ENS | Preferred Plan | C&I Curtailment | C&I Curtailment-Turnkey-Manual HVAC Control | Large Industrial | Miscellaneous | % of Load | 1 | 2027 | 3.7526e-05
ENS | Preferred Plan | C&I Curtailment | C&I Curtailment-Turnkey-Auto-DR HVAC Control | Large Industrial | Miscellaneous | % of Load | 1 | 2027 | 1.4895e-06
ENS | Preferred Plan | C&I Curtailment | C&I Curtailment-Turnkey-Standard Lighting Control | Large Industrial | Miscellaneous | % of Load | 1 | 2027 | 1.6249e-05
ENS | Preferred Plan | C&I Curtailment | C&I Curtailment-Turnkey-Water Heating Control | Large Industrial | Miscellaneous | % of Load | 1 | 2027 | 7.688e-07
ENS | Preferred Plan | C&I Curtailment | C&I Curtailment-Turnkey-Other | Large Industrial | Miscellaneous | % of Load | 1 | 2027 | 1.6588e-05
ENS | Preferred Plan | C&I Curtailment | C&I Curtailment-Turnkey-Industrial | Large Industrial | Manufacturing | % of Load | 1 | 2027 | 3.2925e-06
ENS | Preferred Plan | C&I Loadshift to BUGs | C&I Loadshift to BUGs | Large General | Miscellaneous | % of Load | 1 | 2027 | 0.0020679
ENS | Preferred Plan | C&I Loadshift to BUGs | C&I Loadshift to BUGs | Small Industrial | Miscellaneous | % of Load | 1 | 2027 | 0.00069448
ENS | Preferred Plan | C&I Loadshift to BUGs | C&I Loadshift to BUGs | Medium Industrial | Manufacturing | % of Load | 1 | 2027 | 0.00040958
ENS | Preferred Plan | C&I Loadshift to BUGs | C&I Loadshift to BUGs | Medium Industrial | Miscellaneous | % of Load | 1 | 2027 | 0.0017776
ENS | Preferred Plan | Dynamic Pricing | Dynamic Pricing with enabling tech. | Small General | Manufacturing | % of Load | 1 | 2027 | 3.9259e-06
ENS | Preferred Plan | Dynamic Pricing | Dynamic Pricing with enabling tech. | Residential Charitable | Residential LI | % of Load | 1 | 2027 | 0.00019888
ENS | Preferred Plan | Dynamic Pricing | Dynamic Pricing with enabling tech. | Residential Charitable | Residential Market Rate | % of Load | 1 | 2027 | 0.0011286
ENS | Preferred Plan | Dynamic Pricing | Dynamic Pricing w/o enabling tech. | Residential Charitable | Residential LI | % of Load | 1 | 2027 | 0.0013939
ENS | Preferred Plan | Dynamic Pricing | Dynamic Pricing w/o enabling tech. | Residential Charitable | Residential Market Rate | % of Load | 1 | 2027 | 0.0079097
ENS | Preferred Plan | Behavioral DR | Behavioral DR | Residential Charitable | Residential LI | % of Load | 1 | 2027 | 7.8901e-05
ENS | Preferred Plan | Behavioral DR | Behavioral DR | Residential Charitable | Residential Market Rate | % of Load | 1 | 2027 | 0.00044953
ENS | Preferred Plan | Time-of-Use Rates (TOU) | Time-of-Use Rates (TOU) | Residential Charitable | Residential LI | % of Load | 0 | 2027 | 0.00033363
ENS | Preferred Plan | Time-of-Use Rates (TOU) | Time-of-Use Rates (TOU) | Residential Charitable | Residential Market Rate | % of Load | 0 | 2027 | 0.0019008
ENS | Preferred Plan | DLC-Thermostat | DLC-Thermostat-BYOT-Central Heat Pump | Residential Charitable | Residential LI | % of Load | 0 | 2028 | 2.2076e-05
ENS | Preferred Plan | DLC-Thermostat | DLC-Thermostat-BYOT-Central Heat Pump | Residential Charitable | Residential Market Rate | % of Load | 0 | 2028 | 0.00013509
ENS | Preferred Plan | DLC-Thermostat | DLC-Thermostat-DI-Baseboard Heating | Residential Charitable | Residential LI | % of Load | 0 | 2028 | 0.00011219
ENS | Preferred Plan | DLC-Thermostat | DLC-Thermostat-DI-Baseboard Heating | Residential Charitable | Residential Market Rate | % of Load | 0 | 2028 | 0.0010679
ENS | Preferred Plan | DLC-Thermostat | DLC-Thermostat-BYOT-Baseboard Heating | Residential Charitable | Residential LI | % of Load | 0 | 2028 | 1.3118e-05
ENS | Preferred Plan | DLC-Thermostat | DLC-Thermostat-BYOT-Baseboard Heating | Residential Charitable | Residential Market Rate | % of Load | 0 | 2028 | 0.00012487
ENS | Preferred Plan | DLC-Thermostat | DLC-Thermostat-DI-MSHP | Residential Charitable | Residential LI | % of Load | 0 | 2028 | 6.5009e-05
ENS | Preferred Plan | DLC-Thermostat | DLC-Thermostat-DI-MSHP | Residential Charitable | Residential Market Rate | % of Load | 0 | 2028 | 0.00061882
ENS | Preferred Plan | DLC-Thermostat | DLC-Thermostat-BYOT-MSHP | Residential Charitable | Residential LI | % of Load | 0 | 2028 | 5.8719e-06
ENS | Preferred Plan | DLC-Thermostat | DLC-Thermostat-BYOT-MSHP | Residential Charitable | Residential Market Rate | % of Load | 0 | 2028 | 5.5895e-05
ENS | Preferred Plan | DLC-Water Heating | DLC-Switch-Water Heating | Residential Charitable | Residential LI | % of Load | 0 | 2028 | 6.4193e-05
ENS | Preferred Plan | DLC-Water Heating | DLC-Switch-Water Heating | Residential Charitable | Residential Market Rate | % of Load | 0 | 2028 | 0.00073326
ENS | Preferred Plan | C&I Curtailment | C&I Curtailment-Turnkey-Manual HVAC Control | General | Miscellaneous | % of Load | 1 | 2028 | 0.0009114
ENS | Preferred Plan | C&I Curtailment | C&I Curtailment-Turnkey-Manual HVAC Control | General | Offices | % of Load | 1 | 2028 | 6.1427e-05
ENS | Preferred Plan | C&I Curtailment | C&I Curtailment-Turnkey-Manual HVAC Control | General | Retail Trade | % of Load | 1 | 2028 | 0.00021186
ENS | Preferred Plan | C&I Curtailment | C&I Curtailment-Turnkey-Manual HVAC Control | General | Services | % of Load | 1 | 2028 | 0.00013696
ENS | Preferred Plan | C&I Curtailment | C&I Curtailment-Turnkey-Auto-DR HVAC Control | General | Miscellaneous | % of Load | 1 | 2028 | 4.5492e-05
ENS | Preferred Plan | C&I Curtailment | C&I Curtailment-Turnkey-Auto-DR HVAC Control | General | Offices | % of Load | 1 | 2028 | 3.0661e-06
ENS | Preferred Plan | C&I Curtailment | C&I Curtailment-Turnkey-Auto-DR HVAC Control | General | Retail Trade | % of Load | 1 | 2028 | 1.0575e-05
ENS | Preferred Plan | C&I Curtailment | C&I Curtailment-Turnkey-Auto-DR HVAC Control | General | Services | % of Load | 1 | 2028 | 6.8366e-06
ENS | Preferred Plan | C&I Curtailment | C&I Curtailment-Turnkey-Standard Lighting Control | General | Miscellaneous | % of Load | 1 | 2028 | 0.00037803
ENS | Preferred Plan | C&I Curtailment | C&I Curtailment-Turnkey-Standard Lighting Control | General | Offices | % of Load | 1 | 2028 | 7.6557e-06
ENS | Preferred Plan | C&I Curtailment | C&I Curtailment-Turnkey-Standard Lighting Control | General | Retail Trade | % of Load | 1 | 2028 | 8.5097e-05
ENS | Preferred Plan | C&I Curtailment | C&I Curtailment-Turnkey-Standard Lighting Control | General | Services | % of Load | 1 | 2028 | 5.5074e-05
ENS | Preferred Plan | C&I Curtailment | C&I Curtailment-Turnkey-Water Heating Control | General | Miscellaneous | % of Load | 1 | 2028 | 2.3967e-05
ENS | Preferred Plan | C&I Curtailment | C&I Curtailment-Turnkey-Water Heating Control | General | Offices | % of Load | 1 | 2028 | 6.4009e-07
ENS | Preferred Plan | C&I Curtailment | C&I Curtailment-Turnkey-Water Heating Control | General | Retail Trade | % of Load | 1 | 2028 | 1.2825e-05
ENS | Preferred Plan | C&I Curtailment | C&I Curtailment-Turnkey-Water Heating Control | General | Services | % of Load | 1 | 2028 | 8.2829e-06
ENS | Preferred Plan | C&I Curtailment | C&I Curtailment-Turnkey-Other | General | Miscellaneous | % of Load | 1 | 2028 | 0.00042461
ENS | Preferred Plan | C&I Curtailment | C&I Curtailment-Turnkey-Other | General | Offices | % of Load | 1 | 2028 | 1.1614e-05
ENS | Preferred Plan | C&I Curtailment | C&I Curtailment-Turnkey-Other | General | Retail Trade | % of Load | 1 | 2028 | 0.00013432
ENS | Preferred Plan | C&I Curtailment | C&I Curtailment-Turnkey-Other | General | Services | % of Load | 1 | 2028 | 8.6816e-05
ENS | Preferred Plan | C&I Curtailment | C&I Curtailment-Turnkey-Manual HVAC Control | Large General | Miscellaneous | % of Load | 1 | 2028 | 0.00063091
ENS | Preferred Plan | C&I Curtailment | C&I Curtailment-Turnkey-Manual HVAC Control | Large General | Retail Trade | % of Load | 1 | 2028 | 2.6731e-05
ENS | Preferred Plan | C&I Curtailment | C&I Curtailment-Turnkey-Manual HVAC Control | Large General | Services | % of Load | 1 | 2028 | 4.2807e-05
ENS | Preferred Plan | C&I Curtailment | C&I Curtailment-Turnkey-Auto-DR HVAC Control | Large General | Miscellaneous | % of Load | 1 | 2028 | 3.1492e-05
ENS | Preferred Plan | C&I Curtailment | C&I Curtailment-Turnkey-Auto-DR HVAC Control | Large General | Retail Trade | % of Load | 1 | 2028 | 1.3343e-06
ENS | Preferred Plan | C&I Curtailment | C&I Curtailment-Turnkey-Auto-DR HVAC Control | Large General | Services | % of Load | 1 | 2028 | 2.1367e-06
ENS | Preferred Plan | C&I Curtailment | C&I Curtailment-Turnkey-Standard Lighting Control | Large General | Miscellaneous | % of Load | 1 | 2028 | 0.00027173
ENS | Preferred Plan | C&I Curtailment | C&I Curtailment-Turnkey-Standard Lighting Control | Large General | Retail Trade | % of Load | 1 | 2028 | 1.068e-05
ENS | Preferred Plan | C&I Curtailment | C&I Curtailment-Turnkey-Standard Lighting Control | Large General | Services | % of Load | 1 | 2028 | 1.7103e-05
ENS | Preferred Plan | C&I Curtailment | C&I Curtailment-Turnkey-Water Heating Control | Large General | Miscellaneous | % of Load | 1 | 2028 | 1.3215e-05
ENS | Preferred Plan | C&I Curtailment | C&I Curtailment-Turnkey-Water Heating Control | Large General | Retail Trade | % of Load | 1 | 2028 | 1.6262e-06
ENS | Preferred Plan | C&I Curtailment | C&I Curtailment-Turnkey-Water Heating Control | Large General | Services | % of Load | 1 | 2028 | 2.6041e-06
ENS | Preferred Plan | C&I Curtailment | C&I Curtailment-Turnkey-Other | Large General | Miscellaneous | % of Load | 1 | 2028 | 0.00028435
ENS | Preferred Plan | C&I Curtailment | C&I Curtailment-Turnkey-Other | Large General | Retail Trade | % of Load | 1 | 2028 | 1.6968e-05
ENS | Preferred Plan | C&I Curtailment | C&I Curtailment-Turnkey-Other | Large General | Services | % of Load | 1 | 2028 | 2.7172e-05
ENS | Preferred Plan | C&I Curtailment | C&I Curtailment-Turnkey-Manual HVAC Control | Small Industrial | Miscellaneous | % of Load | 1 | 2028 | 0.000132
ENS | Preferred Plan | C&I Curtailment | C&I Curtailment-Turnkey-Manual HVAC Control | Small Industrial | Offices | % of Load | 1 | 2028 | 1.6719e-06
ENS | Preferred Plan | C&I Curtailment | C&I Curtailment-Turnkey-Manual HVAC Control | Small Industrial | Retail Trade | % of Load | 1 | 2028 | 5.6355e-06
ENS | Preferred Plan | C&I Curtailment | C&I Curtailment-Turnkey-Manual HVAC Control | Small Industrial | Services | % of Load | 1 | 2028 | 1.7804e-06
ENS | Preferred Plan | C&I Curtailment | C&I Curtailment-Turnkey-Auto-DR HVAC Control | Small Industrial | Miscellaneous | % of Load | 1 | 2028 | 6.5885e-06
ENS | Preferred Plan | C&I Curtailment | C&I Curtailment-Turnkey-Auto-DR HVAC Control | Small Industrial | Offices | % of Load | 1 | 2028 | 8.3455e-08
ENS | Preferred Plan | C&I Curtailment | C&I Curtailment-Turnkey-Auto-DR HVAC Control | Small Industrial | Retail Trade | % of Load | 1 | 2028 | 2.8129e-07
ENS | Preferred Plan | C&I Curtailment | C&I Curtailment-Turnkey-Auto-DR HVAC Control | Small Industrial | Services | % of Load | 1 | 2028 | 8.8868e-08
ENS | Preferred Plan | C&I Curtailment | C&I Curtailment-Turnkey-Standard Lighting Control | Small Industrial | Miscellaneous | % of Load | 1 | 2028 | 4.1068e-05
ENS | Preferred Plan | C&I Curtailment | C&I Curtailment-Turnkey-Standard Lighting Control | Small Industrial | Offices | % of Load | 1 | 2028 | 2.2396e-07
ENS | Preferred Plan | C&I Curtailment | C&I Curtailment-Turnkey-Standard Lighting Control | Small Industrial | Retail Trade | % of Load | 1 | 2028 | 2.4211e-06
ENS | Preferred Plan | C&I Curtailment | C&I Curtailment-Turnkey-Standard Lighting Control | Small Industrial | Services | % of Load | 1 | 2028 | 7.649e-07
ENS | Preferred Plan | C&I Curtailment | C&I Curtailment-Turnkey-Water Heating Control | Small Industrial | Miscellaneous | % of Load | 1 | 2028 | 3.2854e-06
ENS | Preferred Plan | C&I Curtailment | C&I Curtailment-Turnkey-Water Heating Control | Small Industrial | Offices | % of Load | 1 | 2028 | 1.6854e-08
ENS | Preferred Plan | C&I Curtailment | C&I Curtailment-Turnkey-Water Heating Control | Small Industrial | Retail Trade | % of Load | 1 | 2028 | 3.1898e-07
ENS | Preferred Plan | C&I Curtailment | C&I Curtailment-Turnkey-Water Heating Control | Small Industrial | Services | % of Load | 1 | 2028 | 1.0077e-07
ENS | Preferred Plan | C&I Curtailment | C&I Curtailment-Turnkey-Other | Small Industrial | Miscellaneous | % of Load | 1 | 2028 | 5.0826e-05
ENS | Preferred Plan | C&I Curtailment | C&I Curtailment-Turnkey-Other | Small Industrial | Offices | % of Load | 1 | 2028 | 3.1849e-07
ENS | Preferred Plan | C&I Curtailment | C&I Curtailment-Turnkey-Other | Small Industrial | Retail Trade | % of Load | 1 | 2028 | 3.5174e-06
ENS | Preferred Plan | C&I Curtailment | C&I Curtailment-Turnkey-Other | Small Industrial | Services | % of Load | 1 | 2028 | 1.1112e-06
ENS | Preferred Plan | C&I Curtailment | C&I Curtailment-Turnkey-Industrial | Small Industrial | Manufacturing | % of Load | 1 | 2028 | 1.2215e-05
ENS | Preferred Plan | C&I Curtailment | C&I Curtailment-Turnkey-Manual HVAC Control | Medium Industrial | Miscellaneous | % of Load | 1 | 2028 | 0.0021115
ENS | Preferred Plan | C&I Curtailment | C&I Curtailment-Turnkey-Manual HVAC Control | Medium Industrial | Offices | % of Load | 1 | 2028 | 3.3668e-05
ENS | Preferred Plan | C&I Curtailment | C&I Curtailment-Turnkey-Manual HVAC Control | Medium Industrial | Retail Trade | % of Load | 1 | 2028 | 0.00047164
ENS | Preferred Plan | C&I Curtailment | C&I Curtailment-Turnkey-Manual HVAC Control | Medium Industrial | Services | % of Load | 1 | 2028 | 2.1717e-05
ENS | Preferred Plan | C&I Curtailment | C&I Curtailment-Turnkey-Auto-DR HVAC Control | Medium Industrial | Miscellaneous | % of Load | 1 | 2028 | 0.0001054
ENS | Preferred Plan | C&I Curtailment | C&I Curtailment-Turnkey-Auto-DR HVAC Control | Medium Industrial | Offices | % of Load | 1 | 2028 | 1.6805e-06
ENS | Preferred Plan | C&I Curtailment | C&I Curtailment-Turnkey-Auto-DR HVAC Control | Medium Industrial | Retail Trade | % of Load | 1 | 2028 | 2.3542e-05
ENS | Preferred Plan | C&I Curtailment | C&I Curtailment-Turnkey-Auto-DR HVAC Control | Medium Industrial | Services | % of Load | 1 | 2028 | 1.084e-06
ENS | Preferred Plan | C&I Curtailment | C&I Curtailment-Turnkey-Standard Lighting Control | Medium Industrial | Miscellaneous | % of Load | 1 | 2028 | 0.00065697
ENS | Preferred Plan | C&I Curtailment | C&I Curtailment-Turnkey-Standard Lighting Control | Medium Industrial | Offices | % of Load | 1 | 2028 | 4.5099e-06
ENS | Preferred Plan | C&I Curtailment | C&I Curtailment-Turnkey-Standard Lighting Control | Medium Industrial | Retail Trade | % of Load | 1 | 2028 | 0.00020263
ENS | Preferred Plan | C&I Curtailment | C&I Curtailment-Turnkey-Standard Lighting Control | Medium Industrial | Services | % of Load | 1 | 2028 | 9.3304e-06
ENS | Preferred Plan | C&I Curtailment | C&I Curtailment-Turnkey-Water Heating Control | Medium Industrial | Miscellaneous | % of Load | 1 | 2028 | 5.2557e-05
ENS | Preferred Plan | C&I Curtailment | C&I Curtailment-Turnkey-Water Heating Control | Medium Industrial | Offices | % of Load | 1 | 2028 | 3.394e-07
ENS | Preferred Plan | C&I Curtailment | C&I Curtailment-Turnkey-Water Heating Control | Medium Industrial | Retail Trade | % of Load | 1 | 2028 | 2.6695e-05
ENS | Preferred Plan | C&I Curtailment | C&I Curtailment-Turnkey-Water Heating Control | Medium Industrial | Services | % of Load | 1 | 2028 | 1.2292e-06
ENS | Preferred Plan | C&I Curtailment | C&I Curtailment-Turnkey-Other | Medium Industrial | Miscellaneous | % of Load | 1 | 2028 | 0.00081306
ENS | Preferred Plan | C&I Curtailment | C&I Curtailment-Turnkey-Other | Medium Industrial | Offices | % of Load | 1 | 2028 | 6.4134e-06
ENS | Preferred Plan | C&I Curtailment | C&I Curtailment-Turnkey-Other | Medium Industrial | Retail Trade | % of Load | 1 | 2028 | 0.00029437
ENS | Preferred Plan | C&I Curtailment | C&I Curtailment-Turnkey-Other | Medium Industrial | Services | % of Load | 1 | 2028 | 1.3555e-05
ENS | Preferred Plan | C&I Curtailment | C&I Curtailment-Turnkey-Manual HVAC Control | Large Industrial | Miscellaneous | % of Load | 1 | 2028 | 4.4352e-05
ENS | Preferred Plan | C&I Curtailment | C&I Curtailment-Turnkey-Auto-DR HVAC Control | Large Industrial | Miscellaneous | % of Load | 1 | 2028 | 2.2138e-06
ENS | Preferred Plan | C&I Curtailment | C&I Curtailment-Turnkey-Standard Lighting Control | Large Industrial | Miscellaneous | % of Load | 1 | 2028 | 1.9102e-05
ENS | Preferred Plan | C&I Curtailment | C&I Curtailment-Turnkey-Water Heating Control | Large Industrial | Miscellaneous | % of Load | 1 | 2028 | 9.2898e-07
ENS | Preferred Plan | C&I Curtailment | C&I Curtailment-Turnkey-Other | Large Industrial | Miscellaneous | % of Load | 1 | 2028 | 1.9989e-05
ENS | Preferred Plan | C&I Curtailment | C&I Curtailment-Turnkey-Industrial | Large Industrial | Manufacturing | % of Load | 1 | 2028 | 3.9417e-06
ENS | Preferred Plan | C&I Loadshift to BUGs | C&I Loadshift to BUGs | Large General | Miscellaneous | % of Load | 1 | 2028 | 0.0020462
ENS | Preferred Plan | C&I Loadshift to BUGs | C&I Loadshift to BUGs | Small Industrial | Miscellaneous | % of Load | 1 | 2028 | 0.00069376
ENS | Preferred Plan | C&I Loadshift to BUGs | C&I Loadshift to BUGs | Medium Industrial | Manufacturing | % of Load | 1 | 2028 | 0.00040741
ENS | Preferred Plan | C&I Loadshift to BUGs | C&I Loadshift to BUGs | Medium Industrial | Miscellaneous | % of Load | 1 | 2028 | 0.0017682
ENS | Preferred Plan | Dynamic Pricing | Dynamic Pricing with enabling tech. | Small General | Manufacturing | % of Load | 1 | 2028 | 4.9149e-06
ENS | Preferred Plan | Dynamic Pricing | Dynamic Pricing with enabling tech. | Residential Charitable | Residential LI | % of Load | 1 | 2028 | 0.00043782
ENS | Preferred Plan | Dynamic Pricing | Dynamic Pricing with enabling tech. | Residential Charitable | Residential Market Rate | % of Load | 1 | 2028 | 0.0024849
ENS | Preferred Plan | Dynamic Pricing | Dynamic Pricing w/o enabling tech. | Residential Charitable | Residential LI | % of Load | 1 | 2028 | 0.0015437
ENS | Preferred Plan | Dynamic Pricing | Dynamic Pricing w/o enabling tech. | Residential Charitable | Residential Market Rate | % of Load | 1 | 2028 | 0.0087615
ENS | Preferred Plan | Behavioral DR | Behavioral DR | Residential Charitable | Residential LI | % of Load | 1 | 2028 | 0.00017141
ENS | Preferred Plan | Behavioral DR | Behavioral DR | Residential Charitable | Residential Market Rate | % of Load | 1 | 2028 | 0.00097673
ENS | Preferred Plan | Time-of-Use Rates (TOU) | Time-of-Use Rates (TOU) | Residential Charitable | Residential LI | % of Load | 0 | 2028 | 0.00033184
ENS | Preferred Plan | Time-of-Use Rates (TOU) | Time-of-Use Rates (TOU) | Residential Charitable | Residential Market Rate | % of Load | 0 | 2028 | 0.0018909
ENS | Preferred Plan | DLC-Thermostat | DLC-Thermostat-BYOT-Central Heat Pump | Residential Charitable | Residential LI | % of Load | 0 | 2029 | 2.1452e-05
ENS | Preferred Plan | DLC-Thermostat | DLC-Thermostat-BYOT-Central Heat Pump | Residential Charitable | Residential Market Rate | % of Load | 0 | 2029 | 0.00013127
ENS | Preferred Plan | DLC-Thermostat | DLC-Thermostat-DI-Baseboard Heating | Residential Charitable | Residential LI | % of Load | 0 | 2029 | 0.00010954
ENS | Preferred Plan | DLC-Thermostat | DLC-Thermostat-DI-Baseboard Heating | Residential Charitable | Residential Market Rate | % of Load | 0 | 2029 | 0.0010427
ENS | Preferred Plan | DLC-Thermostat | DLC-Thermostat-BYOT-Baseboard Heating | Residential Charitable | Residential LI | % of Load | 0 | 2029 | 1.2809e-05
ENS | Preferred Plan | DLC-Thermostat | DLC-Thermostat-BYOT-Baseboard Heating | Residential Charitable | Residential Market Rate | % of Load | 0 | 2029 | 0.00012193
ENS | Preferred Plan | DLC-Thermostat | DLC-Thermostat-DI-MSHP | Residential Charitable | Residential LI | % of Load | 0 | 2029 | 6.3472e-05
ENS | Preferred Plan | DLC-Thermostat | DLC-Thermostat-DI-MSHP | Residential Charitable | Residential Market Rate | % of Load | 0 | 2029 | 0.00060419
ENS | Preferred Plan | DLC-Thermostat | DLC-Thermostat-BYOT-MSHP | Residential Charitable | Residential LI | % of Load | 0 | 2029 | 5.7518e-06
ENS | Preferred Plan | DLC-Thermostat | DLC-Thermostat-BYOT-MSHP | Residential Charitable | Residential Market Rate | % of Load | 0 | 2029 | 5.4752e-05
ENS | Preferred Plan | DLC-Water Heating | DLC-Switch-Water Heating | Residential Charitable | Residential LI | % of Load | 0 | 2029 | 6.271e-05
ENS | Preferred Plan | DLC-Water Heating | DLC-Switch-Water Heating | Residential Charitable | Residential Market Rate | % of Load | 0 | 2029 | 0.00071632
ENS | Preferred Plan | C&I Curtailment | C&I Curtailment-Turnkey-Manual HVAC Control | General | Miscellaneous | % of Load | 1 | 2029 | 0.0010491
ENS | Preferred Plan | C&I Curtailment | C&I Curtailment-Turnkey-Manual HVAC Control | General | Offices | % of Load | 1 | 2029 | 7.1388e-05
ENS | Preferred Plan | C&I Curtailment | C&I Curtailment-Turnkey-Manual HVAC Control | General | Retail Trade | % of Load | 1 | 2029 | 0.00024243
ENS | Preferred Plan | C&I Curtailment | C&I Curtailment-Turnkey-Manual HVAC Control | General | Services | % of Load | 1 | 2029 | 0.00015674
ENS | Preferred Plan | C&I Curtailment | C&I Curtailment-Turnkey-Auto-DR HVAC Control | General | Miscellaneous | % of Load | 1 | 2029 | 6.5949e-05
ENS | Preferred Plan | C&I Curtailment | C&I Curtailment-Turnkey-Auto-DR HVAC Control | General | Offices | % of Load | 1 | 2029 | 4.4878e-06
ENS | Preferred Plan | C&I Curtailment | C&I Curtailment-Turnkey-Auto-DR HVAC Control | General | Retail Trade | % of Load | 1 | 2029 | 1.524e-05
ENS | Preferred Plan | C&I Curtailment | C&I Curtailment-Turnkey-Auto-DR HVAC Control | General | Services | % of Load | 1 | 2029 | 9.8532e-06
ENS | Preferred Plan | C&I Curtailment | C&I Curtailment-Turnkey-Standard Lighting Control | General | Miscellaneous | % of Load | 1 | 2029 | 0.0004355
ENS | Preferred Plan | C&I Curtailment | C&I Curtailment-Turnkey-Standard Lighting Control | General | Offices | % of Load | 1 | 2029 | 8.686e-06
ENS | Preferred Plan | C&I Curtailment | C&I Curtailment-Turnkey-Standard Lighting Control | General | Retail Trade | % of Load | 1 | 2029 | 9.691e-05
ENS | Preferred Plan | C&I Curtailment | C&I Curtailment-Turnkey-Standard Lighting Control | General | Services | % of Load | 1 | 2029 | 6.2729e-05
ENS | Preferred Plan | C&I Curtailment | C&I Curtailment-Turnkey-Water Heating Control | General | Miscellaneous | % of Load | 1 | 2029 | 2.8388e-05
ENS | Preferred Plan | C&I Curtailment | C&I Curtailment-Turnkey-Water Heating Control | General | Offices | % of Load | 1 | 2029 | 7.5607e-07
ENS | Preferred Plan | C&I Curtailment | C&I Curtailment-Turnkey-Water Heating Control | General | Retail Trade | % of Load | 1 | 2029 | 1.5249e-05
ENS | Preferred Plan | C&I Curtailment | C&I Curtailment-Turnkey-Water Heating Control | General | Services | % of Load | 1 | 2029 | 9.8478e-06
ENS | Preferred Plan | C&I Curtailment | C&I Curtailment-Turnkey-Other | General | Miscellaneous | % of Load | 1 | 2029 | 0.00049941
ENS | Preferred Plan | C&I Curtailment | C&I Curtailment-Turnkey-Other | General | Offices | % of Load | 1 | 2029 | 1.3621e-05
ENS | Preferred Plan | C&I Curtailment | C&I Curtailment-Turnkey-Other | General | Retail Trade | % of Load | 1 | 2029 | 0.00015819
ENS | Preferred Plan | C&I Curtailment | C&I Curtailment-Turnkey-Other | General | Services | % of Load | 1 | 2029 | 0.00010224
ENS | Preferred Plan | C&I Curtailment | C&I Curtailment-Turnkey-Manual HVAC Control | Large General | Miscellaneous | % of Load | 1 | 2029 | 0.00072725
ENS | Preferred Plan | C&I Curtailment | C&I Curtailment-Turnkey-Manual HVAC Control | Large General | Retail Trade | % of Load | 1 | 2029 | 3.0573e-05
ENS | Preferred Plan | C&I Curtailment | C&I Curtailment-Turnkey-Manual HVAC Control | Large General | Services | % of Load | 1 | 2029 | 4.8959e-05
ENS | Preferred Plan | C&I Curtailment | C&I Curtailment-Turnkey-Auto-DR HVAC Control | Large General | Miscellaneous | % of Load | 1 | 2029 | 4.5718e-05
ENS | Preferred Plan | C&I Curtailment | C&I Curtailment-Turnkey-Auto-DR HVAC Control | Large General | Retail Trade | % of Load | 1 | 2029 | 1.9219e-06
ENS | Preferred Plan | C&I Curtailment | C&I Curtailment-Turnkey-Auto-DR HVAC Control | Large General | Services | % of Load | 1 | 2029 | 3.0777e-06
ENS | Preferred Plan | C&I Curtailment | C&I Curtailment-Turnkey-Standard Lighting Control | Large General | Miscellaneous | % of Load | 1 | 2029 | 0.0003135
ENS | Preferred Plan | C&I Curtailment | C&I Curtailment-Turnkey-Standard Lighting Control | Large General | Retail Trade | % of Load | 1 | 2029 | 1.2149e-05
ENS | Preferred Plan | C&I Curtailment | C&I Curtailment-Turnkey-Standard Lighting Control | Large General | Services | % of Load | 1 | 2029 | 1.9455e-05
ENS | Preferred Plan | C&I Curtailment | C&I Curtailment-Turnkey-Water Heating Control | Large General | Miscellaneous | % of Load | 1 | 2029 | 1.5581e-05
ENS | Preferred Plan | C&I Curtailment | C&I Curtailment-Turnkey-Water Heating Control | Large General | Retail Trade | % of Load | 1 | 2029 | 1.9343e-06
ENS | Preferred Plan | C&I Curtailment | C&I Curtailment-Turnkey-Water Heating Control | Large General | Services | % of Load | 1 | 2029 | 3.0975e-06
ENS | Preferred Plan | C&I Curtailment | C&I Curtailment-Turnkey-Other | Large General | Miscellaneous | % of Load | 1 | 2029 | 0.00033411
ENS | Preferred Plan | C&I Curtailment | C&I Curtailment-Turnkey-Other | Large General | Retail Trade | % of Load | 1 | 2029 | 1.998e-05
ENS | Preferred Plan | C&I Curtailment | C&I Curtailment-Turnkey-Other | Large General | Services | % of Load | 1 | 2029 | 3.1996e-05
ENS | Preferred Plan | C&I Curtailment | C&I Curtailment-Turnkey-Manual HVAC Control | Small Industrial | Miscellaneous | % of Load | 1 | 2029 | 0.00015193
ENS | Preferred Plan | C&I Curtailment | C&I Curtailment-Turnkey-Manual HVAC Control | Small Industrial | Offices | % of Load | 1 | 2029 | 1.9356e-06
ENS | Preferred Plan | C&I Curtailment | C&I Curtailment-Turnkey-Manual HVAC Control | Small Industrial | Retail Trade | % of Load | 1 | 2029 | 6.4519e-06
ENS | Preferred Plan | C&I Curtailment | C&I Curtailment-Turnkey-Manual HVAC Control | Small Industrial | Services | % of Load | 1 | 2029 | 2.0383e-06
ENS | Preferred Plan | C&I Curtailment | C&I Curtailment-Turnkey-Auto-DR HVAC Control | Small Industrial | Miscellaneous | % of Load | 1 | 2029 | 9.5511e-06
ENS | Preferred Plan | C&I Curtailment | C&I Curtailment-Turnkey-Auto-DR HVAC Control | Small Industrial | Offices | % of Load | 1 | 2029 | 1.2168e-07
ENS | Preferred Plan | C&I Curtailment | C&I Curtailment-Turnkey-Auto-DR HVAC Control | Small Industrial | Retail Trade | % of Load | 1 | 2029 | 4.0559e-07
ENS | Preferred Plan | C&I Curtailment | C&I Curtailment-Turnkey-Auto-DR HVAC Control | Small Industrial | Services | % of Load | 1 | 2029 | 1.2814e-07
ENS | Preferred Plan | C&I Curtailment | C&I Curtailment-Turnkey-Standard Lighting Control | Small Industrial | Miscellaneous | % of Load | 1 | 2029 | 4.7097e-05
ENS | Preferred Plan | C&I Curtailment | C&I Curtailment-Turnkey-Standard Lighting Control | Small Industrial | Offices | % of Load | 1 | 2029 | 2.5557e-07
ENS | Preferred Plan | C&I Curtailment | C&I Curtailment-Turnkey-Standard Lighting Control | Small Industrial | Retail Trade | % of Load | 1 | 2029 | 2.7794e-06
ENS | Preferred Plan | C&I Curtailment | C&I Curtailment-Turnkey-Standard Lighting Control | Small Industrial | Services | % of Load | 1 | 2029 | 8.7808e-07
ENS | Preferred Plan | C&I Curtailment | C&I Curtailment-Turnkey-Water Heating Control | Small Industrial | Miscellaneous | % of Load | 1 | 2029 | 3.8704e-06
ENS | Preferred Plan | C&I Curtailment | C&I Curtailment-Turnkey-Water Heating Control | Small Industrial | Offices | % of Load | 1 | 2029 | 1.9738e-08
ENS | Preferred Plan | C&I Curtailment | C&I Curtailment-Turnkey-Water Heating Control | Small Industrial | Retail Trade | % of Load | 1 | 2029 | 3.7482e-07
ENS | Preferred Plan | C&I Curtailment | C&I Curtailment-Turnkey-Water Heating Control | Small Industrial | Services | % of Load | 1 | 2029 | 1.1841e-07
ENS | Preferred Plan | C&I Curtailment | C&I Curtailment-Turnkey-Other | Small Industrial | Miscellaneous | % of Load | 1 | 2029 | 5.9613e-05
ENS | Preferred Plan | C&I Curtailment | C&I Curtailment-Turnkey-Other | Small Industrial | Offices | % of Load | 1 | 2029 | 3.7277e-07
ENS | Preferred Plan | C&I Curtailment | C&I Curtailment-Turnkey-Other | Small Industrial | Retail Trade | % of Load | 1 | 2029 | 4.125e-06
ENS | Preferred Plan | C&I Curtailment | C&I Curtailment-Turnkey-Other | Small Industrial | Services | % of Load | 1 | 2029 | 1.3032e-06
ENS | Preferred Plan | C&I Curtailment | C&I Curtailment-Turnkey-Industrial | Small Industrial | Manufacturing | % of Load | 1 | 2029 | 1.4248e-05
ENS | Preferred Plan | C&I Curtailment | C&I Curtailment-Turnkey-Manual HVAC Control | Medium Industrial | Miscellaneous | % of Load | 1 | 2029 | 0.0024341
ENS | Preferred Plan | C&I Curtailment | C&I Curtailment-Turnkey-Manual HVAC Control | Medium Industrial | Offices | % of Load | 1 | 2029 | 3.9035e-05
ENS | Preferred Plan | C&I Curtailment | C&I Curtailment-Turnkey-Manual HVAC Control | Medium Industrial | Retail Trade | % of Load | 1 | 2029 | 0.00054077
ENS | Preferred Plan | C&I Curtailment | C&I Curtailment-Turnkey-Manual HVAC Control | Medium Industrial | Services | % of Load | 1 | 2029 | 2.4901e-05
ENS | Preferred Plan | C&I Curtailment | C&I Curtailment-Turnkey-Auto-DR HVAC Control | Medium Industrial | Miscellaneous | % of Load | 1 | 2029 | 0.00015302
ENS | Preferred Plan | C&I Curtailment | C&I Curtailment-Turnkey-Auto-DR HVAC Control | Medium Industrial | Offices | % of Load | 1 | 2029 | 2.4539e-06
ENS | Preferred Plan | C&I Curtailment | C&I Curtailment-Turnkey-Auto-DR HVAC Control | Medium Industrial | Retail Trade | % of Load | 1 | 2029 | 3.3995e-05
ENS | Preferred Plan | C&I Curtailment | C&I Curtailment-Turnkey-Auto-DR HVAC Control | Medium Industrial | Services | % of Load | 1 | 2029 | 1.5654e-06
ENS | Preferred Plan | C&I Curtailment | C&I Curtailment-Turnkey-Standard Lighting Control | Medium Industrial | Miscellaneous | % of Load | 1 | 2029 | 0.00075453
ENS | Preferred Plan | C&I Curtailment | C&I Curtailment-Turnkey-Standard Lighting Control | Medium Industrial | Offices | % of Load | 1 | 2029 | 5.1542e-06
ENS | Preferred Plan | C&I Curtailment | C&I Curtailment-Turnkey-Standard Lighting Control | Medium Industrial | Retail Trade | % of Load | 1 | 2029 | 0.00023296
ENS | Preferred Plan | C&I Curtailment | C&I Curtailment-Turnkey-Standard Lighting Control | Medium Industrial | Services | % of Load | 1 | 2029 | 1.0727e-05
ENS | Preferred Plan | C&I Curtailment | C&I Curtailment-Turnkey-Water Heating Control | Medium Industrial | Miscellaneous | % of Load | 1 | 2029 | 6.2007e-05
ENS | Preferred Plan | C&I Curtailment | C&I Curtailment-Turnkey-Water Heating Control | Medium Industrial | Offices | % of Load | 1 | 2029 | 3.9805e-07
ENS | Preferred Plan | C&I Curtailment | C&I Curtailment-Turnkey-Water Heating Control | Medium Industrial | Retail Trade | % of Load | 1 | 2029 | 3.1415e-05
ENS | Preferred Plan | C&I Curtailment | C&I Curtailment-Turnkey-Water Heating Control | Medium Industrial | Services | % of Load | 1 | 2029 | 1.4466e-06
ENS | Preferred Plan | C&I Curtailment | C&I Curtailment-Turnkey-Other | Medium Industrial | Miscellaneous | % of Load | 1 | 2029 | 0.00095505
ENS | Preferred Plan | C&I Curtailment | C&I Curtailment-Turnkey-Other | Medium Industrial | Offices | % of Load | 1 | 2029 | 7.5177e-06
ENS | Preferred Plan | C&I Curtailment | C&I Curtailment-Turnkey-Other | Medium Industrial | Retail Trade | % of Load | 1 | 2029 | 0.00034573
ENS | Preferred Plan | C&I Curtailment | C&I Curtailment-Turnkey-Other | Medium Industrial | Services | % of Load | 1 | 2029 | 1.592e-05
ENS | Preferred Plan | C&I Curtailment | C&I Curtailment-Turnkey-Manual HVAC Control | Large Industrial | Miscellaneous | % of Load | 1 | 2029 | 5.1073e-05
ENS | Preferred Plan | C&I Curtailment | C&I Curtailment-Turnkey-Auto-DR HVAC Control | Large Industrial | Miscellaneous | % of Load | 1 | 2029 | 3.2106e-06
ENS | Preferred Plan | C&I Curtailment | C&I Curtailment-Turnkey-Standard Lighting Control | Large Industrial | Miscellaneous | % of Load | 1 | 2029 | 2.2016e-05
ENS | Preferred Plan | C&I Curtailment | C&I Curtailment-Turnkey-Water Heating Control | Large Industrial | Miscellaneous | % of Load | 1 | 2029 | 1.0942e-06
ENS | Preferred Plan | C&I Curtailment | C&I Curtailment-Turnkey-Other | Large Industrial | Miscellaneous | % of Load | 1 | 2029 | 2.3464e-05
ENS | Preferred Plan | C&I Curtailment | C&I Curtailment-Turnkey-Industrial | Large Industrial | Manufacturing | % of Load | 1 | 2029 | 4.603e-06
ENS | Preferred Plan | C&I Loadshift to BUGs | C&I Loadshift to BUGs | Large General | Miscellaneous | % of Load | 1 | 2029 | 0.002035
ENS | Preferred Plan | C&I Loadshift to BUGs | C&I Loadshift to BUGs | Small Industrial | Miscellaneous | % of Load | 1 | 2029 | 0.00069691
ENS | Preferred Plan | C&I Loadshift to BUGs | C&I Loadshift to BUGs | Medium Industrial | Manufacturing | % of Load | 1 | 2029 | 0.00040764
ENS | Preferred Plan | C&I Loadshift to BUGs | C&I Loadshift to BUGs | Medium Industrial | Miscellaneous | % of Load | 1 | 2029 | 0.0017692
ENS | Preferred Plan | Dynamic Pricing | Dynamic Pricing with enabling tech. | Small General | Manufacturing | % of Load | 1 | 2029 | 5.8977e-06
ENS | Preferred Plan | Dynamic Pricing | Dynamic Pricing with enabling tech. | Residential Charitable | Residential LI | % of Load | 1 | 2029 | 0.00092061
ENS | Preferred Plan | Dynamic Pricing | Dynamic Pricing with enabling tech. | Residential Charitable | Residential Market Rate | % of Load | 1 | 2029 | 0.005226
ENS | Preferred Plan | Dynamic Pricing | Dynamic Pricing w/o enabling tech. | Residential Charitable | Residential LI | % of Load | 1 | 2029 | 0.0015378
ENS | Preferred Plan | Dynamic Pricing | Dynamic Pricing w/o enabling tech. | Residential Charitable | Residential Market Rate | % of Load | 1 | 2029 | 0.0087295
ENS | Preferred Plan | Behavioral DR | Behavioral DR | Residential Charitable | Residential LI | % of Load | 1 | 2029 | 0.00026462
ENS | Preferred Plan | Behavioral DR | Behavioral DR | Residential Charitable | Residential Market Rate | % of Load | 1 | 2029 | 0.0015079
ENS | Preferred Plan | Time-of-Use Rates (TOU) | Time-of-Use Rates (TOU) | Residential Charitable | Residential LI | % of Load | 0 | 2029 | 0.00030688
ENS | Preferred Plan | Time-of-Use Rates (TOU) | Time-of-Use Rates (TOU) | Residential Charitable | Residential Market Rate | % of Load | 0 | 2029 | 0.0017488
ENS | Preferred Plan | DLC-Thermostat | DLC-Thermostat-BYOT-Central Heat Pump | Residential Charitable | Residential LI | % of Load | 0 | 2030 | 2.0831e-05
ENS | Preferred Plan | DLC-Thermostat | DLC-Thermostat-BYOT-Central Heat Pump | Residential Charitable | Residential Market Rate | % of Load | 0 | 2030 | 0.00012747
ENS | Preferred Plan | DLC-Thermostat | DLC-Thermostat-DI-Baseboard Heating | Residential Charitable | Residential LI | % of Load | 0 | 2030 | 0.00010606
ENS | Preferred Plan | DLC-Thermostat | DLC-Thermostat-DI-Baseboard Heating | Residential Charitable | Residential Market Rate | % of Load | 0 | 2030 | 0.0010096
ENS | Preferred Plan | DLC-Thermostat | DLC-Thermostat-BYOT-Baseboard Heating | Residential Charitable | Residential LI | % of Load | 0 | 2030 | 1.2402e-05
ENS | Preferred Plan | DLC-Thermostat | DLC-Thermostat-BYOT-Baseboard Heating | Residential Charitable | Residential Market Rate | % of Load | 0 | 2030 | 0.00011805
ENS | Preferred Plan | DLC-Thermostat | DLC-Thermostat-DI-MSHP | Residential Charitable | Residential LI | % of Load | 0 | 2030 | 6.1463e-05
ENS | Preferred Plan | DLC-Thermostat | DLC-Thermostat-DI-MSHP | Residential Charitable | Residential Market Rate | % of Load | 0 | 2030 | 0.00058507
ENS | Preferred Plan | DLC-Thermostat | DLC-Thermostat-BYOT-MSHP | Residential Charitable | Residential LI | % of Load | 0 | 2030 | 5.5616e-06
ENS | Preferred Plan | DLC-Thermostat | DLC-Thermostat-BYOT-MSHP | Residential Charitable | Residential Market Rate | % of Load | 0 | 2030 | 5.2941e-05
ENS | Preferred Plan | DLC-Water Heating | DLC-Switch-Water Heating | Residential Charitable | Residential LI | % of Load | 0 | 2030 | 6.0714e-05
ENS | Preferred Plan | DLC-Water Heating | DLC-Switch-Water Heating | Residential Charitable | Residential Market Rate | % of Load | 0 | 2030 | 0.00069352
ENS | Preferred Plan | C&I Curtailment | C&I Curtailment-Turnkey-Manual HVAC Control | General | Miscellaneous | % of Load | 1 | 2030 | 0.0011682
ENS | Preferred Plan | C&I Curtailment | C&I Curtailment-Turnkey-Manual HVAC Control | General | Offices | % of Load | 1 | 2030 | 8.0277e-05
ENS | Preferred Plan | C&I Curtailment | C&I Curtailment-Turnkey-Manual HVAC Control | General | Retail Trade | % of Load | 1 | 2030 | 0.0002683
ENS | Preferred Plan | C&I Curtailment | C&I Curtailment-Turnkey-Manual HVAC Control | General | Services | % of Load | 1 | 2030 | 0.00017347
ENS | Preferred Plan | C&I Curtailment | C&I Curtailment-Turnkey-Auto-DR HVAC Control | General | Miscellaneous | % of Load | 1 | 2030 | 9.2667e-05
ENS | Preferred Plan | C&I Curtailment | C&I Curtailment-Turnkey-Auto-DR HVAC Control | General | Offices | % of Load | 1 | 2030 | 6.3682e-06
ENS | Preferred Plan | C&I Curtailment | C&I Curtailment-Turnkey-Auto-DR HVAC Control | General | Retail Trade | % of Load | 1 | 2030 | 2.1284e-05
ENS | Preferred Plan | C&I Curtailment | C&I Curtailment-Turnkey-Auto-DR HVAC Control | General | Services | % of Load | 1 | 2030 | 1.3761e-05
ENS | Preferred Plan | C&I Curtailment | C&I Curtailment-Turnkey-Standard Lighting Control | General | Miscellaneous | % of Load | 1 | 2030 | 0.00048626
ENS | Preferred Plan | C&I Curtailment | C&I Curtailment-Turnkey-Standard Lighting Control | General | Offices | % of Load | 1 | 2030 | 9.5456e-06
ENS | Preferred Plan | C&I Curtailment | C&I Curtailment-Turnkey-Standard Lighting Control | General | Retail Trade | % of Load | 1 | 2030 | 0.00010689
ENS | Preferred Plan | C&I Curtailment | C&I Curtailment-Turnkey-Standard Lighting Control | General | Services | % of Load | 1 | 2030 | 6.9202e-05
ENS | Preferred Plan | C&I Curtailment | C&I Curtailment-Turnkey-Water Heating Control | General | Miscellaneous | % of Load | 1 | 2030 | 3.2603e-05
ENS | Preferred Plan | C&I Curtailment | C&I Curtailment-Turnkey-Water Heating Control | General | Offices | % of Load | 1 | 2030 | 8.6569e-07
ENS | Preferred Plan | C&I Curtailment | C&I Curtailment-Turnkey-Water Heating Control | General | Retail Trade | % of Load | 1 | 2030 | 1.7581e-05
ENS | Preferred Plan | C&I Curtailment | C&I Curtailment-Turnkey-Water Heating Control | General | Services | % of Load | 1 | 2030 | 1.1352e-05
ENS | Preferred Plan | C&I Curtailment | C&I Curtailment-Turnkey-Other | General | Miscellaneous | % of Load | 1 | 2030 | 0.00056942
ENS | Preferred Plan | C&I Curtailment | C&I Curtailment-Turnkey-Other | General | Offices | % of Load | 1 | 2030 | 1.5487e-05
ENS | Preferred Plan | C&I Curtailment | C&I Curtailment-Turnkey-Other | General | Retail Trade | % of Load | 1 | 2030 | 0.00018062
ENS | Preferred Plan | C&I Curtailment | C&I Curtailment-Turnkey-Other | General | Services | % of Load | 1 | 2030 | 0.00011673
ENS | Preferred Plan | C&I Curtailment | C&I Curtailment-Turnkey-Manual HVAC Control | Large General | Miscellaneous | % of Load | 1 | 2030 | 0.00081013
ENS | Preferred Plan | C&I Curtailment | C&I Curtailment-Turnkey-Manual HVAC Control | Large General | Retail Trade | % of Load | 1 | 2030 | 3.3777e-05
ENS | Preferred Plan | C&I Curtailment | C&I Curtailment-Turnkey-Manual HVAC Control | Large General | Services | % of Load | 1 | 2030 | 5.4091e-05
ENS | Preferred Plan | C&I Curtailment | C&I Curtailment-Turnkey-Auto-DR HVAC Control | Large General | Miscellaneous | % of Load | 1 | 2030 | 6.4266e-05
ENS | Preferred Plan | C&I Curtailment | C&I Curtailment-Turnkey-Auto-DR HVAC Control | Large General | Retail Trade | % of Load | 1 | 2030 | 2.6795e-06
ENS | Preferred Plan | C&I Curtailment | C&I Curtailment-Turnkey-Auto-DR HVAC Control | Large General | Services | % of Load | 1 | 2030 | 4.2909e-06
ENS | Preferred Plan | C&I Curtailment | C&I Curtailment-Turnkey-Standard Lighting Control | Large General | Miscellaneous | % of Load | 1 | 2030 | 0.00035021
ENS | Preferred Plan | C&I Curtailment | C&I Curtailment-Turnkey-Standard Lighting Control | Large General | Retail Trade | % of Load | 1 | 2030 | 1.3369e-05
ENS | Preferred Plan | C&I Curtailment | C&I Curtailment-Turnkey-Standard Lighting Control | Large General | Services | % of Load | 1 | 2030 | 2.1409e-05
ENS | Preferred Plan | C&I Curtailment | C&I Curtailment-Turnkey-Water Heating Control | Large General | Miscellaneous | % of Load | 1 | 2030 | 1.7785e-05
ENS | Preferred Plan | C&I Curtailment | C&I Curtailment-Turnkey-Water Heating Control | Large General | Retail Trade | % of Load | 1 | 2030 | 2.2281e-06
ENS | Preferred Plan | C&I Curtailment | C&I Curtailment-Turnkey-Water Heating Control | Large General | Services | % of Load | 1 | 2030 | 3.5681e-06
ENS | Preferred Plan | C&I Curtailment | C&I Curtailment-Turnkey-Other | Large General | Miscellaneous | % of Load | 1 | 2030 | 0.00038013
ENS | Preferred Plan | C&I Curtailment | C&I Curtailment-Turnkey-Other | Large General | Retail Trade | % of Load | 1 | 2030 | 2.2782e-05
ENS | Preferred Plan | C&I Curtailment | C&I Curtailment-Turnkey-Other | Large General | Services | % of Load | 1 | 2030 | 3.6482e-05
ENS | Preferred Plan | C&I Curtailment | C&I Curtailment-Turnkey-Manual HVAC Control | Small Industrial | Miscellaneous | % of Load | 1 | 2030 | 0.00016927
ENS | Preferred Plan | C&I Curtailment | C&I Curtailment-Turnkey-Manual HVAC Control | Small Industrial | Offices | % of Load | 1 | 2030 | 2.1691e-06
ENS | Preferred Plan | C&I Curtailment | C&I Curtailment-Turnkey-Manual HVAC Control | Small Industrial | Retail Trade | % of Load | 1 | 2030 | 7.1494e-06
ENS | Preferred Plan | C&I Curtailment | C&I Curtailment-Turnkey-Manual HVAC Control | Small Industrial | Services | % of Load | 1 | 2030 | 2.2587e-06
ENS | Preferred Plan | C&I Curtailment | C&I Curtailment-Turnkey-Auto-DR HVAC Control | Small Industrial | Miscellaneous | % of Load | 1 | 2030 | 1.3428e-05
ENS | Preferred Plan | C&I Curtailment | C&I Curtailment-Turnkey-Auto-DR HVAC Control | Small Industrial | Offices | % of Load | 1 | 2030 | 1.7207e-07
ENS | Preferred Plan | C&I Curtailment | C&I Curtailment-Turnkey-Auto-DR HVAC Control | Small Industrial | Retail Trade | % of Load | 1 | 2030 | 5.6715e-07
ENS | Preferred Plan | C&I Curtailment | C&I Curtailment-Turnkey-Auto-DR HVAC Control | Small Industrial | Services | % of Load | 1 | 2030 | 1.7918e-07
ENS | Preferred Plan | C&I Curtailment | C&I Curtailment-Turnkey-Standard Lighting Control | Small Industrial | Miscellaneous | % of Load | 1 | 2030 | 5.2373e-05
ENS | Preferred Plan | C&I Curtailment | C&I Curtailment-Turnkey-Standard Lighting Control | Small Industrial | Offices | % of Load | 1 | 2030 | 2.8277e-07
ENS | Preferred Plan | C&I Curtailment | C&I Curtailment-Turnkey-Standard Lighting Control | Small Industrial | Retail Trade | % of Load | 1 | 2030 | 3.0941e-06
ENS | Preferred Plan | C&I Curtailment | C&I Curtailment-Turnkey-Standard Lighting Control | Small Industrial | Services | % of Load | 1 | 2030 | 9.7749e-07
ENS | Preferred Plan | C&I Curtailment | C&I Curtailment-Turnkey-Water Heating Control | Small Industrial | Miscellaneous | % of Load | 1 | 2030 | 4.4218e-06
ENS | Preferred Plan | C&I Curtailment | C&I Curtailment-Turnkey-Water Heating Control | Small Industrial | Offices | % of Load | 1 | 2030 | 2.2413e-08
ENS | Preferred Plan | C&I Curtailment | C&I Curtailment-Turnkey-Water Heating Control | Small Industrial | Retail Trade | % of Load | 1 | 2030 | 4.2709e-07
ENS | Preferred Plan | C&I Curtailment | C&I Curtailment-Turnkey-Water Heating Control | Small Industrial | Services | % of Load | 1 | 2030 | 1.3493e-07
ENS | Preferred Plan | C&I Curtailment | C&I Curtailment-Turnkey-Other | Small Industrial | Miscellaneous | % of Load | 1 | 2030 | 6.781e-05
ENS | Preferred Plan | C&I Curtailment | C&I Curtailment-Turnkey-Other | Small Industrial | Offices | % of Load | 1 | 2030 | 4.2314e-07
ENS | Preferred Plan | C&I Curtailment | C&I Curtailment-Turnkey-Other | Small Industrial | Retail Trade | % of Load | 1 | 2030 | 4.6914e-06
ENS | Preferred Plan | C&I Curtailment | C&I Curtailment-Turnkey-Other | Small Industrial | Services | % of Load | 1 | 2030 | 1.4821e-06
ENS | Preferred Plan | C&I Curtailment | C&I Curtailment-Turnkey-Industrial | Small Industrial | Manufacturing | % of Load | 1 | 2030 | 1.6119e-05
ENS | Preferred Plan | C&I Curtailment | C&I Curtailment-Turnkey-Manual HVAC Control | Medium Industrial | Miscellaneous | % of Load | 1 | 2030 | 0.0027125
ENS | Preferred Plan | C&I Curtailment | C&I Curtailment-Turnkey-Manual HVAC Control | Medium Industrial | Offices | % of Load | 1 | 2030 | 4.3756e-05
ENS | Preferred Plan | C&I Curtailment | C&I Curtailment-Turnkey-Manual HVAC Control | Medium Industrial | Retail Trade | % of Load | 1 | 2030 | 0.00059938
ENS | Preferred Plan | C&I Curtailment | C&I Curtailment-Turnkey-Manual HVAC Control | Medium Industrial | Services | % of Load | 1 | 2030 | 2.76e-05
ENS | Preferred Plan | C&I Curtailment | C&I Curtailment-Turnkey-Auto-DR HVAC Control | Medium Industrial | Miscellaneous | % of Load | 1 | 2030 | 0.00021518
ENS | Preferred Plan | C&I Curtailment | C&I Curtailment-Turnkey-Auto-DR HVAC Control | Medium Industrial | Offices | % of Load | 1 | 2030 | 3.471e-06
ENS | Preferred Plan | C&I Curtailment | C&I Curtailment-Turnkey-Auto-DR HVAC Control | Medium Industrial | Retail Trade | % of Load | 1 | 2030 | 4.7548e-05
ENS | Preferred Plan | C&I Curtailment | C&I Curtailment-Turnkey-Auto-DR HVAC Control | Medium Industrial | Services | % of Load | 1 | 2030 | 2.1894e-06
ENS | Preferred Plan | C&I Curtailment | C&I Curtailment-Turnkey-Standard Lighting Control | Medium Industrial | Miscellaneous | % of Load | 1 | 2030 | 0.00083928
ENS | Preferred Plan | C&I Curtailment | C&I Curtailment-Turnkey-Standard Lighting Control | Medium Industrial | Offices | % of Load | 1 | 2030 | 5.7042e-06
ENS | Preferred Plan | C&I Curtailment | C&I Curtailment-Turnkey-Standard Lighting Control | Medium Industrial | Retail Trade | % of Load | 1 | 2030 | 0.0002594
ENS | Preferred Plan | C&I Curtailment | C&I Curtailment-Turnkey-Standard Lighting Control | Medium Industrial | Services | % of Load | 1 | 2030 | 1.1944e-05
ENS | Preferred Plan | C&I Curtailment | C&I Curtailment-Turnkey-Water Heating Control | Medium Industrial | Miscellaneous | % of Load | 1 | 2030 | 7.0859e-05
ENS | Preferred Plan | C&I Curtailment | C&I Curtailment-Turnkey-Water Heating Control | Medium Industrial | Offices | % of Load | 1 | 2030 | 4.5212e-07
ENS | Preferred Plan | C&I Curtailment | C&I Curtailment-Turnkey-Water Heating Control | Medium Industrial | Retail Trade | % of Load | 1 | 2030 | 3.5806e-05
ENS | Preferred Plan | C&I Curtailment | C&I Curtailment-Turnkey-Water Heating Control | Medium Industrial | Services | % of Load | 1 | 2030 | 1.6488e-06
ENS | Preferred Plan | C&I Curtailment | C&I Curtailment-Turnkey-Other | Medium Industrial | Miscellaneous | % of Load | 1 | 2030 | 0.0010867
ENS | Preferred Plan | C&I Curtailment | C&I Curtailment-Turnkey-Other | Medium Industrial | Offices | % of Load | 1 | 2030 | 8.5356e-06
ENS | Preferred Plan | C&I Curtailment | C&I Curtailment-Turnkey-Other | Medium Industrial | Retail Trade | % of Load | 1 | 2030 | 0.00039331
ENS | Preferred Plan | C&I Curtailment | C&I Curtailment-Turnkey-Other | Medium Industrial | Services | % of Load | 1 | 2030 | 1.8111e-05
ENS | Preferred Plan | C&I Curtailment | C&I Curtailment-Turnkey-Manual HVAC Control | Large Industrial | Miscellaneous | % of Load | 1 | 2030 | 5.6864e-05
ENS | Preferred Plan | C&I Curtailment | C&I Curtailment-Turnkey-Auto-DR HVAC Control | Large Industrial | Miscellaneous | % of Load | 1 | 2030 | 4.5109e-06
ENS | Preferred Plan | C&I Curtailment | C&I Curtailment-Turnkey-Standard Lighting Control | Large Industrial | Miscellaneous | % of Load | 1 | 2030 | 2.4582e-05
ENS | Preferred Plan | C&I Curtailment | C&I Curtailment-Turnkey-Water Heating Control | Large Industrial | Miscellaneous | % of Load | 1 | 2030 | 1.2483e-06
ENS | Preferred Plan | C&I Curtailment | C&I Curtailment-Turnkey-Other | Large Industrial | Miscellaneous | % of Load | 1 | 2030 | 2.6681e-05
ENS | Preferred Plan | C&I Curtailment | C&I Curtailment-Turnkey-Industrial | Large Industrial | Manufacturing | % of Load | 1 | 2030 | 5.2074e-06
ENS | Preferred Plan | C&I Loadshift to BUGs | C&I Loadshift to BUGs | Large General | Miscellaneous | % of Load | 1 | 2030 | 0.0020149
ENS | Preferred Plan | C&I Loadshift to BUGs | C&I Loadshift to BUGs | Small Industrial | Miscellaneous | % of Load | 1 | 2030 | 0.00069734
ENS | Preferred Plan | C&I Loadshift to BUGs | C&I Loadshift to BUGs | Medium Industrial | Manufacturing | % of Load | 1 | 2030 | 0.00040659
ENS | Preferred Plan | C&I Loadshift to BUGs | C&I Loadshift to BUGs | Medium Industrial | Miscellaneous | % of Load | 1 | 2030 | 0.0017646
ENS | Preferred Plan | Dynamic Pricing | Dynamic Pricing with enabling tech. | Small General | Manufacturing | % of Load | 1 | 2030 | 6.3782e-06
ENS | Preferred Plan | Dynamic Pricing | Dynamic Pricing with enabling tech. | Residential Charitable | Residential LI | % of Load | 1 | 2030 | 0.0017428
ENS | Preferred Plan | Dynamic Pricing | Dynamic Pricing with enabling tech. | Residential Charitable | Residential Market Rate | % of Load | 1 | 2030 | 0.0098951
ENS | Preferred Plan | Dynamic Pricing | Dynamic Pricing w/o enabling tech. | Residential Charitable | Residential LI | % of Load | 1 | 2030 | 0.0015324
ENS | Preferred Plan | Dynamic Pricing | Dynamic Pricing w/o enabling tech. | Residential Charitable | Residential Market Rate | % of Load | 1 | 2030 | 0.0087005
ENS | Preferred Plan | Behavioral DR | Behavioral DR | Residential Charitable | Residential LI | % of Load | 1 | 2030 | 0.00030617
ENS | Preferred Plan | Behavioral DR | Behavioral DR | Residential Charitable | Residential Market Rate | % of Load | 1 | 2030 | 0.0017449
ENS | Preferred Plan | Time-of-Use Rates (TOU) | Time-of-Use Rates (TOU) | Residential Charitable | Residential LI | % of Load | 0 | 2030 | 0.00029506
ENS | Preferred Plan | Time-of-Use Rates (TOU) | Time-of-Use Rates (TOU) | Residential Charitable | Residential Market Rate | % of Load | 0 | 2030 | 0.0016815
ENS | Preferred Plan | DLC-Thermostat | DLC-Thermostat-BYOT-Central Heat Pump | Residential Charitable | Residential LI | % of Load | 0 | 2031 | 2.034e-05
ENS | Preferred Plan | DLC-Thermostat | DLC-Thermostat-BYOT-Central Heat Pump | Residential Charitable | Residential Market Rate | % of Load | 0 | 2031 | 0.00012447
ENS | Preferred Plan | DLC-Thermostat | DLC-Thermostat-DI-Baseboard Heating | Residential Charitable | Residential LI | % of Load | 0 | 2031 | 0.00010343
ENS | Preferred Plan | DLC-Thermostat | DLC-Thermostat-DI-Baseboard Heating | Residential Charitable | Residential Market Rate | % of Load | 0 | 2031 | 0.00098456
ENS | Preferred Plan | DLC-Thermostat | DLC-Thermostat-BYOT-Baseboard Heating | Residential Charitable | Residential LI | % of Load | 0 | 2031 | 1.2093e-05
ENS | Preferred Plan | DLC-Thermostat | DLC-Thermostat-BYOT-Baseboard Heating | Residential Charitable | Residential Market Rate | % of Load | 0 | 2031 | 0.00011511
ENS | Preferred Plan | DLC-Thermostat | DLC-Thermostat-DI-MSHP | Residential Charitable | Residential LI | % of Load | 0 | 2031 | 5.993e-05
ENS | Preferred Plan | DLC-Thermostat | DLC-Thermostat-DI-MSHP | Residential Charitable | Residential Market Rate | % of Load | 0 | 2031 | 0.00057047
ENS | Preferred Plan | DLC-Thermostat | DLC-Thermostat-BYOT-MSHP | Residential Charitable | Residential LI | % of Load | 0 | 2031 | 5.4134e-06
ENS | Preferred Plan | DLC-Thermostat | DLC-Thermostat-BYOT-MSHP | Residential Charitable | Residential Market Rate | % of Load | 0 | 2031 | 5.153e-05
ENS | Preferred Plan | DLC-Water Heating | DLC-Switch-Water Heating | Residential Charitable | Residential LI | % of Load | 0 | 2031 | 5.9209e-05
ENS | Preferred Plan | DLC-Water Heating | DLC-Switch-Water Heating | Residential Charitable | Residential Market Rate | % of Load | 0 | 2031 | 0.00067633
ENS | Preferred Plan | C&I Curtailment | C&I Curtailment-Turnkey-Manual HVAC Control | General | Miscellaneous | % of Load | 1 | 2031 | 0.0012951
ENS | Preferred Plan | C&I Curtailment | C&I Curtailment-Turnkey-Manual HVAC Control | General | Offices | % of Load | 1 | 2031 | 8.9003e-05
ENS | Preferred Plan | C&I Curtailment | C&I Curtailment-Turnkey-Manual HVAC Control | General | Retail Trade | % of Load | 1 | 2031 | 0.00029747
ENS | Preferred Plan | C&I Curtailment | C&I Curtailment-Turnkey-Manual HVAC Control | General | Services | % of Load | 1 | 2031 | 0.00019233
ENS | Preferred Plan | C&I Curtailment | C&I Curtailment-Turnkey-Auto-DR HVAC Control | General | Miscellaneous | % of Load | 1 | 2031 | 0.00012843
ENS | Preferred Plan | C&I Curtailment | C&I Curtailment-Turnkey-Auto-DR HVAC Control | General | Offices | % of Load | 1 | 2031 | 8.8255e-06
ENS | Preferred Plan | C&I Curtailment | C&I Curtailment-Turnkey-Auto-DR HVAC Control | General | Retail Trade | % of Load | 1 | 2031 | 2.9497e-05
ENS | Preferred Plan | C&I Curtailment | C&I Curtailment-Turnkey-Auto-DR HVAC Control | General | Services | % of Load | 1 | 2031 | 1.9071e-05
ENS | Preferred Plan | C&I Curtailment | C&I Curtailment-Turnkey-Standard Lighting Control | General | Miscellaneous | % of Load | 1 | 2031 | 0.00053911
ENS | Preferred Plan | C&I Curtailment | C&I Curtailment-Turnkey-Standard Lighting Control | General | Offices | % of Load | 1 | 2031 | 1.0583e-05
ENS | Preferred Plan | C&I Curtailment | C&I Curtailment-Turnkey-Standard Lighting Control | General | Retail Trade | % of Load | 1 | 2031 | 0.00011851
ENS | Preferred Plan | C&I Curtailment | C&I Curtailment-Turnkey-Standard Lighting Control | General | Services | % of Load | 1 | 2031 | 7.6724e-05
ENS | Preferred Plan | C&I Curtailment | C&I Curtailment-Turnkey-Water Heating Control | General | Miscellaneous | % of Load | 1 | 2031 | 3.6147e-05
ENS | Preferred Plan | C&I Curtailment | C&I Curtailment-Turnkey-Water Heating Control | General | Offices | % of Load | 1 | 2031 | 9.598e-07
ENS | Preferred Plan | C&I Curtailment | C&I Curtailment-Turnkey-Water Heating Control | General | Retail Trade | % of Load | 1 | 2031 | 1.9492e-05
ENS | Preferred Plan | C&I Curtailment | C&I Curtailment-Turnkey-Water Heating Control | General | Services | % of Load | 1 | 2031 | 1.2586e-05
ENS | Preferred Plan | C&I Curtailment | C&I Curtailment-Turnkey-Other | General | Miscellaneous | % of Load | 1 | 2031 | 0.00063132
ENS | Preferred Plan | C&I Curtailment | C&I Curtailment-Turnkey-Other | General | Offices | % of Load | 1 | 2031 | 1.717e-05
ENS | Preferred Plan | C&I Curtailment | C&I Curtailment-Turnkey-Other | General | Retail Trade | % of Load | 1 | 2031 | 0.00020025
ENS | Preferred Plan | C&I Curtailment | C&I Curtailment-Turnkey-Other | General | Services | % of Load | 1 | 2031 | 0.00012942
ENS | Preferred Plan | C&I Curtailment | C&I Curtailment-Turnkey-Manual HVAC Control | Large General | Miscellaneous | % of Load | 1 | 2031 | 0.00089812
ENS | Preferred Plan | C&I Curtailment | C&I Curtailment-Turnkey-Manual HVAC Control | Large General | Retail Trade | % of Load | 1 | 2031 | 3.7446e-05
ENS | Preferred Plan | C&I Curtailment | C&I Curtailment-Turnkey-Manual HVAC Control | Large General | Services | % of Load | 1 | 2031 | 5.9965e-05
ENS | Preferred Plan | C&I Curtailment | C&I Curtailment-Turnkey-Auto-DR HVAC Control | Large General | Miscellaneous | % of Load | 1 | 2031 | 8.9058e-05
ENS | Preferred Plan | C&I Curtailment | C&I Curtailment-Turnkey-Auto-DR HVAC Control | Large General | Retail Trade | % of Load | 1 | 2031 | 3.7131e-06
ENS | Preferred Plan | C&I Curtailment | C&I Curtailment-Turnkey-Auto-DR HVAC Control | Large General | Services | % of Load | 1 | 2031 | 5.9462e-06
ENS | Preferred Plan | C&I Curtailment | C&I Curtailment-Turnkey-Standard Lighting Control | Large General | Miscellaneous | % of Load | 1 | 2031 | 0.00038825
ENS | Preferred Plan | C&I Curtailment | C&I Curtailment-Turnkey-Standard Lighting Control | Large General | Retail Trade | % of Load | 1 | 2031 | 1.4821e-05
ENS | Preferred Plan | C&I Curtailment | C&I Curtailment-Turnkey-Standard Lighting Control | Large General | Services | % of Load | 1 | 2031 | 2.3734e-05
ENS | Preferred Plan | C&I Curtailment | C&I Curtailment-Turnkey-Water Heating Control | Large General | Miscellaneous | % of Load | 1 | 2031 | 1.9716e-05
ENS | Preferred Plan | C&I Curtailment | C&I Curtailment-Turnkey-Water Heating Control | Large General | Retail Trade | % of Load | 1 | 2031 | 2.4701e-06
ENS | Preferred Plan | C&I Curtailment | C&I Curtailment-Turnkey-Water Heating Control | Large General | Services | % of Load | 1 | 2031 | 3.9556e-06
ENS | Preferred Plan | C&I Curtailment | C&I Curtailment-Turnkey-Other | Large General | Miscellaneous | % of Load | 1 | 2031 | 0.00042141
ENS | Preferred Plan | C&I Curtailment | C&I Curtailment-Turnkey-Other | Large General | Retail Trade | % of Load | 1 | 2031 | 2.5256e-05
ENS | Preferred Plan | C&I Curtailment | C&I Curtailment-Turnkey-Other | Large General | Services | % of Load | 1 | 2031 | 4.0445e-05
ENS | Preferred Plan | C&I Curtailment | C&I Curtailment-Turnkey-Manual HVAC Control | Small Industrial | Miscellaneous | % of Load | 1 | 2031 | 0.00018756
ENS | Preferred Plan | C&I Curtailment | C&I Curtailment-Turnkey-Manual HVAC Control | Small Industrial | Offices | % of Load | 1 | 2031 | 2.4035e-06
ENS | Preferred Plan | C&I Curtailment | C&I Curtailment-Turnkey-Manual HVAC Control | Small Industrial | Retail Trade | % of Load | 1 | 2031 | 7.922e-06
ENS | Preferred Plan | C&I Curtailment | C&I Curtailment-Turnkey-Manual HVAC Control | Small Industrial | Services | % of Load | 1 | 2031 | 2.5028e-06
ENS | Preferred Plan | C&I Curtailment | C&I Curtailment-Turnkey-Auto-DR HVAC Control | Small Industrial | Miscellaneous | % of Load | 1 | 2031 | 1.8598e-05
ENS | Preferred Plan | C&I Curtailment | C&I Curtailment-Turnkey-Auto-DR HVAC Control | Small Industrial | Offices | % of Load | 1 | 2031 | 2.3833e-07
ENS | Preferred Plan | C&I Curtailment | C&I Curtailment-Turnkey-Auto-DR HVAC Control | Small Industrial | Retail Trade | % of Load | 1 | 2031 | 7.8555e-07
ENS | Preferred Plan | C&I Curtailment | C&I Curtailment-Turnkey-Auto-DR HVAC Control | Small Industrial | Services | % of Load | 1 | 2031 | 2.4818e-07
ENS | Preferred Plan | C&I Curtailment | C&I Curtailment-Turnkey-Standard Lighting Control | Small Industrial | Miscellaneous | % of Load | 1 | 2031 | 5.8034e-05
ENS | Preferred Plan | C&I Curtailment | C&I Curtailment-Turnkey-Standard Lighting Control | Small Industrial | Offices | % of Load | 1 | 2031 | 3.1333e-07
ENS | Preferred Plan | C&I Curtailment | C&I Curtailment-Turnkey-Standard Lighting Control | Small Industrial | Retail Trade | % of Load | 1 | 2031 | 3.4285e-06
ENS | Preferred Plan | C&I Curtailment | C&I Curtailment-Turnkey-Standard Lighting Control | Small Industrial | Services | % of Load | 1 | 2031 | 1.0831e-06
ENS | Preferred Plan | C&I Curtailment | C&I Curtailment-Turnkey-Water Heating Control | Small Industrial | Miscellaneous | % of Load | 1 | 2031 | 4.8997e-06
ENS | Preferred Plan | C&I Curtailment | C&I Curtailment-Turnkey-Water Heating Control | Small Industrial | Offices | % of Load | 1 | 2031 | 2.4835e-08
ENS | Preferred Plan | C&I Curtailment | C&I Curtailment-Turnkey-Water Heating Control | Small Industrial | Retail Trade | % of Load | 1 | 2031 | 4.7325e-07
ENS | Preferred Plan | C&I Curtailment | C&I Curtailment-Turnkey-Water Heating Control | Small Industrial | Services | % of Load | 1 | 2031 | 1.4951e-07
ENS | Preferred Plan | C&I Curtailment | C&I Curtailment-Turnkey-Other | Small Industrial | Miscellaneous | % of Load | 1 | 2031 | 7.5139e-05
ENS | Preferred Plan | C&I Curtailment | C&I Curtailment-Turnkey-Other | Small Industrial | Offices | % of Load | 1 | 2031 | 4.6887e-07
ENS | Preferred Plan | C&I Curtailment | C&I Curtailment-Turnkey-Other | Small Industrial | Retail Trade | % of Load | 1 | 2031 | 5.1985e-06
ENS | Preferred Plan | C&I Curtailment | C&I Curtailment-Turnkey-Other | Small Industrial | Services | % of Load | 1 | 2031 | 1.6423e-06
ENS | Preferred Plan | C&I Curtailment | C&I Curtailment-Turnkey-Industrial | Small Industrial | Manufacturing | % of Load | 1 | 2031 | 1.7861e-05
ENS | Preferred Plan | C&I Curtailment | C&I Curtailment-Turnkey-Manual HVAC Control | Medium Industrial | Miscellaneous | % of Load | 1 | 2031 | 0.003005
ENS | Preferred Plan | C&I Curtailment | C&I Curtailment-Turnkey-Manual HVAC Control | Medium Industrial | Offices | % of Load | 1 | 2031 | 4.8474e-05
ENS | Preferred Plan | C&I Curtailment | C&I Curtailment-Turnkey-Manual HVAC Control | Medium Industrial | Retail Trade | % of Load | 1 | 2031 | 0.00066401
ENS | Preferred Plan | C&I Curtailment | C&I Curtailment-Turnkey-Manual HVAC Control | Medium Industrial | Services | % of Load | 1 | 2031 | 3.0576e-05
ENS | Preferred Plan | C&I Curtailment | C&I Curtailment-Turnkey-Auto-DR HVAC Control | Medium Industrial | Miscellaneous | % of Load | 1 | 2031 | 0.00029798
ENS | Preferred Plan | C&I Curtailment | C&I Curtailment-Turnkey-Auto-DR HVAC Control | Medium Industrial | Offices | % of Load | 1 | 2031 | 4.8067e-06
ENS | Preferred Plan | C&I Curtailment | C&I Curtailment-Turnkey-Auto-DR HVAC Control | Medium Industrial | Retail Trade | % of Load | 1 | 2031 | 6.5844e-05
ENS | Preferred Plan | C&I Curtailment | C&I Curtailment-Turnkey-Auto-DR HVAC Control | Medium Industrial | Services | % of Load | 1 | 2031 | 3.0319e-06
ENS | Preferred Plan | C&I Curtailment | C&I Curtailment-Turnkey-Standard Lighting Control | Medium Industrial | Miscellaneous | % of Load | 1 | 2031 | 0.00092979
ENS | Preferred Plan | C&I Curtailment | C&I Curtailment-Turnkey-Standard Lighting Control | Medium Industrial | Offices | % of Load | 1 | 2031 | 6.3193e-06
ENS | Preferred Plan | C&I Curtailment | C&I Curtailment-Turnkey-Standard Lighting Control | Medium Industrial | Retail Trade | % of Load | 1 | 2031 | 0.00028737
ENS | Preferred Plan | C&I Curtailment | C&I Curtailment-Turnkey-Standard Lighting Control | Medium Industrial | Services | % of Load | 1 | 2031 | 1.3232e-05
ENS | Preferred Plan | C&I Curtailment | C&I Curtailment-Turnkey-Water Heating Control | Medium Industrial | Miscellaneous | % of Load | 1 | 2031 | 7.85e-05
ENS | Preferred Plan | C&I Curtailment | C&I Curtailment-Turnkey-Water Heating Control | Medium Industrial | Offices | % of Load | 1 | 2031 | 5.0087e-07
ENS | Preferred Plan | C&I Curtailment | C&I Curtailment-Turnkey-Water Heating Control | Medium Industrial | Retail Trade | % of Load | 1 | 2031 | 3.9667e-05
ENS | Preferred Plan | C&I Curtailment | C&I Curtailment-Turnkey-Water Heating Control | Medium Industrial | Services | % of Load | 1 | 2031 | 1.8266e-06
ENS | Preferred Plan | C&I Curtailment | C&I Curtailment-Turnkey-Other | Medium Industrial | Miscellaneous | % of Load | 1 | 2031 | 0.0012038
ENS | Preferred Plan | C&I Curtailment | C&I Curtailment-Turnkey-Other | Medium Industrial | Offices | % of Load | 1 | 2031 | 9.4561e-06
ENS | Preferred Plan | C&I Curtailment | C&I Curtailment-Turnkey-Other | Medium Industrial | Retail Trade | % of Load | 1 | 2031 | 0.00043573
ENS | Preferred Plan | C&I Curtailment | C&I Curtailment-Turnkey-Other | Medium Industrial | Services | % of Load | 1 | 2031 | 2.0064e-05
ENS | Preferred Plan | C&I Curtailment | C&I Curtailment-Turnkey-Manual HVAC Control | Large Industrial | Miscellaneous | % of Load | 1 | 2031 | 6.3061e-05
ENS | Preferred Plan | C&I Curtailment | C&I Curtailment-Turnkey-Auto-DR HVAC Control | Large Industrial | Miscellaneous | % of Load | 1 | 2031 | 6.2532e-06
ENS | Preferred Plan | C&I Curtailment | C&I Curtailment-Turnkey-Standard Lighting Control | Large Industrial | Miscellaneous | % of Load | 1 | 2031 | 2.7261e-05
ENS | Preferred Plan | C&I Curtailment | C&I Curtailment-Turnkey-Water Heating Control | Large Industrial | Miscellaneous | % of Load | 1 | 2031 | 1.3844e-06
ENS | Preferred Plan | C&I Curtailment | C&I Curtailment-Turnkey-Other | Large Industrial | Miscellaneous | % of Load | 1 | 2031 | 2.9589e-05
ENS | Preferred Plan | C&I Curtailment | C&I Curtailment-Turnkey-Industrial | Large Industrial | Manufacturing | % of Load | 1 | 2031 | 5.7749e-06
ENS | Preferred Plan | C&I Loadshift to BUGs | C&I Loadshift to BUGs | Large General | Miscellaneous | % of Load | 1 | 2031 | 0.0020066
ENS | Preferred Plan | C&I Loadshift to BUGs | C&I Loadshift to BUGs | Small Industrial | Miscellaneous | % of Load | 1 | 2031 | 0.00070163
ENS | Preferred Plan | C&I Loadshift to BUGs | C&I Loadshift to BUGs | Medium Industrial | Manufacturing | % of Load | 1 | 2031 | 0.00040768
ENS | Preferred Plan | C&I Loadshift to BUGs | C&I Loadshift to BUGs | Medium Industrial | Miscellaneous | % of Load | 1 | 2031 | 0.0017693
ENS | Preferred Plan | Dynamic Pricing | Dynamic Pricing with enabling tech. | Small General | Manufacturing | % of Load | 1 | 2031 | 6.5078e-06
ENS | Preferred Plan | Dynamic Pricing | Dynamic Pricing with enabling tech. | Residential Charitable | Residential LI | % of Load | 1 | 2031 | 0.0029004
ENS | Preferred Plan | Dynamic Pricing | Dynamic Pricing with enabling tech. | Residential Charitable | Residential Market Rate | % of Load | 1 | 2031 | 0.01647
ENS | Preferred Plan | Dynamic Pricing | Dynamic Pricing w/o enabling tech. | Residential Charitable | Residential LI | % of Load | 1 | 2031 | 0.0015265
ENS | Preferred Plan | Dynamic Pricing | Dynamic Pricing w/o enabling tech. | Residential Charitable | Residential Market Rate | % of Load | 1 | 2031 | 0.0086685
ENS | Preferred Plan | Behavioral DR | Behavioral DR | Residential Charitable | Residential LI | % of Load | 1 | 2031 | 0.00033883
ENS | Preferred Plan | Behavioral DR | Behavioral DR | Residential Charitable | Residential Market Rate | % of Load | 1 | 2031 | 0.0019311
ENS | Preferred Plan | Time-of-Use Rates (TOU) | Time-of-Use Rates (TOU) | Residential Charitable | Residential LI | % of Load | 0 | 2031 | 0.00028536
ENS | Preferred Plan | Time-of-Use Rates (TOU) | Time-of-Use Rates (TOU) | Residential Charitable | Residential Market Rate | % of Load | 0 | 2031 | 0.0016263
ENS | Preferred Plan | DLC-Thermostat | DLC-Thermostat-BYOT-Central Heat Pump | Residential Charitable | Residential LI | % of Load | 0 | 2032 | 2.0213e-05
ENS | Preferred Plan | DLC-Thermostat | DLC-Thermostat-BYOT-Central Heat Pump | Residential Charitable | Residential Market Rate | % of Load | 0 | 2032 | 0.00012369
ENS | Preferred Plan | DLC-Thermostat | DLC-Thermostat-DI-Baseboard Heating | Residential Charitable | Residential LI | % of Load | 0 | 2032 | 0.00010285
ENS | Preferred Plan | DLC-Thermostat | DLC-Thermostat-DI-Baseboard Heating | Residential Charitable | Residential Market Rate | % of Load | 0 | 2032 | 0.00097899
ENS | Preferred Plan | DLC-Thermostat | DLC-Thermostat-BYOT-Baseboard Heating | Residential Charitable | Residential LI | % of Load | 0 | 2032 | 1.2025e-05
ENS | Preferred Plan | DLC-Thermostat | DLC-Thermostat-BYOT-Baseboard Heating | Residential Charitable | Residential Market Rate | % of Load | 0 | 2032 | 0.00011447
ENS | Preferred Plan | DLC-Thermostat | DLC-Thermostat-DI-MSHP | Residential Charitable | Residential LI | % of Load | 0 | 2032 | 5.9597e-05
ENS | Preferred Plan | DLC-Thermostat | DLC-Thermostat-DI-MSHP | Residential Charitable | Residential Market Rate | % of Load | 0 | 2032 | 0.00056731
ENS | Preferred Plan | DLC-Thermostat | DLC-Thermostat-BYOT-MSHP | Residential Charitable | Residential LI | % of Load | 0 | 2032 | 5.4144e-06
ENS | Preferred Plan | DLC-Thermostat | DLC-Thermostat-BYOT-MSHP | Residential Charitable | Residential Market Rate | % of Load | 0 | 2032 | 5.154e-05
ENS | Preferred Plan | DLC-Water Heating | DLC-Switch-Water Heating | Residential Charitable | Residential LI | % of Load | 0 | 2032 | 5.8879e-05
ENS | Preferred Plan | DLC-Water Heating | DLC-Switch-Water Heating | Residential Charitable | Residential Market Rate | % of Load | 0 | 2032 | 0.00067256
ENS | Preferred Plan | C&I Curtailment | C&I Curtailment-Turnkey-Manual HVAC Control | General | Miscellaneous | % of Load | 1 | 2032 | 0.0012968
ENS | Preferred Plan | C&I Curtailment | C&I Curtailment-Turnkey-Manual HVAC Control | General | Offices | % of Load | 1 | 2032 | 8.9118e-05
ENS | Preferred Plan | C&I Curtailment | C&I Curtailment-Turnkey-Manual HVAC Control | General | Retail Trade | % of Load | 1 | 2032 | 0.00029785
ENS | Preferred Plan | C&I Curtailment | C&I Curtailment-Turnkey-Manual HVAC Control | General | Services | % of Load | 1 | 2032 | 0.00019258
ENS | Preferred Plan | C&I Curtailment | C&I Curtailment-Turnkey-Auto-DR HVAC Control | General | Miscellaneous | % of Load | 1 | 2032 | 0.00016074
ENS | Preferred Plan | C&I Curtailment | C&I Curtailment-Turnkey-Auto-DR HVAC Control | General | Offices | % of Load | 1 | 2032 | 1.1046e-05
ENS | Preferred Plan | C&I Curtailment | C&I Curtailment-Turnkey-Auto-DR HVAC Control | General | Retail Trade | % of Load | 1 | 2032 | 3.6919e-05
ENS | Preferred Plan | C&I Curtailment | C&I Curtailment-Turnkey-Auto-DR HVAC Control | General | Services | % of Load | 1 | 2032 | 2.387e-05
ENS | Preferred Plan | C&I Curtailment | C&I Curtailment-Turnkey-Standard Lighting Control | General | Miscellaneous | % of Load | 1 | 2032 | 0.00053981
ENS | Preferred Plan | C&I Curtailment | C&I Curtailment-Turnkey-Standard Lighting Control | General | Offices | % of Load | 1 | 2032 | 1.0597e-05
ENS | Preferred Plan | C&I Curtailment | C&I Curtailment-Turnkey-Standard Lighting Control | General | Retail Trade | % of Load | 1 | 2032 | 0.00011866
ENS | Preferred Plan | C&I Curtailment | C&I Curtailment-Turnkey-Standard Lighting Control | General | Services | % of Load | 1 | 2032 | 7.6824e-05
ENS | Preferred Plan | C&I Curtailment | C&I Curtailment-Turnkey-Water Heating Control | General | Miscellaneous | % of Load | 1 | 2032 | 3.6194e-05
ENS | Preferred Plan | C&I Curtailment | C&I Curtailment-Turnkey-Water Heating Control | General | Offices | % of Load | 1 | 2032 | 9.6104e-07
ENS | Preferred Plan | C&I Curtailment | C&I Curtailment-Turnkey-Water Heating Control | General | Retail Trade | % of Load | 1 | 2032 | 1.9517e-05
ENS | Preferred Plan | C&I Curtailment | C&I Curtailment-Turnkey-Water Heating Control | General | Services | % of Load | 1 | 2032 | 1.2602e-05
ENS | Preferred Plan | C&I Curtailment | C&I Curtailment-Turnkey-Other | General | Miscellaneous | % of Load | 1 | 2032 | 0.00063214
ENS | Preferred Plan | C&I Curtailment | C&I Curtailment-Turnkey-Other | General | Offices | % of Load | 1 | 2032 | 1.7192e-05
ENS | Preferred Plan | C&I Curtailment | C&I Curtailment-Turnkey-Other | General | Retail Trade | % of Load | 1 | 2032 | 0.00020051
ENS | Preferred Plan | C&I Curtailment | C&I Curtailment-Turnkey-Other | General | Services | % of Load | 1 | 2032 | 0.00012959
ENS | Preferred Plan | C&I Curtailment | C&I Curtailment-Turnkey-Manual HVAC Control | Large General | Miscellaneous | % of Load | 1 | 2032 | 0.00088968
ENS | Preferred Plan | C&I Curtailment | C&I Curtailment-Turnkey-Manual HVAC Control | Large General | Retail Trade | % of Load | 1 | 2032 | 3.7094e-05
ENS | Preferred Plan | C&I Curtailment | C&I Curtailment-Turnkey-Manual HVAC Control | Large General | Services | % of Load | 1 | 2032 | 5.9402e-05
ENS | Preferred Plan | C&I Curtailment | C&I Curtailment-Turnkey-Auto-DR HVAC Control | Large General | Miscellaneous | % of Load | 1 | 2032 | 0.00011028
ENS | Preferred Plan | C&I Curtailment | C&I Curtailment-Turnkey-Auto-DR HVAC Control | Large General | Retail Trade | % of Load | 1 | 2032 | 4.5978e-06
ENS | Preferred Plan | C&I Curtailment | C&I Curtailment-Turnkey-Auto-DR HVAC Control | Large General | Services | % of Load | 1 | 2032 | 7.3629e-06
ENS | Preferred Plan | C&I Curtailment | C&I Curtailment-Turnkey-Standard Lighting Control | Large General | Miscellaneous | % of Load | 1 | 2032 | 0.0003846
ENS | Preferred Plan | C&I Curtailment | C&I Curtailment-Turnkey-Standard Lighting Control | Large General | Retail Trade | % of Load | 1 | 2032 | 1.4682e-05
ENS | Preferred Plan | C&I Curtailment | C&I Curtailment-Turnkey-Standard Lighting Control | Large General | Services | % of Load | 1 | 2032 | 2.3511e-05
ENS | Preferred Plan | C&I Curtailment | C&I Curtailment-Turnkey-Water Heating Control | Large General | Miscellaneous | % of Load | 1 | 2032 | 1.9531e-05
ENS | Preferred Plan | C&I Curtailment | C&I Curtailment-Turnkey-Water Heating Control | Large General | Retail Trade | % of Load | 1 | 2032 | 2.4469e-06
ENS | Preferred Plan | C&I Curtailment | C&I Curtailment-Turnkey-Water Heating Control | Large General | Services | % of Load | 1 | 2032 | 3.9184e-06
ENS | Preferred Plan | C&I Curtailment | C&I Curtailment-Turnkey-Other | Large General | Miscellaneous | % of Load | 1 | 2032 | 0.00041745
ENS | Preferred Plan | C&I Curtailment | C&I Curtailment-Turnkey-Other | Large General | Retail Trade | % of Load | 1 | 2032 | 2.5019e-05
ENS | Preferred Plan | C&I Curtailment | C&I Curtailment-Turnkey-Other | Large General | Services | % of Load | 1 | 2032 | 4.0065e-05
ENS | Preferred Plan | C&I Curtailment | C&I Curtailment-Turnkey-Manual HVAC Control | Small Industrial | Miscellaneous | % of Load | 1 | 2032 | 0.00018766
ENS | Preferred Plan | C&I Curtailment | C&I Curtailment-Turnkey-Manual HVAC Control | Small Industrial | Offices | % of Load | 1 | 2032 | 2.4048e-06
ENS | Preferred Plan | C&I Curtailment | C&I Curtailment-Turnkey-Manual HVAC Control | Small Industrial | Retail Trade | % of Load | 1 | 2032 | 7.9261e-06
ENS | Preferred Plan | C&I Curtailment | C&I Curtailment-Turnkey-Manual HVAC Control | Small Industrial | Services | % of Load | 1 | 2032 | 2.5041e-06
ENS | Preferred Plan | C&I Curtailment | C&I Curtailment-Turnkey-Auto-DR HVAC Control | Small Industrial | Miscellaneous | % of Load | 1 | 2032 | 2.326e-05
ENS | Preferred Plan | C&I Curtailment | C&I Curtailment-Turnkey-Auto-DR HVAC Control | Small Industrial | Offices | % of Load | 1 | 2032 | 2.9807e-07
ENS | Preferred Plan | C&I Curtailment | C&I Curtailment-Turnkey-Auto-DR HVAC Control | Small Industrial | Retail Trade | % of Load | 1 | 2032 | 9.8244e-07
ENS | Preferred Plan | C&I Curtailment | C&I Curtailment-Turnkey-Auto-DR HVAC Control | Small Industrial | Services | % of Load | 1 | 2032 | 3.1038e-07
ENS | Preferred Plan | C&I Curtailment | C&I Curtailment-Turnkey-Standard Lighting Control | Small Industrial | Miscellaneous | % of Load | 1 | 2032 | 5.8064e-05
ENS | Preferred Plan | C&I Curtailment | C&I Curtailment-Turnkey-Standard Lighting Control | Small Industrial | Offices | % of Load | 1 | 2032 | 3.135e-07
ENS | Preferred Plan | C&I Curtailment | C&I Curtailment-Turnkey-Standard Lighting Control | Small Industrial | Retail Trade | % of Load | 1 | 2032 | 3.4302e-06
ENS | Preferred Plan | C&I Curtailment | C&I Curtailment-Turnkey-Standard Lighting Control | Small Industrial | Services | % of Load | 1 | 2032 | 1.0837e-06
ENS | Preferred Plan | C&I Curtailment | C&I Curtailment-Turnkey-Water Heating Control | Small Industrial | Miscellaneous | % of Load | 1 | 2032 | 4.9022e-06
ENS | Preferred Plan | C&I Curtailment | C&I Curtailment-Turnkey-Water Heating Control | Small Industrial | Offices | % of Load | 1 | 2032 | 2.4848e-08
ENS | Preferred Plan | C&I Curtailment | C&I Curtailment-Turnkey-Water Heating Control | Small Industrial | Retail Trade | % of Load | 1 | 2032 | 4.735e-07
ENS | Preferred Plan | C&I Curtailment | C&I Curtailment-Turnkey-Water Heating Control | Small Industrial | Services | % of Load | 1 | 2032 | 1.4959e-07
ENS | Preferred Plan | C&I Curtailment | C&I Curtailment-Turnkey-Other | Small Industrial | Miscellaneous | % of Load | 1 | 2032 | 7.5178e-05
ENS | Preferred Plan | C&I Curtailment | C&I Curtailment-Turnkey-Other | Small Industrial | Offices | % of Load | 1 | 2032 | 4.6911e-07
ENS | Preferred Plan | C&I Curtailment | C&I Curtailment-Turnkey-Other | Small Industrial | Retail Trade | % of Load | 1 | 2032 | 5.2011e-06
ENS | Preferred Plan | C&I Curtailment | C&I Curtailment-Turnkey-Other | Small Industrial | Services | % of Load | 1 | 2032 | 1.6432e-06
ENS | Preferred Plan | C&I Curtailment | C&I Curtailment-Turnkey-Industrial | Small Industrial | Manufacturing | % of Load | 1 | 2032 | 1.787e-05
ENS | Preferred Plan | C&I Curtailment | C&I Curtailment-Turnkey-Manual HVAC Control | Medium Industrial | Miscellaneous | % of Load | 1 | 2032 | 0.0029973
ENS | Preferred Plan | C&I Curtailment | C&I Curtailment-Turnkey-Manual HVAC Control | Medium Industrial | Offices | % of Load | 1 | 2032 | 4.835e-05
ENS | Preferred Plan | C&I Curtailment | C&I Curtailment-Turnkey-Manual HVAC Control | Medium Industrial | Retail Trade | % of Load | 1 | 2032 | 0.00066231
ENS | Preferred Plan | C&I Curtailment | C&I Curtailment-Turnkey-Manual HVAC Control | Medium Industrial | Services | % of Load | 1 | 2032 | 3.0498e-05
ENS | Preferred Plan | C&I Curtailment | C&I Curtailment-Turnkey-Auto-DR HVAC Control | Medium Industrial | Miscellaneous | % of Load | 1 | 2032 | 0.00037152
ENS | Preferred Plan | C&I Curtailment | C&I Curtailment-Turnkey-Auto-DR HVAC Control | Medium Industrial | Offices | % of Load | 1 | 2032 | 5.993e-06
ENS | Preferred Plan | C&I Curtailment | C&I Curtailment-Turnkey-Auto-DR HVAC Control | Medium Industrial | Retail Trade | % of Load | 1 | 2032 | 8.2094e-05
ENS | Preferred Plan | C&I Curtailment | C&I Curtailment-Turnkey-Auto-DR HVAC Control | Medium Industrial | Services | % of Load | 1 | 2032 | 3.7802e-06
ENS | Preferred Plan | C&I Curtailment | C&I Curtailment-Turnkey-Standard Lighting Control | Medium Industrial | Miscellaneous | % of Load | 1 | 2032 | 0.00092741
ENS | Preferred Plan | C&I Curtailment | C&I Curtailment-Turnkey-Standard Lighting Control | Medium Industrial | Offices | % of Load | 1 | 2032 | 6.3031e-06
ENS | Preferred Plan | C&I Curtailment | C&I Curtailment-Turnkey-Standard Lighting Control | Medium Industrial | Retail Trade | % of Load | 1 | 2032 | 0.00028663
ENS | Preferred Plan | C&I Curtailment | C&I Curtailment-Turnkey-Standard Lighting Control | Medium Industrial | Services | % of Load | 1 | 2032 | 1.3199e-05
ENS | Preferred Plan | C&I Curtailment | C&I Curtailment-Turnkey-Water Heating Control | Medium Industrial | Miscellaneous | % of Load | 1 | 2032 | 7.8299e-05
ENS | Preferred Plan | C&I Curtailment | C&I Curtailment-Turnkey-Water Heating Control | Medium Industrial | Offices | % of Load | 1 | 2032 | 4.9959e-07
ENS | Preferred Plan | C&I Curtailment | C&I Curtailment-Turnkey-Water Heating Control | Medium Industrial | Retail Trade | % of Load | 1 | 2032 | 3.9566e-05
ENS | Preferred Plan | C&I Curtailment | C&I Curtailment-Turnkey-Water Heating Control | Medium Industrial | Services | % of Load | 1 | 2032 | 1.8219e-06
ENS | Preferred Plan | C&I Curtailment | C&I Curtailment-Turnkey-Other | Medium Industrial | Miscellaneous | % of Load | 1 | 2032 | 0.0012008
ENS | Preferred Plan | C&I Curtailment | C&I Curtailment-Turnkey-Other | Medium Industrial | Offices | % of Load | 1 | 2032 | 9.4319e-06
ENS | Preferred Plan | C&I Curtailment | C&I Curtailment-Turnkey-Other | Medium Industrial | Retail Trade | % of Load | 1 | 2032 | 0.00043461
ENS | Preferred Plan | C&I Curtailment | C&I Curtailment-Turnkey-Other | Medium Industrial | Services | % of Load | 1 | 2032 | 2.0013e-05
ENS | Preferred Plan | C&I Curtailment | C&I Curtailment-Turnkey-Manual HVAC Control | Large Industrial | Miscellaneous | % of Load | 1 | 2032 | 6.2425e-05
ENS | Preferred Plan | C&I Curtailment | C&I Curtailment-Turnkey-Auto-DR HVAC Control | Large Industrial | Miscellaneous | % of Load | 1 | 2032 | 7.7376e-06
ENS | Preferred Plan | C&I Curtailment | C&I Curtailment-Turnkey-Standard Lighting Control | Large Industrial | Miscellaneous | % of Load | 1 | 2032 | 2.6986e-05
ENS | Preferred Plan | C&I Curtailment | C&I Curtailment-Turnkey-Water Heating Control | Large Industrial | Miscellaneous | % of Load | 1 | 2032 | 1.3704e-06
ENS | Preferred Plan | C&I Curtailment | C&I Curtailment-Turnkey-Other | Large Industrial | Miscellaneous | % of Load | 1 | 2032 | 2.9291e-05
ENS | Preferred Plan | C&I Curtailment | C&I Curtailment-Turnkey-Industrial | Large Industrial | Manufacturing | % of Load | 1 | 2032 | 5.7166e-06
ENS | Preferred Plan | C&I Loadshift to BUGs | C&I Loadshift to BUGs | Large General | Miscellaneous | % of Load | 1 | 2032 | 0.0019878
ENS | Preferred Plan | C&I Loadshift to BUGs | C&I Loadshift to BUGs | Small Industrial | Miscellaneous | % of Load | 1 | 2032 | 0.00070199
ENS | Preferred Plan | C&I Loadshift to BUGs | C&I Loadshift to BUGs | Medium Industrial | Manufacturing | % of Load | 1 | 2032 | 0.00040664
ENS | Preferred Plan | C&I Loadshift to BUGs | C&I Loadshift to BUGs | Medium Industrial | Miscellaneous | % of Load | 1 | 2032 | 0.0017648
ENS | Preferred Plan | Dynamic Pricing | Dynamic Pricing with enabling tech. | Small General | Manufacturing | % of Load | 1 | 2032 | 6.6461e-06
ENS | Preferred Plan | Dynamic Pricing | Dynamic Pricing with enabling tech. | Residential Charitable | Residential LI | % of Load | 1 | 2032 | 0.0028909
ENS | Preferred Plan | Dynamic Pricing | Dynamic Pricing with enabling tech. | Residential Charitable | Residential Market Rate | % of Load | 1 | 2032 | 0.016417
ENS | Preferred Plan | Dynamic Pricing | Dynamic Pricing w/o enabling tech. | Residential Charitable | Residential LI | % of Load | 1 | 2032 | 0.0015215
ENS | Preferred Plan | Dynamic Pricing | Dynamic Pricing w/o enabling tech. | Residential Charitable | Residential Market Rate | % of Load | 1 | 2032 | 0.0086406
ENS | Preferred Plan | Behavioral DR | Behavioral DR | Residential Charitable | Residential LI | % of Load | 1 | 2032 | 0.00033772
ENS | Preferred Plan | Behavioral DR | Behavioral DR | Residential Charitable | Residential Market Rate | % of Load | 1 | 2032 | 0.0019248
ENS | Preferred Plan | Time-of-Use Rates (TOU) | Time-of-Use Rates (TOU) | Residential Charitable | Residential LI | % of Load | 0 | 2032 | 0.00028442
ENS | Preferred Plan | Time-of-Use Rates (TOU) | Time-of-Use Rates (TOU) | Residential Charitable | Residential Market Rate | % of Load | 0 | 2032 | 0.001621
ENS | Preferred Plan | DLC-Thermostat | DLC-Thermostat-BYOT-Central Heat Pump | Residential Charitable | Residential LI | % of Load | 0 | 2033 | 2.0203e-05
ENS | Preferred Plan | DLC-Thermostat | DLC-Thermostat-BYOT-Central Heat Pump | Residential Charitable | Residential Market Rate | % of Load | 0 | 2033 | 0.00012363
ENS | Preferred Plan | DLC-Thermostat | DLC-Thermostat-DI-Baseboard Heating | Residential Charitable | Residential LI | % of Load | 0 | 2033 | 0.00010285
ENS | Preferred Plan | DLC-Thermostat | DLC-Thermostat-DI-Baseboard Heating | Residential Charitable | Residential Market Rate | % of Load | 0 | 2033 | 0.000979
ENS | Preferred Plan | DLC-Thermostat | DLC-Thermostat-BYOT-Baseboard Heating | Residential Charitable | Residential LI | % of Load | 0 | 2033 | 1.2025e-05
ENS | Preferred Plan | DLC-Thermostat | DLC-Thermostat-BYOT-Baseboard Heating | Residential Charitable | Residential Market Rate | % of Load | 0 | 2033 | 0.00011447
ENS | Preferred Plan | DLC-Thermostat | DLC-Thermostat-DI-MSHP | Residential Charitable | Residential LI | % of Load | 0 | 2033 | 5.9596e-05
ENS | Preferred Plan | DLC-Thermostat | DLC-Thermostat-DI-MSHP | Residential Charitable | Residential Market Rate | % of Load | 0 | 2033 | 0.00056729
ENS | Preferred Plan | DLC-Thermostat | DLC-Thermostat-BYOT-MSHP | Residential Charitable | Residential LI | % of Load | 0 | 2033 | 5.4462e-06
ENS | Preferred Plan | DLC-Thermostat | DLC-Thermostat-BYOT-MSHP | Residential Charitable | Residential Market Rate | % of Load | 0 | 2033 | 5.1843e-05
ENS | Preferred Plan | DLC-Water Heating | DLC-Switch-Water Heating | Residential Charitable | Residential LI | % of Load | 0 | 2033 | 5.8875e-05
ENS | Preferred Plan | DLC-Water Heating | DLC-Switch-Water Heating | Residential Charitable | Residential Market Rate | % of Load | 0 | 2033 | 0.00067252
ENS | Preferred Plan | C&I Curtailment | C&I Curtailment-Turnkey-Manual HVAC Control | General | Miscellaneous | % of Load | 1 | 2033 | 0.0012968
ENS | Preferred Plan | C&I Curtailment | C&I Curtailment-Turnkey-Manual HVAC Control | General | Offices | % of Load | 1 | 2033 | 8.9118e-05
ENS | Preferred Plan | C&I Curtailment | C&I Curtailment-Turnkey-Manual HVAC Control | General | Retail Trade | % of Load | 1 | 2033 | 0.00029785
ENS | Preferred Plan | C&I Curtailment | C&I Curtailment-Turnkey-Manual HVAC Control | General | Services | % of Load | 1 | 2033 | 0.00019258
ENS | Preferred Plan | C&I Curtailment | C&I Curtailment-Turnkey-Auto-DR HVAC Control | General | Miscellaneous | % of Load | 1 | 2033 | 0.00020092
ENS | Preferred Plan | C&I Curtailment | C&I Curtailment-Turnkey-Auto-DR HVAC Control | General | Offices | % of Load | 1 | 2033 | 1.3808e-05
ENS | Preferred Plan | C&I Curtailment | C&I Curtailment-Turnkey-Auto-DR HVAC Control | General | Retail Trade | % of Load | 1 | 2033 | 4.6148e-05
ENS | Preferred Plan | C&I Curtailment | C&I Curtailment-Turnkey-Auto-DR HVAC Control | General | Services | % of Load | 1 | 2033 | 2.9838e-05
ENS | Preferred Plan | C&I Curtailment | C&I Curtailment-Turnkey-Standard Lighting Control | General | Miscellaneous | % of Load | 1 | 2033 | 0.00053981
ENS | Preferred Plan | C&I Curtailment | C&I Curtailment-Turnkey-Standard Lighting Control | General | Offices | % of Load | 1 | 2033 | 1.0597e-05
ENS | Preferred Plan | C&I Curtailment | C&I Curtailment-Turnkey-Standard Lighting Control | General | Retail Trade | % of Load | 1 | 2033 | 0.00011866
ENS | Preferred Plan | C&I Curtailment | C&I Curtailment-Turnkey-Standard Lighting Control | General | Services | % of Load | 1 | 2033 | 7.6824e-05
ENS | Preferred Plan | C&I Curtailment | C&I Curtailment-Turnkey-Water Heating Control | General | Miscellaneous | % of Load | 1 | 2033 | 3.6194e-05
ENS | Preferred Plan | C&I Curtailment | C&I Curtailment-Turnkey-Water Heating Control | General | Offices | % of Load | 1 | 2033 | 9.6104e-07
ENS | Preferred Plan | C&I Curtailment | C&I Curtailment-Turnkey-Water Heating Control | General | Retail Trade | % of Load | 1 | 2033 | 1.9517e-05
ENS | Preferred Plan | C&I Curtailment | C&I Curtailment-Turnkey-Water Heating Control | General | Services | % of Load | 1 | 2033 | 1.2602e-05
ENS | Preferred Plan | C&I Curtailment | C&I Curtailment-Turnkey-Other | General | Miscellaneous | % of Load | 1 | 2033 | 0.00063214
ENS | Preferred Plan | C&I Curtailment | C&I Curtailment-Turnkey-Other | General | Offices | % of Load | 1 | 2033 | 1.7192e-05
ENS | Preferred Plan | C&I Curtailment | C&I Curtailment-Turnkey-Other | General | Retail Trade | % of Load | 1 | 2033 | 0.00020051
ENS | Preferred Plan | C&I Curtailment | C&I Curtailment-Turnkey-Other | General | Services | % of Load | 1 | 2033 | 0.00012959
ENS | Preferred Plan | C&I Curtailment | C&I Curtailment-Turnkey-Manual HVAC Control | Large General | Miscellaneous | % of Load | 1 | 2033 | 0.00088968
ENS | Preferred Plan | C&I Curtailment | C&I Curtailment-Turnkey-Manual HVAC Control | Large General | Retail Trade | % of Load | 1 | 2033 | 3.7094e-05
ENS | Preferred Plan | C&I Curtailment | C&I Curtailment-Turnkey-Manual HVAC Control | Large General | Services | % of Load | 1 | 2033 | 5.9402e-05
ENS | Preferred Plan | C&I Curtailment | C&I Curtailment-Turnkey-Auto-DR HVAC Control | Large General | Miscellaneous | % of Load | 1 | 2033 | 0.00013785
ENS | Preferred Plan | C&I Curtailment | C&I Curtailment-Turnkey-Auto-DR HVAC Control | Large General | Retail Trade | % of Load | 1 | 2033 | 5.7473e-06
ENS | Preferred Plan | C&I Curtailment | C&I Curtailment-Turnkey-Auto-DR HVAC Control | Large General | Services | % of Load | 1 | 2033 | 9.2036e-06
ENS | Preferred Plan | C&I Curtailment | C&I Curtailment-Turnkey-Standard Lighting Control | Large General | Miscellaneous | % of Load | 1 | 2033 | 0.0003846
ENS | Preferred Plan | C&I Curtailment | C&I Curtailment-Turnkey-Standard Lighting Control | Large General | Retail Trade | % of Load | 1 | 2033 | 1.4682e-05
ENS | Preferred Plan | C&I Curtailment | C&I Curtailment-Turnkey-Standard Lighting Control | Large General | Services | % of Load | 1 | 2033 | 2.3511e-05
ENS | Preferred Plan | C&I Curtailment | C&I Curtailment-Turnkey-Water Heating Control | Large General | Miscellaneous | % of Load | 1 | 2033 | 1.9531e-05
ENS | Preferred Plan | C&I Curtailment | C&I Curtailment-Turnkey-Water Heating Control | Large General | Retail Trade | % of Load | 1 | 2033 | 2.4469e-06
ENS | Preferred Plan | C&I Curtailment | C&I Curtailment-Turnkey-Water Heating Control | Large General | Services | % of Load | 1 | 2033 | 3.9184e-06
ENS | Preferred Plan | C&I Curtailment | C&I Curtailment-Turnkey-Other | Large General | Miscellaneous | % of Load | 1 | 2033 | 0.00041745
ENS | Preferred Plan | C&I Curtailment | C&I Curtailment-Turnkey-Other | Large General | Retail Trade | % of Load | 1 | 2033 | 2.5019e-05
ENS | Preferred Plan | C&I Curtailment | C&I Curtailment-Turnkey-Other | Large General | Services | % of Load | 1 | 2033 | 4.0065e-05
ENS | Preferred Plan | C&I Curtailment | C&I Curtailment-Turnkey-Manual HVAC Control | Small Industrial | Miscellaneous | % of Load | 1 | 2033 | 0.00018766
ENS | Preferred Plan | C&I Curtailment | C&I Curtailment-Turnkey-Manual HVAC Control | Small Industrial | Offices | % of Load | 1 | 2033 | 2.4048e-06
ENS | Preferred Plan | C&I Curtailment | C&I Curtailment-Turnkey-Manual HVAC Control | Small Industrial | Retail Trade | % of Load | 1 | 2033 | 7.9261e-06
ENS | Preferred Plan | C&I Curtailment | C&I Curtailment-Turnkey-Manual HVAC Control | Small Industrial | Services | % of Load | 1 | 2033 | 2.5041e-06
ENS | Preferred Plan | C&I Curtailment | C&I Curtailment-Turnkey-Auto-DR HVAC Control | Small Industrial | Miscellaneous | % of Load | 1 | 2033 | 2.9075e-05
ENS | Preferred Plan | C&I Curtailment | C&I Curtailment-Turnkey-Auto-DR HVAC Control | Small Industrial | Offices | % of Load | 1 | 2033 | 3.7259e-07
ENS | Preferred Plan | C&I Curtailment | C&I Curtailment-Turnkey-Auto-DR HVAC Control | Small Industrial | Retail Trade | % of Load | 1 | 2033 | 1.2281e-06
ENS | Preferred Plan | C&I Curtailment | C&I Curtailment-Turnkey-Auto-DR HVAC Control | Small Industrial | Services | % of Load | 1 | 2033 | 3.8797e-07
ENS | Preferred Plan | C&I Curtailment | C&I Curtailment-Turnkey-Standard Lighting Control | Small Industrial | Miscellaneous | % of Load | 1 | 2033 | 5.8064e-05
ENS | Preferred Plan | C&I Curtailment | C&I Curtailment-Turnkey-Standard Lighting Control | Small Industrial | Offices | % of Load | 1 | 2033 | 3.135e-07
ENS | Preferred Plan | C&I Curtailment | C&I Curtailment-Turnkey-Standard Lighting Control | Small Industrial | Retail Trade | % of Load | 1 | 2033 | 3.4302e-06
ENS | Preferred Plan | C&I Curtailment | C&I Curtailment-Turnkey-Standard Lighting Control | Small Industrial | Services | % of Load | 1 | 2033 | 1.0837e-06
ENS | Preferred Plan | C&I Curtailment | C&I Curtailment-Turnkey-Water Heating Control | Small Industrial | Miscellaneous | % of Load | 1 | 2033 | 4.9022e-06
ENS | Preferred Plan | C&I Curtailment | C&I Curtailment-Turnkey-Water Heating Control | Small Industrial | Offices | % of Load | 1 | 2033 | 2.4848e-08
ENS | Preferred Plan | C&I Curtailment | C&I Curtailment-Turnkey-Water Heating Control | Small Industrial | Retail Trade | % of Load | 1 | 2033 | 4.735e-07
ENS | Preferred Plan | C&I Curtailment | C&I Curtailment-Turnkey-Water Heating Control | Small Industrial | Services | % of Load | 1 | 2033 | 1.4959e-07
ENS | Preferred Plan | C&I Curtailment | C&I Curtailment-Turnkey-Other | Small Industrial | Miscellaneous | % of Load | 1 | 2033 | 7.5178e-05
ENS | Preferred Plan | C&I Curtailment | C&I Curtailment-Turnkey-Other | Small Industrial | Offices | % of Load | 1 | 2033 | 4.6911e-07
ENS | Preferred Plan | C&I Curtailment | C&I Curtailment-Turnkey-Other | Small Industrial | Retail Trade | % of Load | 1 | 2033 | 5.2011e-06
ENS | Preferred Plan | C&I Curtailment | C&I Curtailment-Turnkey-Other | Small Industrial | Services | % of Load | 1 | 2033 | 1.6432e-06
ENS | Preferred Plan | C&I Curtailment | C&I Curtailment-Turnkey-Industrial | Small Industrial | Manufacturing | % of Load | 1 | 2033 | 1.787e-05
ENS | Preferred Plan | C&I Curtailment | C&I Curtailment-Turnkey-Manual HVAC Control | Medium Industrial | Miscellaneous | % of Load | 1 | 2033 | 0.0029973
ENS | Preferred Plan | C&I Curtailment | C&I Curtailment-Turnkey-Manual HVAC Control | Medium Industrial | Offices | % of Load | 1 | 2033 | 4.835e-05
ENS | Preferred Plan | C&I Curtailment | C&I Curtailment-Turnkey-Manual HVAC Control | Medium Industrial | Retail Trade | % of Load | 1 | 2033 | 0.00066231
ENS | Preferred Plan | C&I Curtailment | C&I Curtailment-Turnkey-Manual HVAC Control | Medium Industrial | Services | % of Load | 1 | 2033 | 3.0498e-05
ENS | Preferred Plan | C&I Curtailment | C&I Curtailment-Turnkey-Auto-DR HVAC Control | Medium Industrial | Miscellaneous | % of Load | 1 | 2033 | 0.0004644
ENS | Preferred Plan | C&I Curtailment | C&I Curtailment-Turnkey-Auto-DR HVAC Control | Medium Industrial | Offices | % of Load | 1 | 2033 | 7.4912e-06
ENS | Preferred Plan | C&I Curtailment | C&I Curtailment-Turnkey-Auto-DR HVAC Control | Medium Industrial | Retail Trade | % of Load | 1 | 2033 | 0.00010262
ENS | Preferred Plan | C&I Curtailment | C&I Curtailment-Turnkey-Auto-DR HVAC Control | Medium Industrial | Services | % of Load | 1 | 2033 | 4.7252e-06
ENS | Preferred Plan | C&I Curtailment | C&I Curtailment-Turnkey-Standard Lighting Control | Medium Industrial | Miscellaneous | % of Load | 1 | 2033 | 0.00092741
ENS | Preferred Plan | C&I Curtailment | C&I Curtailment-Turnkey-Standard Lighting Control | Medium Industrial | Offices | % of Load | 1 | 2033 | 6.3031e-06
ENS | Preferred Plan | C&I Curtailment | C&I Curtailment-Turnkey-Standard Lighting Control | Medium Industrial | Retail Trade | % of Load | 1 | 2033 | 0.00028663
ENS | Preferred Plan | C&I Curtailment | C&I Curtailment-Turnkey-Standard Lighting Control | Medium Industrial | Services | % of Load | 1 | 2033 | 1.3199e-05
ENS | Preferred Plan | C&I Curtailment | C&I Curtailment-Turnkey-Water Heating Control | Medium Industrial | Miscellaneous | % of Load | 1 | 2033 | 7.8299e-05
ENS | Preferred Plan | C&I Curtailment | C&I Curtailment-Turnkey-Water Heating Control | Medium Industrial | Offices | % of Load | 1 | 2033 | 4.9959e-07
ENS | Preferred Plan | C&I Curtailment | C&I Curtailment-Turnkey-Water Heating Control | Medium Industrial | Retail Trade | % of Load | 1 | 2033 | 3.9566e-05
ENS | Preferred Plan | C&I Curtailment | C&I Curtailment-Turnkey-Water Heating Control | Medium Industrial | Services | % of Load | 1 | 2033 | 1.8219e-06
ENS | Preferred Plan | C&I Curtailment | C&I Curtailment-Turnkey-Other | Medium Industrial | Miscellaneous | % of Load | 1 | 2033 | 0.0012008
ENS | Preferred Plan | C&I Curtailment | C&I Curtailment-Turnkey-Other | Medium Industrial | Offices | % of Load | 1 | 2033 | 9.4319e-06
ENS | Preferred Plan | C&I Curtailment | C&I Curtailment-Turnkey-Other | Medium Industrial | Retail Trade | % of Load | 1 | 2033 | 0.00043461
ENS | Preferred Plan | C&I Curtailment | C&I Curtailment-Turnkey-Other | Medium Industrial | Services | % of Load | 1 | 2033 | 2.0013e-05
ENS | Preferred Plan | C&I Curtailment | C&I Curtailment-Turnkey-Manual HVAC Control | Large Industrial | Miscellaneous | % of Load | 1 | 2033 | 6.2425e-05
ENS | Preferred Plan | C&I Curtailment | C&I Curtailment-Turnkey-Auto-DR HVAC Control | Large Industrial | Miscellaneous | % of Load | 1 | 2033 | 9.672e-06
ENS | Preferred Plan | C&I Curtailment | C&I Curtailment-Turnkey-Standard Lighting Control | Large Industrial | Miscellaneous | % of Load | 1 | 2033 | 2.6986e-05
ENS | Preferred Plan | C&I Curtailment | C&I Curtailment-Turnkey-Water Heating Control | Large Industrial | Miscellaneous | % of Load | 1 | 2033 | 1.3704e-06
ENS | Preferred Plan | C&I Curtailment | C&I Curtailment-Turnkey-Other | Large Industrial | Miscellaneous | % of Load | 1 | 2033 | 2.9291e-05
ENS | Preferred Plan | C&I Curtailment | C&I Curtailment-Turnkey-Industrial | Large Industrial | Manufacturing | % of Load | 1 | 2033 | 5.7166e-06
ENS | Preferred Plan | C&I Loadshift to BUGs | C&I Loadshift to BUGs | Large General | Miscellaneous | % of Load | 1 | 2033 | 0.0019878
ENS | Preferred Plan | C&I Loadshift to BUGs | C&I Loadshift to BUGs | Small Industrial | Miscellaneous | % of Load | 1 | 2033 | 0.00070199
ENS | Preferred Plan | C&I Loadshift to BUGs | C&I Loadshift to BUGs | Medium Industrial | Manufacturing | % of Load | 1 | 2033 | 0.00040664
ENS | Preferred Plan | C&I Loadshift to BUGs | C&I Loadshift to BUGs | Medium Industrial | Miscellaneous | % of Load | 1 | 2033 | 0.0017648
ENS | Preferred Plan | Dynamic Pricing | Dynamic Pricing with enabling tech. | Small General | Manufacturing | % of Load | 1 | 2033 | 6.6461e-06
ENS | Preferred Plan | Dynamic Pricing | Dynamic Pricing with enabling tech. | Residential Charitable | Residential LI | % of Load | 1 | 2033 | 0.0028911
ENS | Preferred Plan | Dynamic Pricing | Dynamic Pricing with enabling tech. | Residential Charitable | Residential Market Rate | % of Load | 1 | 2033 | 0.016419
ENS | Preferred Plan | Dynamic Pricing | Dynamic Pricing w/o enabling tech. | Residential Charitable | Residential LI | % of Load | 1 | 2033 | 0.0015216
ENS | Preferred Plan | Dynamic Pricing | Dynamic Pricing w/o enabling tech. | Residential Charitable | Residential Market Rate | % of Load | 1 | 2033 | 0.0086413
ENS | Preferred Plan | Behavioral DR | Behavioral DR | Residential Charitable | Residential LI | % of Load | 1 | 2033 | 0.00033772
ENS | Preferred Plan | Behavioral DR | Behavioral DR | Residential Charitable | Residential Market Rate | % of Load | 1 | 2033 | 0.0019248
ENS | Preferred Plan | Time-of-Use Rates (TOU) | Time-of-Use Rates (TOU) | Residential Charitable | Residential LI | % of Load | 0 | 2033 | 0.00028443
ENS | Preferred Plan | Time-of-Use Rates (TOU) | Time-of-Use Rates (TOU) | Residential Charitable | Residential Market Rate | % of Load | 0 | 2033 | 0.0016211
65535
65535
65535
65535
65535
65535
65535
65535
65535
65535
65535
65535
65535
65535
65535
65535
65535
65535
65535
65535
65535
65535
65535
65535
65535
65535
65535
65535
65535
65535
65535
65535
65535
65535
65535
65535
65535
65535
65535
65535
65535
65535
65535
65535
65535
65535
65535
65535
65535
65535
65535
65535
65535
65535
65535
65535
65535
65535
65535
65535
65535
65535
65535
65535
65535
65535
65535
65535
65535
65535
65535
65535
65535
65535
65535
65535
65535
65535
65535
65535
65535
65535
65535
65535
65535
65535
65535
65535
65535
65535
65535
65535
65535
65535
65535
65535
65535
65535
65535
65535
65535
65535
65535
65535
65535
65535
65535
65535
65535
65535
65535
65535
65535
65535
65535
65535
65535
65535
65535
65535
65535
65535
65535
65535
65535
65535
65535
65535
65535
65535
65535
65535
65535
65535
65535
65535
65535
65535
65535
65535
65535
65535
65535
65535
65535
65535
65535
65535
65535
65535
65535
65535
65535
65535
65535
65535
65535
65535
65535
65535
65535
65535
65535
65535
65535
65535
65535
65535
65535
65535
65535
65535
65535
65535
65535
65535
65535
65535
65535
65535
65535
65535
65535
65535
65535
65535
65535
65535
65535
65535
65535
65535
65535
65535
65535
65535
65535
65535
65535
65535
65535
65535
65535
65535
65535
65535
65535
65535
65535
65535
65535
65535
65535
65535
65535
65535
65535
65535
65535
65535
65535
65535
65535
65535
65535
65535
65535
65535
65535
65535
65535
65535
65535
65535
65535
65535
65535
65535
65535
65535
65535
65535
65535
65535
65535
65535
65535
65535
65535
65535
65535
65535
65535
65535
65535
65535
65535
65535
65535
65535
65535
65535
65535
65535
65535
65535
65535
65535
65535
65535
65535
65535
65535
65535
65535
65535
65535
65535
65535
65535
65535
65535
65535
65535
65535
65535
65535
65535
65535
65535
65535
65535
65535
65535
65535
65535
65535
65535
65535
65535
65535
65535
65535
65535
65535
65535
65535
65535
65535
65535
65535
65535
65535
65535
65535
65535
65535
65535
65535
65535
65535
65535
65535
65535
65535
65535
65535
65535
65535
65535
65535
65535
65535
65535
65535
65535
65535
65535
65535
65535
65535
65535
65535
65535
65535
65535
65535
65535
65535
65535
65535
65535
65535
65535
65535
65535
65535
65535
65535
65535
65535
65535
65535
65535
65535
65535
65535
65535
65535
65535
65535
65535
65535
65535
65535
65535
65535
65535
65535
65535
65535
65535
65535
65535
65535
65535
65535
65535
65535
65535
65535
65535
65535
65535
65535
65535
65535
65535
65535
65535
65535
65535
65535
65535
65535
65535
65535
65535
65535
65535
65535
65535
65535
65535
65535
65535
65535
65535
65535
65535
65535
65535
65535
65535
65535
65535
65535
65535
65535
65535
65535
65535
65535
65535
65535
65535
65535
65535
65535
65535
65535
65535
65535
65535
65535
65535
65535
65535
65535
65535
65535
65535
65535
65535
65535
65535
65535
65535
65535
65535
65535
65535
65535
65535
65535
65535
65535
65535
65535
65535
65535
65535
65535
65535
65535
65535
65535
65535
65535
65535
65535
65535
65535
65535
65535
65535
65535
65535
65535
65535
65535
65535
65535
65535
65535
65535
65535
65535
65535
65535
65535
65535
65535
65535
65535
65535
65535
65535
65535
65535
65535
65535
65535
65535
65535
65535
65535
65535
65535
65535
65535
65535
65535
65535
65535
65535
65535
65535
65535
65535
65535
65535
65535
65535
65535
65535
65535
65535
65535
65535
65535
65535
65535
65535
65535
65535
65535
65535
65535
65535
65535
65535
65535
65535
65535
65535
65535
65535
65535
65535
65535
65535
65535
65535
65535
65535
65535
65535
65535
65535
65535
65535
65535
65535
65535
65535
65535
65535
65535
65535
65535
65535
65535
65535
65535
65535
65535
65535
65535
65535
65535
65535
65535
65535
65535
65535
65535
65535
65535
65535
65535
65535
65535
65535
65535
65535
65535
65535
65535
65535
65535
65535
65535
65535
65535
65535
65535
65535
65535
65535
65535
65535
65535
65535
65535
65535
65535
65535
65535
65535
65535
65535
65535
65535
65535
65535
65535
65535
65535
65535
65535
65535
65535
65535
65535
65535
65535
65535
65535
65535
65535
65535
65535
65535
65535
65535
65535
65535
65535
65535
65535
65535
65535
65535
65535
65535
65535
65535
65535
65535
65535
65535
65535
65535
65535
65535
65535
65535
65535
65535
65535
65535
65535
65535
65535
65535
65535
65535
65535
65535
65535
65535
65535
65535
65535
65535
65535
65535
65535
65535
65535
65535
65535
65535
65535
65535
65535
65535
65535
65535
65535
65535
65535
65535
65535
65535
65535
65535
65535
65535
65535
65535
65535
65535
65535
65535
65535
65535
65535
65535
65535
65535
65535
65535
65535
65535
65535
65535
65535
65535
65535
65535
65535
65535
65535
65535
65535
65535
65535
65535
65535
65535
65535
65535
65535
65535
65535
65535
65535
65535
65535
65535
65535
65535
65535
65535
65535
65535
65535
65535
65535
65535
65535
65535
65535
65535
65535
65535
65535
65535
65535
65535
65535
65535
65535
65535
65535
65535
65535
65535
65535
65535
65535
65535
65535
65535
65535
65535
65535
65535
65535
65535
65535
65535
65535
65535
65535
65535
65535
65535
65535
65535
65535
65535
65535
65535
65535
65535
65535
65535
65535
65535
65535
65535
65535
65535
65535
65535
65535
65535
65535
65535
65535
65535
65535
65535
65535
65535
65535
65535
65535
65535
65535
65535
65535
65535
65535
65535
65535
65535
65535
65535
65535
65535
65535
65535
65535
65535
65535
65535
65535
65535
65535
65535
65535
65535
65535
65535
65535
65535
65535
65535
65535
65535
65535
65535
65535
65535
65535
65535
65535
65535
65535
65535
65535
65535
65535
65535
65535
65535
65535
65535
65535
65535
65535
65535
65535
65535
65535
65535
65535
65535
65535
65535
65535
65535
65535
65535
65535
65535
65535
65535
65535
65535
65535
65535
65535
65535
65535
65535
65535
65535
65535
65535
65535
65535
65535
65535
65535
65535
65535
65535
65535
65535
65535
65535
65535
65535
65535
65535
65535
65535
65535
65535
65535
65535
65535
65535
65535
65535
65535
65535
65535
65535
65535
65535
65535
65535
65535
65535
65535
65535
65535
65535
65535
65535
65535
65535
65535
65535
65535
65535
65535
65535
65535
65535
65535
65535
65535
65535
65535
65535
65535
65535
65535
65535
65535
65535
65535
65535
65535
65535
65535
65535
65535
65535
65535
65535
65535
65535
65535
65535
65535
65535
65535
65535
65535
65535
65535
65535
65535
65535
65535
65535
65535
65535
65535
65535
65535
65535
65535
65535
65535
65535
65535
65535
65535
65535
65535
65535
65535
65535
65535
65535
65535
65535
65535
65535
65535
65535
65535
65535
65535
65535
65535
65535
65535
65535
65535
65535
65535
65535
65535
65535
65535
65535
65535
65535
65535
65535
65535
65535
65535
65535
65535
65535
65535
65535
65535
65535
65535
65535
65535
65535
65535
65535
65535
65535
65535
65535
65535
65535
65535
65535
65535
65535
65535
65535
65535
65535
65535
65535
65535
65535
65535
65535
65535
65535
65535
65535
65535
65535
65535
65535
65535
65535
65535
65535
65535
65535
65535
65535
65535
65535
65535
65535
65535
65535
65535
65535
65535
65535
65535
65535
65535
65535
65535
65535
65535
65535
65535
65535
65535
65535
65535
65535
65535
65535
65535
65535
65535
65535
65535
65535
65535
65535
65535
65535
65535
65535
65535
65535
65535
65535
65535
65535
65535
65535
65535
65535
65535
65535
65535
65535
65535
65535
65535
65535
65535
65535
65535
65535
65535
65535
65535
65535
65535
65535
65535
65535
65535
65535
65535
65535
65535
65535
65535
65535
65535
65535
65535
65535
65535
65535
65535
65535
65535
65535
65535
65535
65535
65535
65535
65535
65535
65535
65535
65535
65535
65535
65535
65535
65535
65535
65535
65535
65535
65535
65535
65535
65535
65535
65535
65535
65535
65535
65535
65535
65535
65535
65535
65535
65535
65535
65535
65535
65535
65535
65535
65535
65535
65535
65535
65535
65535
65535
65535
65535
65535
65535
65535
65535
65535
65535
65535
65535
65535
65535
65535
65535
65535
65535
65535
65535
65535
65535
65535
65535
65535
65535
65535
65535
65535
65535
65535
65535
65535
65535
65535
65535
65535
65535
65535
65535
65535
65535
65535
65535
65535
65535
65535
65535
65535
65535
65535
65535
65535
65535
65535
65535
65535
65535
65535
65535
65535
65535
65535
65535
65535
65535
65535
65535
65535
65535
65535
65535
65535
65535
65535
65535
65535
65535
65535
65535
65535
65535
65535
65535
65535
65535
65535
65535
65535
65535
65535
65535
65535
65535
65535
65535
65535
65535
65535
65535
65535
65535
65535
65535
65535
65535
65535
65535
65535
65535
65535
65535
65535
65535
65535
65535
65535
65535
65535
65535
65535
65535
65535
65535
65535
65535
65535
65535
65535
65535
65535
65535
65535
65535
65535
65535
65535
65535
65535
65535
65535
65535
65535
65535
65535
65535
65535
65535
65535
65535
65535
65535
65535
65535
65535
65535
65535
65535
65535
65535
65535
65535
65535
65535
65535
65535
65535
65535
65535
65535
65535
65535
65535
65535
65535
65535
65535
65535
65535
65535
65535
65535
65535
65535
65535
65535
65535
65535
65535
65535
65535
65535
65535
65535
65535
65535
65535
65535
65535
65535
65535
65535
65535
65535
65535
65535
65535
65535
65535
65535
65535
65535
65535
65535
65535
65535
65535
65535
65535
65535
65535
65535
65535
65535
65535
65535
65535
65535
65535
65535
65535
65535
65535
65535
65535
65535
65535
65535
65535
65535
65535
65535
65535
65535
65535
65535
65535
65535
65535
65535
65535
65535
65535
65535
65535
65535
65535
65535
65535
65535
65535
65535
65535
65535
65535
65535
65535
65535
65535
65535
65535
65535
65535
65535
65535
65535
65535
65535
65535
65535
65535
65535
65535
65535
65535
65535
65535
65535
65535
65535
65535
65535
65535
65535
65535
65535
65535
65535
65535
65535
65535
65535
65535
65535
65535
65535
65535
65535
65535
65535
65535
65535
65535
65535
65535
65535
65535
65535
65535
65535
65535
65535
65535
65535
65535
65535
65535
65535
65535
65535
65535
65535
65535
65535
65535
65535
65535
65535
65535
65535
65535
65535
65535
65535
65535
65535
65535
65535
65535
65535
65535
65535
65535
65535
65535
65535
65535
65535
65535
65535
65535
65535
65535
65535
65535
65535
65535
65535
65535
65535
65535
65535
65535
65535
65535
65535
65535
65535
65535
65535
65535
65535
65535
65535
65535
65535
65535
65535
65535
65535
65535
65535
65535
65535
65535
65535
65535
65535
65535
65535
65535
65535
65535
65535
65535
65535
65535
65535
65535
65535
65535
65535
65535
65535
65535
65535
65535
65535
65535
65535
65535
65535
65535
65535
65535
65535
65535
65535
65535
65535
65535
65535
65535
65535
65535
65535
65535
65535
65535
65535
65535
65535
65535
65535
65535
65535
65535
65535
65535
65535
65535
65535
65535
65535
65535
65535
65535
65535
65535
65535
65535
65535
65535
65535
65535
65535
65535
65535
65535
65535
65535
65535
65535
65535
65535
65535
65535
65535
65535
65535
65535
65535
65535
65535
65535
65535
65535
65535
65535
65535
65535
65535
65535
65535
65535
65535
65535
65535
65535
65535
65535
65535
65535
65535
65535
65535
65535
65535
65535
65535
65535
65535
65535
65535
65535
65535
65535
65535
65535
65535
65535
65535
65535
65535
65535
65535
65535
65535
65535
65535
65535
65535
65535
65535
65535
65535
65535
65535
65535
65535
65535
65535
65535
65535
65535
65535
65535
65535
65535
65535
65535
65535
65535
65535
65535
65535
65535
65535
65535
65535
65535
65535
65535
65535
65535
65535
65535
65535
65535
65535
65535
65535
65535
65535
65535
65535
65535
65535
65535
65535
65535
65535
65535
65535
65535
65535
65535
65535
65535
65535
65535
65535
65535
65535
65535
65535
65535
65535
65535
65535
65535
65535
65535
65535
65535
65535
65535
65535
65535
65535
65535
65535
65535
65535
65535
65535
65535
65535
65535
65535
65535
65535
65535
65535
65535
65535
65535
65535
65535
65535
65535
65535
65535
65535
65535
65535
65535
65535
65535
65535
65535
65535
65535
65535
65535
65535
65535
65535
65535
65535
65535
65535
65535
65535
65535
65535
65535
65535
65535
65535
65535
65535
65535
65535
65535
65535
65535
65535
65535
65535
65535
65535
65535
65535
65535
65535
65535
65535
65535
65535
65535
65535
65535
65535
65535
65535
65535
65535
65535
65535
65535
65535
65535
65535
65535
65535
65535
65535
65535
65535
65535
65535
65535
65535
65535
65535
65535
65535
65535
65535
65535
65535
65535
65535
65535
65535
65535
65535
65535
65535
65535
65535
65535
65535
65535
65535
65535
65535
65535
65535
65535
65535
65535
65535
65535
65535
65535
65535
65535
65535
65535
65535
65535
65535
65535
65535
65535
65535
65535
65535
65535
65535
65535
65535
65535
65535
65535
65535
65535
65535
65535
65535
65535
65535
65535
65535
65535
65535
65535
65535
65535
65535
65535
65535
65535
65535
65535
65535
65535
65535
65535
65535
65535
65535
65535
65535
65535
65535
65535
65535
65535
65535
65535
65535
65535
65535
65535
65535
65535
65535
65535
65535
65535
65535
65535
65535
65535
65535
65535
65535
65535
65535
65535
65535
65535
65535
65535
65535
65535
65535
65535
65535
65535
65535
65535
65535
65535
65535
65535
65535
65535
65535
65535
65535
65535
65535
65535
65535
65535
65535
65535
65535
65535
65535
65535
65535
65535
65535
65535
65535
65535
65535
65535
65535
65535
65535
65535
65535
65535
65535
65535
65535
65535
65535
65535
65535
65535
65535
65535
65535
65535
65535
65535
65535
65535
65535
65535
65535
65535
65535
65535
65535
65535
65535
65535
65535
65535
65535
65535
65535
65535
65535
65535
65535
65535
65535
65535
65535
65535
65535
65535
65535
65535
65535
65535
65535
65535
65535
65535
65535
65535
65535
65535
65535
65535
65535
65535
65535
65535
65535
65535
65535
65535
65535
65535
65535
65535
65535
65535
65535
65535
65535
65535
65535
65535
65535
65535
65535
65535
65535
65535
65535
65535
65535
65535
65535
65535
65535
65535
65535
65535
65535
65535
65535
65535
65535
65535
65535
65535
65535
65535
65535
65535
65535
65535
65535
65535
65535
65535
65535
65535
65535
65535
65535
65535
65535
65535
65535
65535
65535
65535
65535
65535
65535
65535
65535
65535
65535
65535
65535
65535
65535
65535
65535
65535
65535
65535
65535
65535
65535
65535
65535
65535
65535
65535
65535
65535
65535
65535
65535
65535
65535
65535
65535
65535
65535
65535
65535
65535
65535
65535
65535
65535
65535
65535
65535
65535
65535
65535
65535
65535
65535
65535
65535
65535
65535
65535
65535
65535
65535
65535
65535
65535
65535
65535
65535
65535
65535
65535
65535
65535
65535
65535
65535
65535
65535
65535
65535
65535
65535
65535
65535
65535
65535
65535
65535
65535
65535
65535
65535
65535
65535
65535
65535
65535
65535
65535
65535
65535
65535
65535
65535
65535
65535
65535
65535
65535
65535
65535
65535
65535
65535
65535
65535
65535
65535
65535
65535
65535
65535
65535
65535
65535
65535
65535
65535
65535
65535
65535
65535
65535
65535
65535
65535
65535
65535
65535
65535
65535
65535
65535
65535
65535
65535
65535
65535
65535
65535
65535
65535
65535
65535
65535
65535
65535
65535
65535
65535
65535
65535
65535
65535
65535
65535
65535
65535
65535
65535
65535
65535
65535
65535
65535
65535
65535
65535
65535
65535
65535
65535
65535
65535
65535
65535
65535
65535
65535
65535
65535
65535
65535
65535
65535
65535
65535
65535
65535
65535
65535
65535
65535
65535
65535
65535
65535
65535
65535
65535
65535
65535
65535
65535
65535
65535
65535
65535
65535
65535
65535
65535
65535
65535
65535
65535
65535
65535
65535
65535
65535
65535
65535
65535
65535
65535
65535
65535
65535
65535
65535
65535
65535
65535
65535
65535
65535
65535
65535
65535
65535
65535
65535
65535
65535
65535
65535
65535
65535
65535
65535
65535
65535
65535
65535
65535
65535
65535
65535
65535
65535
65535
65535
65535
65535
65535
65535
65535
65535
65535
65535
65535
65535
65535
65535
65535
65535
65535
65535
65535
65535
65535
65535
65535
65535
65535
65535
65535
65535
65535
65535
65535
65535
65535
65535
65535
65535
65535
65535
65535
65535
65535
65535
65535
65535
65535
65535
65535
65535
65535
65535
65535
65535
65535
65535
65535
65535
65535
65535
65535
65535
65535
65535
65535
65535
65535
65535
65535
65535
65535
65535
65535
65535
65535
65535
65535
65535
65535
65535
65535
65535
65535
65535
65535
65535
65535
65535
65535
65535
65535
65535
65535
65535
65535
65535
65535
65535
65535
65535
65535
65535
65535
65535
65535
65535
65535
65535
65535
65535
65535
65535
65535
65535
65535
65535
65535
65535
65535
65535
65535
65535
65535
65535
65535
65535
65535
65535
65535
65535
65535
65535
65535
65535
65535
65535
65535
65535
65535
65535
65535
65535
65535
65535
65535
65535
65535
65535
65535
65535
65535
65535
65535
65535
65535
65535
65535
65535
65535
65535
65535
65535
65535
65535
65535
65535
65535
65535
65535
65535
65535
65535
65535
65535
65535
65535
65535
65535
65535
65535
65535
65535
65535
65535
65535
65535
65535
65535
65535
65535
65535
65535
65535
65535
65535
65535
65535
65535
65535
65535
65535
65535
65535
65535
65535
65535
65535
65535
65535
65535
65535
65535
65535
65535
65535
65535
65535
65535
65535
65535
65535
65535
65535
65535
65535
65535
65535
65535
65535
65535
65535
65535
65535
65535
65535
65535
65535
65535
65535
65535
65535
65535
65535
65535
65535
65535
65535
65535
65535
65535
65535
65535
65535
65535
65535
65535
65535
65535
65535
65535
65535
65535
65535
65535
65535
65535
65535
65535
65535
65535
65535
65535
65535
65535
65535
65535
65535
65535
65535
65535
65535
65535
65535
65535
65535
65535
65535
65535
65535
65535
65535
65535
65535
65535
65535
65535
65535
65535
65535
65535
65535
65535
65535
65535
65535
65535
65535
65535
65535
65535
65535
65535
65535
65535
65535
65535
65535
65535
65535
65535
65535
65535
65535
65535
65535
65535
65535
65535
65535
65535
65535
65535
65535
65535
65535
65535
65535
65535
65535
65535
65535
65535
65535
65535
65535
65535
65535
65535
65535
65535
65535
65535
65535
65535
65535
65535
65535
65535
65535
65535
65535
65535
65535
65535
65535
65535
65535
65535
65535
65535
65535
65535
65535
65535
65535
65535
65535
65535
65535
65535
65535
65535
65535
65535
65535
65535
65535
65535
65535
65535
65535
65535
65535
65535
65535
65535
65535
65535
65535
65535
65535
65535
65535
65535
65535
65535
65535
65535
65535
65535
65535
65535
65535
65535
65535
65535
65535
65535
65535
65535
65535
65535
65535
65535
65535
65535
65535
65535
65535
65535
65535
65535
65535
65535
65535
65535
65535
65535
65535
65535
65535
65535
65535
65535
65535
65535
65535
65535
65535
65535
65535
65535
65535
65535
65535
65535
65535
65535
65535
65535
65535
65535
65535
65535
65535
65535
65535
65535
65535
65535
65535
65535
65535
65535
65535
65535
65535
65535
65535
65535
65535
65535
65535
65535
65535
65535
65535
65535
65535
65535
65535
65535
65535
65535
65535
65535
65535
65535
65535
65535
65535
65535
65535
65535
65535
65535
65535
65535
65535
65535
65535
65535
65535
65535
65535
65535
65535
65535
65535
65535
65535
65535
65535
65535
65535
65535
65535
65535
65535
65535
65535
65535
65535
65535
65535
65535
65535
65535
65535
65535
65535
65535
65535
65535
65535
65535
65535
65535
65535
65535
65535
65535
65535
65535
65535
65535
65535
65535
65535
65535
65535
65535
65535
65535
65535
65535
65535
65535
65535
65535
65535
65535
65535
65535
65535
65535
65535
65535
65535
65535
65535
65535
65535
65535
65535
65535
65535
65535
65535
65535
65535
65535
65535
65535
65535
65535
65535
65535
65535
65535
65535
65535
65535
65535
65535
65535
65535
65535
65535
65535
65535
65535
65535
65535
65535
65535
65535
65535
65535
65535
65535
65535
65535
65535
65535
65535
65535
65535
65535
65535
65535
65535
65535
65535
65535
65535
65535
65535
65535
65535
65535
65535
65535
65535
65535
65535
65535
65535
65535
65535
65535
65535
65535
65535
65535
65535
65535
65535
65535
65535
65535
65535
65535
65535
65535
65535
65535
65535
65535
65535
65535
65535
65535
65535
65535
65535
65535
65535
65535
65535
65535
65535
65535
65535
65535
65535
65535
65535
65535
65535
65535
65535
65535
65535
65535
65535
65535
65535
65535
65535
65535
65535
65535
65535
65535
65535
65535
65535
65535
65535
65535
65535
65535
65535
65535
65535
65535
65535
65535
65535
65535
65535
65535
65535
65535
65535
65535
65535
65535
65535
65535
65535
65535
65535
65535
65535
65535
65535
65535
65535
65535
65535
65535
65535
65535
65535
65535
65535
65535
65535
65535
65535
65535
65535
65535
65535
65535
65535
65535
65535
65535
65535
65535
65535
65535
65535
65535
65535
65535
65535
65535
65535
65535
65535
65535
65535
65535
65535
65535
65535
65535
65535
65535
65535
65535
65535
65535
65535
65535
65535
65535
65535
65535
65535
65535
65535
65535
65535
65535
65535
65535
65535
65535
65535
65535
65535
65535
65535
65535
65535
65535
65535
65535
65535
65535
65535
65535
65535
65535
65535
65535
65535
65535
65535
65535
65535
65535
65535
65535
65535
65535
65535
65535
65535
65535
65535
65535
65535
65535
65535
65535
65535
65535
65535
65535
65535
65535
65535
65535
65535
65535
65535
65535
65535
65535
65535
65535
65535
65535
65535
65535
65535
65535
65535
65535
65535
65535
65535
65535
65535
65535
65535
65535
65535
65535
65535
65535
65535
65535
65535
65535
65535
65535
65535
65535
65535
65535
65535
65535
65535
65535
65535
65535
65535
65535
65535
65535
65535
65535
65535
65535
65535
65535
65535
65535
65535
65535
65535
65535
65535
65535
65535
65535
65535
65535
65535
65535
65535
65535
65535
65535
65535
65535
65535
65535
65535
65535
65535
65535
65535
65535
65535
65535
65535
65535
65535
65535
65535
65535
65535
65535
65535
65535
65535
65535
65535
65535
65535
65535
65535
65535
65535
65535
65535
65535
65535
65535
65535
65535
65535
65535
65535
65535
65535
65535
65535
65535
65535
65535
65535
65535
65535
65535
65535
65535
65535
65535
65535
65535
65535
65535
65535
65535
65535
65535
65535
65535
65535
65535
65535
65535
65535
65535
65535
65535
65535
65535
65535
65535
65535
65535
65535
65535
65535
65535
65535
65535
65535
65535
65535
65535
65535
65535
65535
65535
65535
65535
65535
65535
65535
65535
65535
65535
65535
65535
65535
65535
65535
65535
65535
65535
65535
65535
65535
65535
65535
65535
65535
65535
65535
65535
65535
65535
65535
65535
65535
65535
65535
65535
65535
65535
65535
65535
65535
65535
65535
65535
65535
65535
65535
65535
65535
65535
65535
65535
65535
65535
65535
65535
65535
65535
65535
65535
65535
65535
65535
65535
65535
65535
65535
65535
65535
65535
65535
65535
65535
65535
65535
65535
65535
65535
65535
65535
65535
65535
65535
65535
65535
65535
65535
65535
65535
65535
65535
65535
65535
65535
65535
65535
65535
65535
65535
65535
65535
65535
65535
65535
65535
65535
65535
65535
65535
65535
65535
65535
65535
65535
65535
65535
65535
65535
65535
65535
65535
65535
65535
65535
65535
65535
65535
65535
65535
65535
65535
65535
65535
65535
65535
65535
65535
65535
65535
65535
65535
65535
65535
65535
65535
65535
65535
65535
65535
65535
65535
65535
65535
65535
65535
65535
65535
65535
65535
65535
65535
65535
65535
65535
65535
65535
65535
65535
65535
65535
65535
65535
65535
65535
65535
65535
65535
65535
65535
65535
65535
65535
65535
65535
65535
65535
65535
65535
65535
65535
65535
65535
65535
65535
65535
65535
65535
65535
65535
65535
65535
65535
65535
65535
65535
65535
65535
65535
65535
65535
65535
65535
65535
65535
65535
65535
65535
65535
65535
65535
65535
65535
65535
65535
65535
65535
65535
65535
65535
65535
65535
65535
65535
65535
65535
65535
65535
65535
65535
65535
65535
65535
65535
65535
65535
65535
65535
65535
65535
65535
65535
65535
65535
65535
65535
65535
65535
65535
65535
65535
65535
65535
65535
65535
65535
65535
65535
65535
65535
65535
65535
65535
65535
65535
65535
65535
65535
65535
65535
65535
65535
65535
65535
65535
65535
65535
65535
65535
65535
65535
65535
65535
65535
65535
65535
65535
65535
65535
65535
65535
65535
65535
65535
65535
65535
65535
65535
65535
65535
65535
65535
65535
65535
65535
65535
65535
65535
65535
65535
65535
65535
65535
65535
65535
65535
65535
65535
65535
65535
65535
65535
65535
65535
65535
65535
65535
65535
65535
65535
65535
65535
65535
65535
65535
65535
65535
65535
65535
65535
65535
65535
65535
65535
65535
65535
65535
65535
65535
65535
65535
65535
65535
65535
65535
65535
65535
65535
65535
65535
65535
65535
65535
65535
65535
65535
65535
65535
65535
65535
65535
65535
65535
65535
65535
65535
65535
65535
65535
65535
65535
65535
65535
65535
65535
65535
65535
65535
65535
65535
65535
65535
65535
65535
65535
65535
65535
65535
65535
65535
65535
65535
65535
65535
65535
65535
65535
65535
65535
65535
65535
65535
65535
65535
65535
65535
65535
65535
65535
65535
65535
65535
65535
65535
65535
65535
65535
65535
65535
65535
65535
65535
65535
65535
65535
65535
65535
65535
65535
65535
65535
65535
65535
65535
65535
65535
65535
65535
65535
65535
65535
65535
65535
65535
65535
65535
65535
65535
65535
65535
65535
65535
65535
65535
65535
65535
65535
65535
65535
65535
65535
65535
65535
65535
65535
65535
65535
65535
65535
65535
65535
65535
65535
65535
65535
65535
65535
65535
65535
65535
65535
65535
65535
65535
65535
65535
65535
65535
65535
65535
65535
65535
65535
65535
65535
65535
65535
65535
65535
65535
65535
65535
65535
65535
65535
65535
65535
65535
65535
65535
65535
65535
65535
65535
65535
65535
65535
65535
65535
65535
65535
65535
65535
65535
65535
65535
65535
65535
65535
65535
65535
65535
65535
65535
65535
65535
65535
65535
65535
65535
65535
65535
65535
65535
65535
65535
65535
65535
65535
65535
65535
65535
65535
65535
65535
65535
65535
65535
65535
65535
65535
65535
65535
65535
65535
65535
65535
65535
65535
65535
65535
65535
65535
65535
65535
65535
65535
65535
65535
65535
65535
65535
65535
65535
65535
65535
65535
65535
65535
65535
65535
65535
65535
65535
65535
65535
65535
65535
65535
65535
65535
65535
65535
65535
65535
65535
65535
65535
65535
65535
65535
65535
65535
65535
65535
65535
65535
65535
65535
65535
65535
65535
65535
65535
65535
65535
65535
65535
65535
65535
65535
65535
65535
65535
65535
65535
65535
65535
65535
65535
65535
65535
65535
65535
65535
65535
65535
65535
65535
65535
65535
65535
65535
65535
65535
65535
65535
65535
65535
65535
65535
65535
65535
65535
65535
65535
65535
65535
65535
65535
65535
65535
65535
65535
65535
65535
65535
65535
65535
65535
65535
65535
65535
65535
65535
65535
65535
65535
65535
65535
65535
65535
65535
65535
65535
65535
65535
65535
65535
65535
65535
65535
65535
65535
65535
65535
65535
65535
65535
65535
65535
65535
65535
65535
65535
65535
65535
65535
65535
65535
65535
65535
65535
65535
65535
65535
65535
65535
65535
65535
65535
65535
65535
65535
65535
65535
65535
65535
65535
65535
65535
65535
65535
65535
65535
65535
65535
65535
65535
65535
65535
65535
65535
65535
65535
65535
65535
65535
65535
65535
65535
65535
65535
65535
65535
65535
65535
65535
65535
65535
65535
65535
65535
65535
65535
65535
65535
65535
65535
65535
65535
65535
65535
65535
65535
65535
65535
65535
65535
65535
65535
65535
65535
65535
65535
65535
65535
65535
65535
65535
65535
65535
65535
65535
65535
65535
65535
65535
65535
65535
65535
65535
65535
65535
65535
65535
65535
65535
65535
65535
65535
65535
65535
65535
65535
65535
65535
65535
65535
65535
65535
65535
65535
65535
65535
65535
65535
65535
65535
65535
65535
65535
65535
65535
65535
65535
65535
65535
65535
65535
65535
65535
65535
65535
65535
65535
65535
65535
65535
65535
65535
65535
65535
65535
65535
65535
65535
65535
65535
65535
65535
65535
65535
65535
65535
65535
65535
65535
65535
65535
65535
65535
65535
65535
65535
65535
65535
65535
65535
65535
65535
65535
65535
65535
65535
65535
65535
65535
65535
65535
65535
65535
65535
65535
65535
65535
65535
65535
65535
65535
65535
65535
65535
65535
65535
65535
65535
65535
65535
65535
65535
65535
65535
65535
65535
65535
65535
65535
65535
65535
65535
65535
65535
65535
65535
65535
65535
65535
65535
65535
65535
65535
65535
65535
65535
65535
65535
65535
65535
65535
65535
65535
65535
65535
65535
65535
65535
65535
65535
65535
65535
65535
65535
65535
65535
65535
65535
65535
65535
65535
65535
65535
65535
65535
65535
65535
65535
65535
65535
65535
65535
65535
65535
65535
65535
65535
65535
65535
65535
65535
65535
65535
65535
65535
65535
65535
65535
65535
65535
65535
65535
65535
65535
65535
65535
65535
65535
65535
65535
65535
65535
65535
65535
65535
65535
65535
65535
65535
65535
65535
65535
65535
65535
65535
65535
65535
65535
65535
65535
65535
65535
65535
65535
65535
65535
65535
65535
65535
65535
65535
65535
65535
65535
65535
65535
65535
65535
65535
65535
65535
65535
65535
65535
65535
65535
65535
65535
65535
65535
65535
65535
65535
65535
65535
65535
65535
65535
65535
65535
65535
65535
65535
65535
65535
65535
65535
65535
65535
65535
65535
65535
65535
65535
65535
65535
65535
65535
65535
65535
65535
65535
65535
65535
65535
65535
65535
65535
65535
65535
65535
65535
65535
65535
65535
65535
65535
65535
65535
65535
65535
65535
65535
65535
65535
65535
65535
65535
65535
65535
65535
65535
65535
65535
65535
65535
65535
65535
65535
65535
65535
65535
65535
65535
65535
65535
65535
65535
65535
65535
65535
65535
65535
65535
65535
65535
65535
65535
65535
65535
65535
65535
65535
65535
65535
65535
65535
65535
65535
65535
65535
65535
65535
65535
65535
65535
65535
65535
65535
65535
65535
65535
65535
65535
65535
65535
65535
65535
65535
65535
65535
65535
65535
65535
65535
65535
65535
65535
65535
65535
65535
65535
65535
65535
65535
65535
65535
65535
65535
65535
65535
65535
65535
65535
65535
65535
65535
65535
65535
65535
65535
65535
65535
65535
65535
65535
65535
65535
65535
65535
65535
65535
65535
65535
65535
65535
65535
65535
65535
65535
65535
65535
65535
65535
65535
65535
65535
65535
65535
65535
65535
65535
65535
65535
65535
65535
65535
65535
65535
65535
65535
65535
65535
65535
65535
65535
65535
65535
65535
65535
65535
65535
65535
65535
65535
65535
65535
65535
65535
65535
65535
65535
65535
65535
65535
65535
65535
65535
65535
65535
65535
65535
65535
65535
65535
65535
65535
65535
65535
65535
65535
65535
65535
65535
65535
65535
65535
65535
65535
65535
65535
65535
65535
65535
65535
65535
65535
65535
65535
65535
65535
65535
65535
65535
65535
65535
65535
65535
65535
65535
65535
65535
65535
65535
65535
65535
65535
65535
65535
65535
65535
65535
65535
65535
65535
65535
65535
65535
65535
65535
65535
65535
65535
65535
65535
65535
65535
65535
65535
65535
65535
65535
65535
65535
65535
65535
65535
65535
65535
65535
65535
65535
65535
65535
65535
65535
65535
65535
65535
65535
65535
65535
65535
65535
65535
65535
65535
65535
65535
65535
65535
65535
65535
65535
65535
65535
65535
65535
65535
65535
65535
65535
65535
65535
65535
65535
65535
65535
65535
65535
65535
65535
65535
65535
65535
65535
65535
65535
65535
65535
65535
65535
65535
65535
65535
65535
65535
65535
65535
65535
65535
65535
65535
65535
65535
65535
65535
65535
65535
65535
65535
65535
65535
65535
65535
65535
65535
65535
65535
65535
65535
65535
65535
65535
65535
65535
65535
65535
65535
65535
65535
65535
65535
65535
65535
65535
65535
65535
65535
65535
65535
65535
65535
65535
65535
65535
65535
65535
65535
65535
65535
65535
65535
65535
65535
65535
65535
65535
65535
65535
65535
65535
65535
65535
65535
65535
65535
65535
65535
65535
65535
65535
65535
65535
65535
65535
65535
65535
65535
65535
65535
65535
65535
65535
65535
65535
65535
65535
65535
65535
65535
65535
65535
65535
65535
65535
65535
65535
65535
65535
65535
65535
65535
65535
65535
65535
65535
65535
65535
65535
65535
65535
65535
65535
65535
65535
65535
65535
65535
65535
65535
65535
65535
65535
65535
65535
65535
65535
65535
65535
65535
65535
65535
65535
65535
65535
65535
65535
65535
65535
65535
65535
65535
65535
65535
65535
65535
65535
65535
65535
65535
65535
65535
65535
65535
65535
65535
65535
65535
65535
65535
65535
65535
65535
65535
65535
65535
65535
65535
65535
65535
65535
65535
65535
65535
65535
65535
65535
65535
65535
65535
65535
65535
65535
65535
65535
65535
65535
65535
65535
65535
65535
65535
65535
65535
65535
65535
65535
65535
65535
65535
65535
65535
65535
65535
65535
65535
65535
65535
65535
65535
65535
65535
65535
65535
65535
65535
65535
65535
65535
65535
65535
65535
65535
65535
65535
65535
65535
65535
65535
65535
65535
65535
65535
65535
65535
65535
65535
65535
65535
65535
65535
65535
65535
65535
65535
65535
65535
65535
65535
65535
65535
65535
65535
65535
65535
65535
65535
65535
65535
65535
65535
65535
65535
65535
65535
65535
65535
65535
65535
65535
65535
65535
65535
65535
65535
65535
65535
65535
65535
65535
65535
65535
65535
65535
65535
65535
65535
65535
65535
65535
65535
65535
65535
65535
65535
65535
65535
65535
65535
65535
65535
65535
65535
65535
65535
65535
65535
65535
65535
65535
65535
65535
65535
65535
65535
65535
65535
65535
65535
65535
65535
65535
65535
65535
65535
65535
65535
65535
65535
65535
65535
65535
65535
65535
65535
65535
65535
65535
65535
65535
65535
65535
65535
65535
65535
65535
65535
65535
65535
65535
65535
65535
65535
65535
65535
65535
65535
65535
65535
65535
65535
65535
65535
65535
65535
65535
65535
65535
65535
65535
65535
65535
65535
65535
65535
65535
65535
65535
65535
65535
65535
65535
65535
65535
65535
65535
65535
65535
65535
65535
65535
65535
65535
65535
65535
65535
65535
65535
65535
65535
65535
65535
65535
65535
65535
65535
65535
65535
65535
65535
65535
65535
65535
65535
65535
65535
65535
65535
65535
65535
65535
65535
65535
65535
65535
65535
65535
65535
65535
65535
65535
65535
65535
65535
65535
65535
65535
65535
65535
65535
65535
65535
65535
65535
65535
65535
65535
65535
65535
65535
65535
65535
65535
65535
65535
65535
65535
65535
65535
65535
65535
65535
65535
65535
65535
65535
65535
65535
65535
65535
65535
65535
65535
65535
65535
65535
65535
65535
65535
65535
65535
65535
65535
65535
65535
65535
65535
65535
65535
65535
65535
65535
65535
65535
65535
65535
65535
65535
65535
65535
65535
65535
65535
65535
65535
65535
65535
65535
65535
65535
65535
65535
65535
65535
65535
65535
65535
65535
65535
65535
65535
65535
65535
65535
65535
65535
65535
65535
65535
65535
65535
65535
65535
65535
65535
65535
65535
65535
65535
65535
65535
65535
65535
65535
65535
65535
65535
65535
65535
65535
65535
65535
65535
65535
65535
65535
65535
65535
65535
65535
65535
65535
65535
65535
65535
65535
65535
65535
65535
65535
65535
65535
65535
65535
65535
65535
65535
65535
65535
65535
65535
65535
65535
65535
65535
65535
65535
65535
65535
65535
65535
65535
65535
65535
65535
65535
65535
65535
65535
65535
65535
65535
65535
65535
65535
65535
65535
65535
65535
65535
65535
65535
65535
65535
65535
65535
65535
65535
65535
65535
65535
65535
65535
65535
65535
65535
65535
65535
65535
65535
65535
65535
65535
65535
65535
65535
65535
65535
65535
65535
65535
65535
65535
65535
65535
65535
65535
65535
65535
65535
65535
65535
65535
65535
65535
65535
65535
65535
65535
65535
65535
65535
65535
65535
65535
65535
65535
65535
65535
65535
65535
65535
65535
65535
65535
65535
65535
65535
65535
65535
65535
65535
65535
65535
65535
65535
65535
65535
65535
65535
65535
65535
65535
65535
65535
65535
65535
65535
65535
65535
65535
65535
65535
65535
65535
65535
65535
65535
65535
65535
65535
65535
65535
65535
65535
65535
65535
65535
65535
65535
65535
65535
65535
65535
65535
65535
65535
65535
65535
65535
65535
65535
65535
65535
65535
65535
65535
65535
65535
65535
65535
65535
65535
65535
65535
65535
65535
65535
65535
65535
65535
65535
65535
65535
65535
65535
65535
65535
65535
65535
65535
65535
65535
65535
65535
65535
65535
65535
65535
65535
65535
65535
65535
65535
65535
65535
65535
65535
65535
65535
65535
65535
65535
65535
65535
65535
65535
65535
65535
65535
65535
65535
65535
65535
65535
65535
65535
65535
65535
65535
65535
65535
65535
65535
65535
65535
65535
65535
65535
65535
65535
65535
65535
65535
65535
65535
65535
65535
65535
65535
65535
65535
65535
65535
65535
65535
65535
65535
65535
65535
65535
65535
65535
65535
65535
65535
65535
65535
65535
65535
65535
65535
65535
65535
65535
65535
65535
65535
65535
65535
65535
65535
65535
65535
65535
65535
65535
65535
65535
65535
65535
65535
65535
65535
65535
65535
65535
65535
65535
65535
65535
65535
65535
65535
65535
65535
65535
65535
65535
65535
65535
65535
65535
65535
65535
65535
65535
65535
65535
65535
65535
65535
65535
65535
65535
65535
65535
65535
65535
65535
65535
65535
65535
65535
65535
65535
65535
65535
65535
65535
65535
65535
65535
65535
65535
65535
65535
65535
65535
65535
65535
65535
65535
65535
65535
65535
65535
65535
65535
65535
65535
65535
65535
65535
65535
65535
65535
65535
65535
65535
65535
65535
65535
65535
65535
65535
65535
65535
65535
65535
65535
65535
65535
65535
65535
65535
65535
65535
65535
65535
65535
65535
65535
65535
65535
65535
65535
65535
65535
65535
65535
65535
65535
65535
65535
65535
65535
65535
65535
65535
65535
65535
65535
65535
65535
65535
65535
65535
65535
65535
65535
65535
65535
65535
65535
65535
65535
65535
65535
65535
65535
65535
65535
65535
65535
65535
65535
65535
65535
65535
65535
65535
65535
65535
65535
65535
65535
65535
65535
65535
65535
65535
65535
65535
65535
65535
65535
65535
65535
65535
65535
65535
65535
65535
65535
65535
65535
65535
65535
65535
65535
65535
65535
65535
65535
65535
65535
65535
65535
65535
65535
65535
65535
65535
65535
65535
65535
65535
65535
65535
65535
65535
65535
65535
65535
65535
65535
65535
65535
65535
65535
65535
65535
65535
65535
65535
65535
65535
65535
65535
65535
65535
65535
65535
65535
65535
65535
65535
65535
65535
65535
65535
65535
65535
65535
65535
65535
65535
65535
65535
65535
65535
65535
65535
65535
65535
65535
65535
65535
65535
65535
65535
65535
65535
65535
65535
65535
65535
65535
65535
65535
65535
65535
65535
65535
65535
65535
65535
65535
65535
65535
65535
65535
65535
65535
65535
65535
65535
65535
65535
65535
65535
65535
65535
65535
65535
65535
65535
65535
65535
65535
65535
65535
65535
65535
65535
65535
65535
65535
65535
65535
65535
65535
65535
65535
65535
65535
65535
65535
65535
65535
65535
65535
65535
65535
65535
65535
65535
65535
65535
65535
65535
65535
65535
65535
65535
65535
65535
65535
65535
65535
65535
65535
65535
65535
65535
65535
65535
65535
65535
65535
65535
65535
65535
65535
65535
65535
65535
65535
65535
65535
65535
65535
65535
65535
65535
65535
65535
65535
65535
65535
65535
65535
65535
65535
65535
65535
65535
65535
65535
65535
65535
65535
65535
65535
65535
65535
65535
65535
65535
65535
65535
65535
65535
65535
65535
65535
65535
65535
65535
65535
65535
65535
65535
65535
65535
65535
65535
65535
65535
65535
65535
65535
65535
65535
65535
65535
65535
65535
65535
65535
65535
65535
65535
65535
65535
65535
65535
65535
65535
65535
65535
65535
65535
65535
65535
65535
65535
65535
65535
65535
65535
65535
65535
65535
65535
65535
65535
65535
65535
65535
65535
65535
65535
65535
65535
65535
65535
65535
65535
65535
65535
65535
65535
65535
65535
65535
65535
65535
65535
65535
65535
65535
65535
65535
65535
65535
65535
65535
65535
65535
65535
65535
65535
65535
65535
65535
65535
65535
65535
65535
65535
65535
65535
65535
65535
65535
65535
65535
65535
65535
65535
65535
65535
65535
65535
65535
65535
65535
65535
65535
65535
65535
65535
65535
65535
65535
65535
65535
65535
65535
65535
65535
65535
65535
65535
65535
65535
65535
65535
65535
65535
65535
65535
65535
65535
65535
65535
65535
65535
65535
65535
65535
65535
65535
65535
65535
65535
65535
65535
65535
65535
65535
65535
65535
65535
65535
65535
65535
65535
65535
65535
65535
65535
65535
65535
65535
65535
65535
65535
65535
65535
65535
65535
65535
65535
65535
65535
65535
65535
65535
65535
65535
65535
65535
65535
65535
65535
65535
65535
65535
65535
65535
65535
65535
65535
65535
65535
65535
65535
65535
65535
65535
65535
65535
65535
65535
65535
65535
65535
65535
65535
65535
65535
65535
65535
65535
65535
65535
65535
65535
65535
65535
65535
65535
65535
65535
65535
65535
65535
65535
65535
65535
65535
65535
65535
65535
65535
65535
65535
65535
65535
65535
65535
65535
65535
65535
65535
65535
65535
65535
65535
65535
65535
65535
65535
65535
65535
65535
65535
65535
65535
65535
65535
65535
65535
65535
65535
65535
65535
65535
65535
65535
65535
65535
65535
65535
65535
65535
65535
65535
65535
65535
65535
65535
65535
65535
65535
65535
65535
65535
65535
65535
65535
65535
65535
65535
65535
65535
65535
65535
65535
65535
65535
65535
65535
65535
65535
65535
65535
65535
65535
65535
65535
65535
65535
65535
65535
65535
65535
65535
65535
65535
65535
65535
65535
65535
65535
65535
65535
65535
65535
65535
65535
65535
65535
65535
65535
65535
65535
65535
65535
65535
65535
65535
65535
65535
65535
65535
65535
65535
65535
65535
65535
65535
65535
65535
65535
65535
65535
65535
65535
65535
65535
65535
65535
65535
65535
65535
65535
65535
65535
65535
65535
65535
65535
65535
65535
65535
65535
65535
65535
65535
65535
65535
65535
65535
65535
65535
65535
65535
65535
65535
65535
65535
65535
65535
65535
65535
65535
65535
65535
65535
65535
65535
65535
65535
65535
65535
65535
65535
65535
65535
65535
65535
65535
65535
65535
65535
65535
65535
65535
65535
65535
65535
65535
65535
65535
65535
65535
65535
65535
65535
65535
65535
65535
65535
65535
65535
65535
65535
65535
65535
65535
65535
65535
65535
65535
65535
65535
65535
65535
65535
65535
65535
65535
65535
65535
65535
65535
65535
65535
65535
65535
65535
65535
65535
65535
65535
65535
65535
65535
65535
65535
65535
65535
65535
65535
65535
65535
65535
65535
65535
65535
65535
65535
65535
65535
65535
65535
65535
65535
65535
65535
65535
65535
65535
65535
65535
65535
65535
65535
65535
65535
65535
65535
65535
65535
65535
65535
65535
65535
65535
65535
65535
65535
65535
65535
65535
65535
65535
65535
65535
65535
65535
65535
65535
65535
65535
65535
65535
65535
65535
65535
65535
65535
65535
65535
65535
65535
65535
65535
65535
65535
65535
65535
65535
65535
65535
65535
65535
65535
65535
65535
65535
65535
65535
65535
65535
65535
65535
65535
65535
65535
65535
65535
65535
65535
65535
65535
65535
65535
65535
65535
65535
65535
65535
65535
65535
65535
65535
65535
65535
65535
65535
65535
65535
65535
65535
65535
65535
65535
65535
65535
65535
65535
65535
65535
65535
65535
65535
65535
65535
65535
65535
65535
65535
65535
65535
65535
65535
65535
65535
65535
65535
65535
65535
65535
65535
65535
65535
65535
65535
65535
65535
65535
65535
65535
65535
65535
65535
65535
65535
65535
65535
65535
65535
65535
65535
65535
65535
65535
65535
65535
65535
65535
65535
65535
65535
65535
65535
65535
65535
65535
65535
65535
65535
65535
65535
65535
65535
65535
65535
65535
65535
65535
65535
65535
65535
65535
65535
65535
65535
65535
65535
65535
65535
65535
65535
65535
65535
65535
65535
65535
65535
65535
65535
65535
65535
65535
65535
65535
65535
65535
65535
65535
65535
65535
65535
65535
65535
65535
65535
65535
65535
65535
65535
65535
65535
65535
65535
65535
65535
65535
65535
65535
65535
65535
65535
65535
65535
65535
65535
65535
65535
65535
65535
65535
65535
65535
65535
65535
65535
65535
65535
65535
65535
65535
65535
65535
65535
65535
65535
65535
65535
65535
65535
65535
65535
65535
65535
65535
65535
65535
65535
65535
65535
65535
65535
65535
65535
65535
65535
65535
65535
65535
65535
65535
65535
65535
65535
65535
65535
65535
65535
65535
65535
65535
65535
65535
65535
65535
65535
65535
65535
65535
65535
65535
65535
65535
65535
65535
65535
65535
65535
65535
65535
65535
65535
65535
65535
65535
65535
65535
65535
65535
65535
65535
65535
65535
65535
65535
65535
65535
65535
65535
65535
65535
65535
65535
65535
65535
65535
65535
65535
65535
65535
65535
65535
65535
65535
65535
65535
65535
65535
65535
65535
65535
65535
65535
65535
65535
65535
65535
65535
65535
65535
65535
65535
65535
65535
65535
65535
65535
65535
65535
65535
65535
65535
65535
65535
65535
65535
65535
65535
65535
65535
65535
65535
65535
65535
65535
65535
65535
65535
65535
65535
65535
65535
65535
65535
65535
65535
65535
65535
65535
65535
65535
65535
65535
65535
65535
65535
65535
65535
65535
65535
65535
65535
65535
65535
65535
65535
65535
65535
65535
65535
65535
65535
65535
65535
65535
65535
65535
65535
65535
65535
65535
65535
65535
65535
65535
65535
65535
65535
65535
65535
65535
65535
65535
65535
65535
65535
65535
65535
65535
65535
65535
65535
65535
65535
65535
65535
65535
65535
65535
65535
65535
65535
65535
65535
65535
65535
65535
65535
65535
65535
65535
65535
65535
65535
65535
65535
65535
65535
65535
65535
65535
65535
65535
65535
65535
65535
65535
65535
65535
65535
65535
65535
65535
65535
65535
65535
65535
65535
65535
65535
65535
65535
65535
65535
65535
65535
65535
65535
65535
65535
65535
65535
65535
65535
65535
65535
65535
65535
65535
65535
65535
65535
65535
65535
65535
65535
65535
65535
65535
65535
65535
65535
65535
65535
65535
65535
65535
65535
65535
65535
65535
65535
65535
65535
65535
65535
65535
65535
65535
65535
65535
65535
65535
65535
65535
65535
65535
65535
65535
65535
65535
65535
65535
65535
65535
65535
65535
65535
65535
65535
65535
65535
65535
65535
65535
65535
65535
65535
65535
65535
65535
65535
65535
65535
65535
65535
65535
65535
65535
65535
65535
65535
65535
65535
65535
65535
65535
65535
65535
65535
65535
65535
65535
65535
65535
65535
65535
65535
65535
65535
65535
65535
65535
65535
65535
65535
65535
65535
65535
65535
65535
65535
65535
65535
65535
65535
65535
65535
65535
65535
65535
65535
65535
65535
65535
65535
65535
65535
65535
65535
65535
65535
65535
65535
65535
65535
65535
65535
65535
65535
65535
65535
65535
65535
65535
65535
65535
65535
65535
65535
65535
65535
65535
65535
65535
65535
65535
65535
65535
65535
65535
65535
65535
65535
65535
65535
65535
65535
65535
65535
65535
65535
65535
65535
65535
65535
65535
65535
65535
65535
65535
65535
65535
65535
65535
65535
65535
65535
65535
65535
65535
65535
65535
65535
65535
65535
65535
65535
65535
65535
65535
65535
65535
65535
65535
65535
65535
65535
65535
65535
65535
65535
65535
65535
65535
65535
65535
65535
65535
65535
65535
65535
65535
65535
65535
65535
65535
65535
65535
65535
65535
65535
65535
65535
65535
65535
65535
65535
65535
65535
65535
65535
65535
65535
65535
65535
65535
65535
65535
65535
65535
65535
65535
65535
65535
65535
65535
65535
65535
65535
65535
65535
65535
65535
65535
65535
65535
65535
65535
65535
65535
65535
65535
65535
65535
65535
65535
65535
65535
65535
65535
65535
65535
65535
65535
65535
65535
65535
65535
65535
65535
65535
65535
65535
65535
65535
65535
65535
65535
65535
65535
65535
65535
65535
65535
65535
65535
65535
65535
65535
65535
65535
65535
65535
65535
65535
65535
65535
65535
65535
65535
65535
65535
65535
65535
65535
65535
65535
65535
65535
65535
65535
65535
65535
65535
65535
65535
65535
65535
65535
65535
65535
65535
65535
65535
65535
65535
65535
65535
65535
65535
65535
65535
65535
65535
65535
65535
65535
65535
65535
65535
65535
65535
65535
65535
65535
65535
65535
65535
65535
65535
65535
65535
65535
65535
65535
65535
65535
65535
65535
65535
65535
65535
65535
65535
65535
65535
65535
65535
65535
65535
65535
65535
65535
65535
65535
65535
65535
65535
65535
65535
65535
65535
65535
65535
65535
65535
65535
65535
65535
65535
65535
65535
65535
65535
65535
65535
65535
65535
65535
65535
65535
65535
65535
65535
65535
65535
65535
65535
65535
65535
65535
65535
65535
65535
65535
65535
65535
65535
65535
65535
65535
65535
65535
65535
65535
65535
65535
65535
65535
65535
65535
65535
65535
65535
65535
65535
65535
65535
65535
65535
65535
65535
65535
65535
65535
65535
65535
65535
65535
65535
65535
65535
65535
65535
65535
65535
65535
65535
65535
65535
65535
65535
65535
65535
65535
65535
65535
65535
65535
65535
65535
65535
65535
65535
65535
65535
65535
65535
65535
65535
65535
65535
65535
65535
65535
65535
65535
65535
65535
65535
65535
65535
65535
65535
65535
65535
65535
65535
65535
65535
65535
65535
65535
65535
65535
65535
65535
65535
65535
65535
65535
65535
65535
65535
65535
65535
65535
65535
65535
65535
65535
65535
65535
65535
65535
65535
65535
65535
65535
65535
65535
65535
65535
65535
65535
65535
65535
65535
65535
65535
65535
65535
65535
65535
65535
65535
65535
65535
65535
65535
65535
65535
65535
65535
65535
65535
65535
65535
65535
65535
65535
65535
65535
65535
65535
65535
65535
65535
65535
65535
65535
65535
65535
65535
65535
65535
65535
65535
65535
65535
65535
65535
65535
65535
65535
65535
65535
65535
65535
65535
65535
65535
65535
65535
65535
65535
65535
65535
65535
65535
65535
65535
65535
65535
65535
65535
65535
65535
65535
65535
65535
65535
65535
65535
65535
65535
65535
65535
65535
65535
65535
65535
65535
65535
65535
65535
65535
65535
65535
65535
65535
65535
65535
65535
65535
65535
65535
65535
65535
65535
65535
65535
65535
65535
65535
65535
65535
65535
65535
65535
65535
65535
65535
65535
65535
65535
65535
65535
65535
65535
65535
65535
65535
65535
65535
65535
65535
65535
65535
65535
65535
65535
65535
65535
65535
65535
65535
65535
65535
65535
65535
65535
65535
65535
65535
65535
65535
65535
65535
65535
65535
65535
65535
65535
65535
65535
65535
65535
65535
65535
65535
65535
65535
65535
65535
65535
65535
65535
65535
65535
65535
65535
65535
65535
65535
65535
65535
65535
65535
65535
65535
65535
65535
65535
65535
65535
65535
65535
65535
65535
65535
65535
65535
65535
65535
65535
65535
65535
65535
65535
65535
65535
65535
65535
65535
65535
65535
65535
65535
65535
65535
65535
65535
65535
65535
65535
65535
65535
65535
65535
65535
65535
65535
65535
65535
65535
65535
65535
65535
65535
65535
65535
65535
65535
65535
65535
65535
65535
65535
65535
65535
65535
65535
65535
65535
65535
65535
65535
65535
65535
65535
65535
65535
65535
65535
65535
65535
65535
65535
65535
65535
65535
65535
65535
65535
65535
65535
65535
65535
65535
65535
65535
65535
65535
65535
65535
65535
65535
65535
65535
65535
65535
65535
65535
65535
65535
65535
65535
65535
65535
65535
65535
65535
65535
65535
65535
65535
65535
65535
65535
65535
65535
65535
65535
65535
65535
65535
65535
65535
65535
65535
65535
65535
65535
65535
65535
65535
65535
65535
65535
65535
65535
65535
65535
65535
65535
65535
65535
65535
65535
65535
65535
65535
65535
65535
65535
65535
65535
65535
65535
65535
65535
65535
65535
65535
65535
65535
65535
65535
65535
65535
65535
65535
65535
65535
65535
65535
65535
65535
65535
65535
65535
65535
65535
65535
65535
65535
65535
65535
65535
65535
65535
65535
65535
65535
65535
65535
65535
65535
65535
65535
65535
65535
65535
65535
65535
65535
65535
65535
65535
65535
65535
65535
65535
65535
65535
65535
65535
65535
65535
65535
65535
65535
65535
65535
65535
65535
65535
65535
65535
65535
65535
65535
65535
65535
65535
65535
65535
65535
65535
65535
65535
65535
65535
65535
65535
65535
65535
65535
65535
65535
65535
65535
65535
65535
65535
65535
65535
65535
65535
65535
65535
65535
65535
65535
65535
65535
65535
65535
65535
65535
65535
65535
65535
65535
65535
65535
65535
65535
65535
65535
65535
65535
65535
65535
65535
65535
65535
65535
65535
65535
65535
65535
65535
65535
65535
65535
65535
65535
65535
65535
65535
65535
65535
65535
65535
65535
65535
65535
65535
65535
65535
65535
65535
65535
65535
65535
65535
65535
65535
65535
65535
65535
65535
65535
65535
65535
65535
65535
65535
65535
65535
65535
65535
65535
65535
65535
65535
65535
65535
65535
65535
65535
65535
65535
65535
65535
65535
65535
65535
65535
65535
65535
65535
65535
65535
65535
65535
65535
65535
65535
65535
65535
65535
65535
65535
65535
65535
65535
65535
65535
65535
65535
65535
65535
65535
65535
65535
65535
65535
65535
65535
65535
65535
65535
65535
65535
65535
65535
65535
65535
65535
65535
65535
65535
65535
65535
65535
65535
65535
65535
65535
65535
65535
65535
65535
65535
65535
65535
65535
65535
65535
65535
65535
65535
65535
65535
65535
65535
65535
65535
65535
65535
65535
65535
65535
65535
65535
65535
65535
65535
65535
65535
65535
65535
65535
65535
65535
65535
65535
65535
65535
65535
65535
65535
65535
65535
65535
65535
65535
65535
65535
65535
65535
65535
65535
65535
65535
65535
65535
65535
65535
65535
65535
65535
65535
65535
65535
65535
65535
65535
65535
65535
65535
65535
65535
65535
65535
65535
65535
65535
65535
65535
65535
65535
65535
65535
65535
65535
65535
65535
65535
65535
65535
65535
65535
65535
65535
65535
65535
65535
65535
65535
65535
65535
65535
65535
65535
65535
65535
65535
65535
65535
65535
65535
65535
65535
65535
65535
65535
65535
65535
65535
65535
65535
65535
65535
65535
65535
65535
65535
65535
65535
65535
65535
65535
65535
65535
65535
65535
65535
65535
65535
65535
65535
65535
65535
65535
65535
65535
65535
65535
65535
65535
65535
65535
65535
65535
65535
65535
65535
65535
65535
65535
65535
65535
65535
65535
65535
65535
65535
65535
65535
65535
65535
65535
65535
65535
65535
65535
65535
65535
65535
65535
65535
65535
65535
65535
65535
65535
65535
65535
65535
65535
65535
65535
65535
65535
65535
65535
65535
65535
65535
65535
65535
65535
65535
65535
65535
65535
65535
65535
65535
65535
65535
65535
65535
65535
65535
65535
65535
65535
65535
65535
65535
65535
65535
65535
65535
65535
65535
65535
65535
65535
65535
65535
65535
65535
65535
65535
65535
65535
65535
65535
65535
65535
65535
65535
65535
65535
65535
65535
65535
65535
65535
65535
65535
65535
65535
65535
65535
65535
65535
65535
65535
65535
65535
65535
65535
65535
65535
65535
65535
65535
65535
65535
65535
65535
65535
65535
65535
65535
65535
65535
65535
65535
65535
65535
65535
65535
65535
65535
65535
65535
65535
65535
65535
65535
65535
65535
65535
65535
65535
65535
65535
65535
65535
65535
65535
65535
65535
65535
65535
65535
65535
65535
65535
65535
65535
65535
65535
65535
65535
65535
65535
65535
65535
65535
65535
65535
65535
65535
65535
65535
65535
65535
65535
65535
65535
65535
65535
65535
65535
65535
65535
65535
65535
65535
65535
65535
65535
65535
65535
65535
65535
65535
65535
65535
65535
65535
65535
65535
65535
65535
65535
65535
65535
65535
65535
65535
65535
65535
65535
65535
65535
65535
65535
65535
65535
65535
65535
65535
65535
65535
65535
65535
65535
65535
65535
65535
65535
65535
65535
65535
65535
65535
65535
65535
65535
65535
65535
65535
65535
65535
65535
65535
65535
65535
65535
65535
65535
65535
65535
65535
65535
65535
65535
65535
65535
65535
65535
65535
65535
65535
65535
65535
65535
65535
65535
65535
65535
65535
65535
65535
65535
65535
65535
65535
65535
65535
65535
65535
65535
65535
65535
65535
65535
65535
65535
65535
65535
65535
65535
65535
65535
65535
65535
65535
65535
65535
65535
65535
65535
65535
65535
65535
65535
65535
65535
65535
65535
65535
65535
65535
65535
65535
65535
65535
65535
65535
65535
65535
65535
65535
65535
65535
65535
65535
65535
65535
65535
65535
65535
65535
65535
65535
65535
65535
65535
65535
65535
65535
65535
65535
65535
65535
65535
65535
65535
65535
65535
65535
65535
65535
65535
65535
65535
65535
65535
65535
65535
65535
65535
65535
65535
65535
65535
65535
65535
65535
65535
65535
65535
65535
65535
65535
65535
65535
65535
65535
65535
65535
65535
65535
65535
65535
65535
65535
65535
65535
65535
65535
65535
65535
65535
65535
65535
65535
65535
65535
65535
65535
65535
65535
65535
65535
65535
65535
65535
65535
65535
65535
65535
65535
65535
65535
65535
65535
65535
65535
65535
65535
65535
65535
65535
65535
65535
65535
65535
65535
65535
65535
65535
65535
65535
65535
65535
65535
65535
65535
65535
65535
65535
65535
65535
65535
65535
65535
65535
65535
65535
65535
65535
65535
65535
65535
65535
65535
65535
65535
65535
65535
65535
65535
65535
65535
65535
65535
65535
65535
65535
65535
65535
65535
65535
65535
65535
65535
65535
65535
65535
65535
65535
65535
65535
65535
65535
65535
65535
65535
65535
65535
65535
65535
65535
65535
65535
65535
65535
65535
65535
65535
65535
65535
65535
65535
65535
65535
65535
65535
65535
65535
65535
65535
65535
65535
65535
65535
65535
65535
65535
65535
65535
65535
65535
65535
65535
65535
65535
65535
65535
65535
65535
65535
65535
65535
65535
65535
65535
65535
65535
65535
65535
65535
65535
65535
65535
65535
65535
65535
65535
65535
65535
65535
65535
65535
65535
65535
65535
65535
65535
65535
65535
65535
65535
65535
65535
65535
65535
65535
65535
65535
65535
65535
65535
65535
65535
65535
65535
65535
65535
65535
65535
65535
65535
65535
65535
65535
65535
65535
65535
65535
65535
65535
65535
65535
65535
65535
65535
65535
65535
65535
65535
65535
65535
65535
65535
65535
65535
65535
65535
65535
65535
65535
65535
65535
65535
65535
65535
65535
65535
65535
65535
65535
65535
65535
65535
65535
65535
65535
65535
65535
65535
65535
65535
65535
65535
65535
65535
65535
65535
65535
65535
65535
65535
65535
65535
65535
65535
65535
65535
65535
65535
65535
65535
65535
65535
65535
65535
65535
65535
65535
65535
65535
65535
65535
65535
65535
65535
65535
65535
65535
65535
65535
65535
65535
65535
65535
65535
65535
65535
65535
65535
65535
65535
65535
65535
65535
65535
65535
65535
65535
65535
65535
65535
65535
65535
65535
65535
65535
65535
65535
65535
65535
65535
65535
65535
65535
65535
65535
65535
65535
65535
65535
65535
65535
65535
65535
65535
65535
65535
65535
65535
65535
65535
65535
65535
65535
65535
65535
65535
65535
65535
65535
65535
65535
65535
65535
65535
65535
65535
65535
65535
65535
65535
65535
65535
65535
65535
65535
65535
65535
65535
65535
65535
65535
65535
65535
65535
65535
65535
65535
65535
65535
65535
65535
65535
65535
65535
65535
65535
65535
65535
65535
65535
65535
65535
65535
65535
65535
65535
65535
65535
65535
65535
65535
65535
65535
65535
65535
65535
65535
65535
65535
65535
65535
65535
65535
65535
65535
65535
65535
65535
65535
65535
65535
65535
65535
65535
65535
65535
65535
65535
65535
65535
65535
65535
65535
65535
65535
65535
65535
65535
65535
65535
65535
65535
65535
65535
65535
65535
65535
65535
65535
65535
65535
65535
65535
65535
65535
65535
65535
65535
65535
65535
65535
65535
65535
65535
65535
65535
65535
65535
65535
65535
65535
65535
65535
65535
65535
65535
65535
65535
65535
65535
65535
65535
65535
65535
65535
65535
65535
65535
65535
65535
65535
65535
65535
65535
65535
65535
65535
65535
65535
65535
65535
65535
65535
65535
65535
65535
65535
65535
65535
65535
65535
65535
65535
65535
65535
65535
65535
65535
65535
65535
65535
65535
65535
65535
65535
65535
65535
65535
65535
65535
65535
65535
65535
65535
65535
65535
65535
65535
65535
65535
65535
65535
65535
65535
65535
65535
65535
65535
65535
65535
65535
65535
65535
65535
65535
65535
65535
65535
65535
65535
65535
65535
65535
65535
65535
65535
65535
65535
65535
65535
65535
65535
65535
65535
65535
65535
65535
65535
65535
65535
65535
65535
65535
65535
65535
65535
65535
65535
65535
65535
65535
65535
65535
65535
65535
65535
65535
65535
65535
65535
65535
65535
65535
65535
65535
65535
65535
65535
65535
65535
65535
65535
65535
65535
65535
65535
65535
65535
65535
65535
65535
65535
65535
65535
65535
65535
65535
65535
65535
65535
65535
65535
65535
65535
65535
65535
65535
65535
65535
65535
65535
65535
65535
65535
65535
65535
65535
65535
65535
65535
65535
65535
65535
65535
65535
65535
65535
65535
65535
65535
65535
65535
65535
65535
65535
65535
65535
65535
65535
65535
65535
65535
65535
65535
65535
65535
65535
65535
65535
65535
65535
65535
65535
65535
65535
65535
65535
65535
65535
65535
65535
65535
65535
65535
65535
65535
65535
65535
65535
65535
65535
65535
65535
65535
65535
65535
65535
65535
65535
65535
65535
65535
65535
65535
65535
65535
65535
65535
65535
65535
65535
65535
65535
65535
65535
65535
65535
65535
65535
65535
65535
65535
65535
65535
65535
65535
65535
65535
65535
65535
65535
65535
65535
65535
65535
65535
65535
65535
65535
65535
65535
65535
65535
65535
65535
65535
65535
65535
65535
65535
65535
65535
65535
65535
65535
65535
65535
65535
65535
65535
65535
65535
65535
65535
65535
65535
65535
65535
65535
65535
65535
65535
65535
65535
65535
65535
65535
65535
65535
65535
65535
65535
65535
65535
65535
65535
65535
65535
65535
65535
65535
65535
65535
65535
65535
65535
65535
65535
65535
65535
65535
65535
65535
65535
65535
65535
65535
65535
65535
65535
65535
65535
65535
65535
65535
65535
65535
65535
65535
65535
65535
65535
65535
65535
65535
65535
65535
65535
65535
65535
65535
65535
65535
65535
65535
65535
65535
65535
65535
65535
65535
65535
65535
65535
65535
65535
65535
65535
65535
65535
65535
65535
65535
65535
65535
65535
65535
65535
65535
65535
65535
65535
65535
65535
65535
65535
65535
65535
65535
65535
65535
65535
65535
65535
65535
65535
65535
65535
65535
65535
65535
65535
65535
65535
65535
65535
65535
65535
65535
65535
65535
65535
65535
65535
65535
65535
65535
65535
65535
65535
65535
65535
65535
65535
65535
65535
65535
65535
65535
65535
65535
65535
65535
65535
65535
65535
65535
65535
65535
65535
65535
65535
65535
65535
65535
65535
65535
65535
65535
65535
65535
65535
65535
65535
65535
65535
65535
65535
65535
65535
65535
65535
65535
65535
65535
65535
65535
65535
65535
65535
65535
65535
65535
65535
65535
65535
65535
65535
65535
65535
65535
65535
65535
65535
65535
65535
65535
65535
65535
65535
65535
65535
65535
65535
65535
65535
65535
65535
65535
65535
65535
65535
65535
65535
65535
65535
65535
65535
65535
65535
65535
65535
65535
65535
65535
65535
65535
65535
65535
65535
65535
65535
65535
65535
65535
65535
65535
65535
65535
65535
65535
65535
65535
65535
65535
65535
65535
65535
65535
65535
65535
65535
65535
65535
65535
65535
65535
65535
65535
65535
65535
65535
65535
65535
65535
65535
65535
65535
65535
65535
65535
65535
65535
65535
65535
65535
65535
65535
65535
65535
65535
65535
65535
65535
65535
65535
65535
65535
65535
65535
65535
65535
65535
65535
65535
65535
65535
65535
65535
65535
65535
65535
65535
65535
65535
65535
65535
65535
65535
65535
65535
65535
65535
65535
65535
65535
65535
65535
65535
65535
65535
65535
65535
65535
65535
65535
65535
65535
65535
65535
65535
65535
65535
65535
65535
65535
65535
65535
65535
65535
65535
65535
65535
65535
65535
65535
65535
65535
65535
65535
65535
65535
65535
65535
65535
65535
65535
65535
65535
65535
65535
65535
65535
65535
65535
65535
65535
65535
65535
65535
65535
65535
65535
65535
65535
65535
65535
65535
65535
65535
65535
65535
65535
65535
65535
65535
65535
65535
65535
65535
65535
65535
65535
65535
65535
65535
65535
65535
65535
65535
65535
65535
65535
65535
65535
65535
65535
65535
65535
65535
65535
65535
65535
65535
65535
65535
65535
65535
65535
65535
65535
65535
65535
65535
65535
65535
65535
65535
65535
65535
65535
65535
65535
65535
65535
65535
65535
65535
65535
65535
65535
65535
65535
65535
65535
65535
65535
65535
65535
65535
65535
65535
65535
65535
65535
65535
65535
65535
65535
65535
65535
65535
65535
65535
65535
65535
65535
65535
65535
65535
65535
65535
65535
65535
65535
65535
65535
65535
65535
65535
65535
65535
65535
65535
65535
65535
65535
65535
65535
65535
65535
65535
65535
65535
65535
65535
65535
65535
65535
65535
65535
65535
65535
65535
65535
65535
65535
65535
65535
65535
65535
65535
65535
65535
65535
65535
65535
65535
65535
65535
65535
65535
65535
65535
65535
65535
65535
65535
65535
65535
65535
65535
65535
65535
65535
65535
65535
65535
65535
65535
65535
65535
65535
65535
65535
65535
65535
65535
65535
65535
65535
65535
65535
65535
65535
65535
65535
65535
65535
65535
65535
65535
65535
65535
65535
65535
65535
65535
65535
65535
65535
65535
65535
65535
65535
65535
65535
65535
65535
65535
65535
65535
65535
65535
65535
65535
65535
65535
65535
65535
65535
65535
65535
65535
65535
65535
65535
65535
65535
65535
65535
65535
65535
65535
65535
65535
65535
65535
65535
65535
65535
65535
65535
65535
65535
65535
65535
65535
65535
65535
65535
65535
65535
65535
65535
65535
65535
65535
65535
65535
65535
65535
65535
65535
65535
65535
65535
65535
65535
65535
65535
65535
65535
65535
65535
65535
65535
65535
65535
65535
65535
65535
65535
65535
65535
65535
65535
65535
65535
65535
65535
65535
65535
65535
65535
65535
65535
65535
65535
65535
65535
65535
65535
65535
65535
65535
65535
65535
65535
65535
65535
65535
65535
65535
65535
65535
65535
65535
65535
65535
65535
65535
65535
65535
65535
65535
65535
65535
65535
65535
65535
65535
65535
65535
65535
65535
65535
65535
65535
65535
65535
65535
65535
65535
65535
65535
65535
65535
65535
65535
65535
65535
65535
65535
65535
65535
65535
65535
65535
65535
65535
65535
65535
65535
65535
65535
65535
65535
65535
65535
65535
65535
65535
65535
65535
65535
65535
65535
65535
65535
65535
65535
65535
65535
65535
65535
65535
65535
65535
65535
65535
65535
65535
65535
65535
65535
65535
65535
65535
65535
65535
65535
65535
65535
65535
65535
65535
65535
65535
65535
65535
65535
65535
65535
65535
65535
65535
65535
65535
65535
65535
65535
65535
65535
65535
65535
65535
65535
65535
65535
65535
65535
65535
65535
65535
65535
65535
65535
65535
65535
65535
65535
65535
65535
65535
65535
65535
65535
65535
65535
65535
65535
65535
65535
65535
65535
65535
65535
65535
65535
65535
65535
65535
65535
65535
65535
65535
65535
65535
65535
65535
65535
65535
65535
65535
65535
65535
65535
65535
65535
65535
65535
65535
65535
65535
65535
65535
65535
65535
65535
65535
65535
65535
65535
65535
65535
65535
65535
65535
65535
65535
65535
65535
65535
65535
65535
65535
65535
65535
65535
65535
65535
65535
65535
65535
65535
65535
65535
65535
65535
65535
65535
65535
65535
65535
65535
65535
65535
65535
65535
65535
65535
65535
65535
65535
65535
65535
65535
65535
65535
65535
65535
65535
65535
65535
65535
65535
65535
65535
65535
65535
65535
65535
65535
65535
65535
65535
65535
65535
65535
65535
65535
65535
65535
65535
65535
65535
65535
65535
65535
65535
65535
65535
65535
65535
65535
65535
65535
65535
65535
65535
65535
65535
65535
65535
65535
65535
65535
65535
65535
65535
65535
65535
65535
65535
65535
65535
65535
65535
65535
65535
65535
65535
65535
65535
65535
65535
65535
65535
65535
65535
65535
65535
65535
65535
65535
65535
65535
65535
65535
65535
65535
65535
65535
65535
65535
65535
65535
65535
65535
65535
65535
65535
65535
65535
65535
65535
65535
65535
65535
65535
65535
65535
65535
65535
65535
65535
65535
65535
65535
65535
65535
65535
65535
65535
65535
65535
65535
65535
65535
65535
65535
65535
65535
65535
65535
65535
65535
65535
65535
65535
65535
65535
65535
65535
65535
65535
65535
65535
65535
65535
65535
65535
65535
65535
65535
65535
65535
65535
65535
65535
65535
65535
65535
65535
65535
65535
65535
65535
65535
65535
65535
65535
65535
65535
65535
65535
65535
65535
65535
65535
65535
65535
65535
65535
65535
65535
65535
65535
65535
65535
65535
65535
65535
65535
65535
65535
65535
65535
65535
65535
65535
65535
65535
65535
65535
65535
65535
65535
65535
65535
65535
65535
65535
65535
65535
65535
65535
65535
65535
65535
65535
65535
65535
65535
65535
65535
65535
65535
65535
65535
65535
65535
65535
65535
65535
65535
65535
65535
65535
65535
65535
65535
65535
65535
65535
65535
65535
65535
65535
65535
65535
65535
65535
65535
65535
65535
65535
65535
65535
65535
65535
65535
65535
65535
65535
65535
65535
65535
65535
65535
65535
65535
65535
65535
65535
65535
65535
65535
65535
65535
65535
65535
65535
65535
65535
65535
65535
65535
65535
65535
65535
65535
65535
65535
65535
65535
65535
65535
65535
65535
65535
65535
65535
65535
65535
65535
65535
65535
65535
65535
65535
65535
65535
65535
65535
65535
65535
65535
65535
65535
65535
65535
65535
65535
65535
65535
65535
65535
65535
65535
65535
65535
65535
65535
65535
65535
65535
65535
65535
65535
65535
65535
65535
65535
65535
65535
65535
65535
65535
65535
65535
65535
65535
65535
65535
65535
65535
65535
65535
65535
65535
65535
65535
65535
65535
65535
65535
65535
65535
65535
65535
65535
65535
65535
65535
65535
65535
65535
65535
65535
65535
65535
65535
65535
65535
65535
65535
65535
65535
65535
65535
65535
65535
65535
65535
65535
65535
65535
65535
65535
65535
65535
65535
65535
65535
65535
65535
65535
65535
65535
65535
65535
65535
65535
65535
65535
65535
65535
65535
65535
65535
65535
65535
65535
65535
65535
65535
65535
65535
65535
65535
65535
65535
65535
65535
65535
65535
65535
65535
65535
65535
65535
65535
65535
65535
65535
65535
65535
65535
65535
65535
65535
65535
65535
65535
65535
65535
65535
65535
65535
65535
65535
65535
65535
65535
65535
65535
65535
65535
65535
65535
65535
65535
65535
65535
65535
65535
65535
65535
65535
65535
65535
65535
65535
65535
65535
65535
65535
65535
65535
65535
65535
65535
65535
65535
65535
65535
65535
65535
65535
65535
65535
65535
65535
65535
65535
65535
65535
65535
65535
65535
65535
65535
65535
65535
65535
65535
65535
65535
65535
65535
65535
65535
65535
65535
65535
65535
65535
65535
65535
65535
65535
65535
65535
65535
65535
65535
65535
65535
65535
65535
65535
65535
65535
65535
65535
65535
65535
65535
65535
65535
65535
65535
65535
65535
65535
65535
65535
65535
65535
65535
65535
65535
65535
65535
65535
65535
65535
65535
65535
65535
65535
65535
65535
65535
65535
65535
65535
65535
65535
65535
65535
65535
65535
65535
65535
65535
65535
65535
65535
65535
65535
65535
65535
65535
65535
65535
65535
65535
65535
65535
65535
65535
65535
65535
65535
65535
65535
65535
65535
65535
65535
65535
65535
65535
65535
65535
65535
65535
65535
65535
65535
65535
65535
65535
65535
65535
65535
65535
65535
65535
65535
65535
65535
65535
65535
65535
65535
65535
65535
65535
65535
65535
65535
65535
65535
65535
65535
65535
65535
65535
65535
65535
65535
65535
65535
65535
65535
65535
65535
65535
65535
65535
65535
65535
65535
65535
65535
65535
65535
65535
65535
65535
65535
65535
65535
65535
65535
65535
65535
65535
65535
65535
65535
65535
65535
65535
65535
65535
65535
65535
65535
65535
65535
65535
65535
65535
65535
65535
65535
65535
65535
65535
65535
65535
65535
65535
65535
65535
65535
65535
65535
65535
65535
65535
65535
65535
65535
65535
65535
65535
65535
65535
65535
65535
65535
65535
65535
65535
65535
65535
65535
65535
65535
65535
65535
65535
65535
65535
65535
65535
65535
65535
65535
65535
65535
65535
65535
65535
65535
65535
65535
65535
65535
65535
65535
65535
65535
65535
65535
65535
65535
65535
65535
65535
65535
65535
65535
65535
65535
65535
65535
65535
65535
65535
65535
65535
65535
65535
65535
65535
65535
65535
65535
65535
65535
65535
65535
65535
65535
65535
65535
65535
65535
65535
65535
65535
65535
65535
65535
65535
65535
65535
65535
65535
65535
65535
65535
65535
65535
65535
65535
65535
65535
65535
65535
65535
65535
65535
65535
65535
65535
65535
65535
65535
65535
65535
65535
65535
65535
65535
65535
65535
65535
65535
65535
65535
65535
65535
65535
65535
65535
65535
65535
65535
65535
65535
65535
65535
65535
65535
65535
65535
65535
65535
65535
65535
65535
65535
65535
65535
65535
65535
65535
65535
65535
65535
65535
65535
65535
65535
65535
65535
65535
65535
65535
65535
65535
65535
65535
65535
65535
65535
65535
65535
65535
65535
65535
65535
65535
65535
65535
65535
65535
65535
65535
65535
65535
65535
65535
65535
65535
65535
65535
65535
65535
65535
65535
65535
65535
65535
65535
65535
65535
65535
65535
65535
65535
65535
65535
65535
65535
65535
65535
65535
65535
65535
65535
65535
65535
65535
65535
65535
65535
65535
65535
65535
65535
65535
65535
65535
65535
65535
65535
65535
65535
65535
65535
65535
65535
65535
65535
65535
65535
65535
65535
65535
65535
65535
65535
65535
65535
65535
65535
65535
65535
65535
65535
65535
65535
65535
65535
65535
65535
65535
65535
65535
65535
65535
65535
65535
65535
65535
65535
65535
65535
65535
65535
65535
65535
65535
65535
65535
65535
65535
65535
65535
65535
65535
65535
65535
65535
65535
65535
65535
65535
65535
65535
65535
65535
65535
65535
65535
65535
65535
65535
65535
65535
65535
65535
65535
65535
65535
65535
65535
65535
65535
65535
65535
65535
65535
65535
65535
65535
65535
65535
65535
65535
65535
65535
65535
65535
65535
65535
65535
65535
65535
65535
65535
65535
65535
65535
65535
65535
65535
65535
65535
65535
65535
65535
65535
65535
65535
65535
65535
65535
65535
65535
65535
65535
65535
65535
65535
65535
65535
65535
65535
65535
65535
65535
65535
65535
65535
65535
65535
65535
65535
65535
65535
65535
65535
65535
65535
65535
65535
65535
65535
65535
65535
65535
65535
65535
65535
65535
65535
65535
65535
65535
65535
65535
65535
65535
65535
65535
65535
65535
65535
65535
65535
65535
65535
65535
65535
65535
65535
65535
65535
65535
65535
65535
65535
65535
65535
65535
65535
65535
65535
65535
65535
65535
65535
65535
65535
65535
65535
65535
65535
65535
65535
65535
65535
65535
65535
65535
65535
65535
65535
65535
65535
65535
65535
65535
65535
65535
65535
65535
65535
65535
65535
65535
65535
65535
65535
65535
65535
65535
65535
65535
65535
65535
65535
65535
65535
65535
65535
65535
65535
65535
65535
65535
65535
65535
65535
65535
65535
65535
65535
65535
65535
65535
65535
65535
65535
65535
65535
65535
65535
65535
65535
65535
65535
65535
65535
65535
65535
65535
65535
65535
65535
65535
65535
65535
65535
65535
65535
65535
65535
65535
65535
65535
65535
65535
65535
65535
65535
65535
65535
65535
65535
65535
65535
65535
65535
65535
65535
65535
65535
65535
65535
65535
65535
65535
65535
65535
65535
65535
65535
65535
65535
65535
65535
65535
65535
65535
65535
65535
65535
65535
65535
65535
65535
65535
65535
65535
65535
65535
65535
65535
65535
65535
65535
65535
65535
65535
65535
65535
65535
65535
65535
65535
65535
65535
65535
65535
65535
65535
65535
65535
65535
65535
65535
65535
65535
65535
65535
65535
65535
65535
65535
65535
65535
65535
65535
65535
65535
65535
65535
65535
65535
65535
65535
65535
65535
65535
65535
65535
65535
65535
65535
65535
65535
65535
65535
65535
65535
65535
65535
65535
65535
65535
65535
65535
65535
65535
65535
65535
65535
65535
65535
65535
65535
65535
65535
65535
65535
65535
65535
65535
65535
65535
65535
65535
65535
65535
65535
65535
65535
65535
65535
65535
65535
65535
65535
65535
65535
65535
65535
65535
65535
65535
65535
65535
65535
65535
65535
65535
65535
65535
65535
65535
65535
65535
65535
65535
65535
65535
65535
65535
65535
65535
65535
65535
65535
65535
65535
65535
65535
65535
65535
65535
65535
65535
65535
65535
65535
65535
65535
65535
65535
65535
65535
65535
65535
65535
65535
65535
65535
65535
65535
65535
65535
65535
65535
65535
65535
65535
65535
65535
65535
65535
65535
65535
65535
65535
65535
65535
65535
65535
65535
65535
65535
65535
65535
65535
65535
65535
65535
65535
65535
65535
65535
65535
65535
65535
65535
65535
65535
65535
65535
65535
65535
65535
65535
65535
65535
65535
65535
65535
65535
65535
65535
65535
65535
65535
65535
65535
65535
65535
65535
65535
65535
65535
65535
65535
65535
65535
65535
65535
65535
65535
65535
65535
65535
65535
65535
65535
65535
65535
65535
65535
65535
65535
65535
65535
65535
65535
65535
65535
65535
65535
65535
65535
65535
65535
65535
65535
65535
65535
65535
65535
65535
65535
65535
65535
65535
65535
65535
65535
65535
65535
65535
65535
65535
65535
65535
65535
65535
65535
65535
65535
65535
65535
65535
65535
65535
65535
65535
65535
65535
65535
65535
65535
65535
65535
65535
65535
65535
65535
65535
65535
65535
65535
65535
65535
65535
65535
65535
65535
65535
65535
65535
65535
65535
65535
65535
65535
65535
65535
65535
65535
65535
65535
65535
65535
65535
65535
65535
65535
65535
65535
65535
65535
65535
65535
65535
65535
65535
65535
65535
65535
65535
65535
65535
65535
65535
65535
65535
65535
65535
65535
65535
65535
65535
65535
65535
65535
65535
65535
65535
65535
65535
65535
65535
65535
65535
65535
65535
65535
65535
65535
65535
65535
65535
65535
65535
65535
65535
65535
65535
65535
65535
65535
65535
65535
65535
65535
65535
65535
65535
65535
65535
65535
65535
65535
65535
65535
65535
65535
65535
65535
65535
65535
65535
65535
65535
65535
65535
65535
65535
65535
65535
65535
65535
65535
65535
65535
65535
65535
65535
65535
65535
65535
65535
65535
65535
65535
65535
65535
65535
65535
65535
65535
65535
65535
65535
65535
65535
65535
65535
65535
65535
65535
65535
65535
65535
65535
65535
65535
65535
65535
65535
65535
65535
65535
65535
65535
65535
65535
65535
65535
65535
65535
65535
65535
65535
65535
65535
65535
65535
65535
65535
65535
65535
65535
65535
65535
65535
65535
65535
65535
65535
65535
65535
65535
65535
65535
65535
65535
65535
65535
65535
65535
65535
65535
65535
65535
65535
65535
65535
65535
65535
65535
65535
65535
65535
65535
65535
65535
65535
65535
65535
65535
65535
65535
65535
65535
65535
65535
65535
65535
65535
65535
65535
65535
65535
65535
65535
65535
65535
65535
65535
65535
65535
65535
65535
65535
65535
65535
65535
65535
65535
65535
65535
65535
65535
65535
65535
65535
65535
65535
65535
65535
65535
65535
65535
65535
65535
65535
65535
65535
65535
65535
65535
65535
65535
65535
65535
65535
65535
65535
65535
65535
65535
65535
65535
65535
65535
65535
65535
65535
65535
65535
65535
65535
65535
65535
65535
65535
65535
65535
65535
65535
65535
65535
65535
65535
65535
65535
65535
65535
65535
65535
65535
65535
65535
65535
65535
65535
65535
65535
65535
65535
65535
65535
65535
65535
65535
65535
65535
65535
65535
65535
65535
65535
65535
65535
65535
65535
65535
65535
65535
65535
65535
65535
65535
65535
65535
65535
65535
65535
65535
65535
65535
65535
65535
65535
65535
65535
65535
65535
65535
65535
65535
65535
65535
65535
65535
65535
65535
65535
65535
65535
65535
65535
65535
65535
65535
65535
65535
65535
65535
65535
65535
65535
65535
65535
65535
65535
65535
65535
65535
65535
65535
65535
65535
65535
65535
65535
65535
65535
65535
65535
65535
65535
65535
65535
65535
65535
65535
65535
65535
65535
65535
65535
65535
65535
65535
65535
65535
65535
65535
65535
65535
65535
65535
65535
65535
65535
65535
65535
65535
65535
65535
65535
65535
65535
65535
65535
65535
65535
65535
65535
65535
65535
65535
65535
65535
65535
65535
65535
65535
65535
65535
65535
65535
65535
65535
65535
65535
65535
65535
65535
65535
65535
65535
65535
65535
65535
65535
65535
65535
65535
65535
65535
65535
65535
65535
65535
65535
65535
65535
65535
65535
65535
65535
65535
65535
65535
65535
65535
65535
65535
65535
65535
65535
65535
65535
65535
65535
65535
65535
65535
65535
65535
65535
65535
65535
65535
65535
65535
65535
65535
65535
65535
65535
65535
65535
65535
65535
65535
65535
65535
65535
65535
65535
65535
65535
65535
65535
65535
65535
65535
65535
65535
65535
65535
65535
65535
65535
65535
65535
65535
65535
65535
65535
65535
65535
65535
65535
65535
65535
65535
65535
65535
65535
65535
65535
65535
65535
65535
65535
65535
65535
65535
65535
65535
65535
65535
65535
65535
65535
65535
65535
65535
65535
65535
65535
65535
65535
65535
65535
65535
65535
65535
65535
65535
65535
65535
65535
65535
65535
65535
65535
65535
65535
65535
65535
65535
65535
65535
65535
65535
65535
65535
65535
65535
65535
65535
65535
65535
65535
65535
65535
65535
65535
65535
65535
65535
65535
65535
65535
65535
65535
65535
65535
65535
65535
65535
65535
65535
65535
65535
65535
65535
65535
65535
65535
65535
65535
65535
65535
65535
65535
65535
65535
65535
65535
65535
65535
65535
65535
65535
65535
65535
65535
65535
65535
65535
65535
65535
65535
65535
65535
65535
65535
65535
65535
65535
65535
65535
65535
65535
65535
65535
65535
65535
65535
65535
65535
65535
65535
65535
65535
65535
65535
65535
65535
65535
65535
65535
65535
65535
65535
65535
65535
65535
65535
65535
65535
65535
65535
65535
65535
65535
65535
65535
65535
65535
65535
65535
65535
65535
65535
65535
65535
65535
65535
65535
65535
65535
65535
65535
65535
65535
65535
65535
65535
65535
65535
65535
65535
65535
65535
65535
65535
65535
65535
65535
65535
65535
65535
65535
65535
65535
65535
65535
65535
65535
65535
65535
65535
65535
65535
65535
65535
65535
65535
65535
65535
65535
65535
65535
65535
65535
65535
65535
65535
65535
65535
65535
65535
65535
65535
65535
65535
65535
65535
65535
65535
65535
65535
65535
65535
65535
65535
65535
65535
65535
65535
65535
65535
65535
65535
65535
65535
65535
65535
65535
65535
65535
65535
65535
65535
65535
65535
65535
65535
65535
65535
65535
65535
65535
65535
65535
65535
65535
65535
65535
65535
65535
65535
65535
65535
65535
65535
65535
65535
65535
65535
65535
65535
65535
65535
65535
65535
65535
65535
65535
65535
65535
65535
65535
65535
65535
65535
65535
65535
65535
65535
65535
65535
65535
65535
65535
65535
65535
65535
65535
65535
65535
65535
65535
65535
65535
65535
65535
65535
65535
65535
65535
65535
65535
65535
65535
65535
65535
65535
65535
65535
65535
65535
65535
65535
65535
65535
65535
65535
65535
65535
65535
65535
65535
65535
65535
65535
65535
65535
65535
65535
65535
65535
65535
65535
65535
65535
65535
65535
65535
65535
65535
65535
65535
65535
65535
65535
65535
65535
65535
65535
65535
65535
65535
65535
65535
65535
65535
65535
65535
65535
65535
65535
65535
65535
65535
65535
65535
65535
65535
65535
65535
65535
65535
65535
65535
65535
65535
65535
65535
65535
65535
65535
65535
65535
65535
65535
65535
65535
65535
65535
65535
65535
65535
65535
65535
65535
65535
65535
65535
65535
65535
65535
65535
65535
65535
65535
65535
65535
65535
65535
65535
65535
65535
65535
65535
65535
65535
65535
65535
65535
65535
65535
65535
65535
65535
65535
65535
65535
65535
65535
65535
65535
65535
65535
65535
65535
65535
65535
65535
65535
65535
65535
65535
65535
65535
65535
65535
65535
65535
65535
65535
65535
65535
65535
65535
65535
65535
65535
65535
65535
65535
65535
65535
65535
65535
65535
65535
65535
65535
65535
65535
65535
65535
65535
65535
65535
65535
65535
65535
65535
65535
65535
65535
65535
65535
65535
65535
65535
65535
65535
65535
65535
65535
65535
65535
65535
65535
65535
65535
65535
65535
65535
65535
65535
65535
65535
65535
65535
65535
65535
65535
65535
65535
65535
65535
65535
65535
65535
65535
65535
65535
65535
65535
65535
65535
65535
65535
65535
65535
65535
65535
65535
65535
65535
65535
65535
65535
65535
65535
65535
65535
65535
65535
65535
65535
65535
65535
65535
65535
65535
65535
65535
65535
65535
65535
65535
65535
65535
65535
65535
65535
65535
65535
65535
65535
65535
65535
65535
65535
65535
65535
65535
65535
65535
65535
65535
65535
65535
65535
65535
65535
65535
65535
65535
65535
65535
65535
65535
65535
65535
65535
65535
65535
65535
65535
65535
65535
65535
65535
65535
65535
65535
65535
65535
65535
65535
65535
65535
65535
65535
65535
65535
65535
65535
65535
65535
65535
65535
65535
65535
65535
65535
65535
65535
65535
65535
65535
65535
65535
65535
65535
65535
65535
65535
65535
65535
65535
65535
65535
65535
65535
65535
65535
65535
65535
65535
65535
65535
65535
65535
65535
65535
65535
65535
65535
65535
65535
65535
65535
65535
65535
65535
65535
65535
65535
65535
65535
65535
65535
65535
65535
65535
65535
65535
65535
65535
65535
65535
65535
65535
65535
65535
65535
65535
65535
65535
65535
65535
65535
65535
65535
65535
65535
65535
65535
65535
65535
65535
65535
65535
65535
65535
65535
65535
65535
65535
65535
65535
65535
65535
65535
65535
65535
65535
65535
65535
65535
65535
65535
65535
65535
65535
65535
65535
65535
65535
65535
65535
65535
65535
65535
65535
65535
65535
65535
65535
65535
65535
65535
65535
65535
65535
65535
65535
65535
65535
65535
65535
65535
65535
65535
65535
65535
65535
65535
65535
65535
65535
65535
65535
65535
65535
65535
65535
65535
65535
65535
65535
65535
65535
65535
65535
65535
65535
65535
65535
65535
65535
65535
65535
65535
65535
65535
65535
65535
65535
65535
65535
65535
65535
65535
65535
65535
65535
65535
65535
65535
65535
65535
65535
65535
65535
65535
65535
65535
65535
65535
65535
65535
65535
65535
65535
65535
65535
65535
65535
65535
65535
65535
65535
65535
65535
65535
65535
65535
65535
65535
65535
65535
65535
65535
65535
65535
65535
65535
65535
65535
65535
65535
65535
65535
65535
65535
65535
65535
65535
65535
65535
65535
65535
65535
65535
65535
65535
65535
65535
65535
65535
65535
65535
65535
65535
65535
65535
65535
65535
65535
65535
65535
65535
65535
65535
65535
65535
65535
65535
65535
65535
65535
65535
65535
65535
65535
65535
65535
65535
65535
65535
65535
65535
65535
65535
65535
65535
65535
65535
65535
65535
65535
65535
65535
65535
65535
65535
65535
65535
65535
65535
65535
65535
65535
65535
65535
65535
65535
65535
65535
65535
65535
65535
65535
65535
65535
65535
65535
65535
65535
65535
65535
65535
65535
65535
65535
65535
65535
65535
65535
65535
65535
65535
65535
65535
65535
65535
65535
65535
65535
65535
65535
65535
65535
65535
65535
65535
65535
65535
65535
65535
65535
65535
65535
65535
65535
65535
65535
65535
65535
65535
65535
65535
65535
65535
65535
65535
65535
65535
65535
65535
65535
65535
65535
65535
65535
65535
65535
65535
65535
65535
65535
65535
65535
65535
65535
65535
65535
65535
65535
65535
65535
65535
65535
65535
65535
65535
65535
65535
65535
65535
65535
65535
65535
65535
65535
65535
65535
65535
65535
65535
65535
65535
65535
65535
65535
65535
65535
65535
65535
65535
65535
65535
65535
65535
65535
65535
65535
65535
65535
65535
65535
65535
65535
65535
65535
65535
65535
65535
65535
65535
65535
65535
65535
65535
65535
65535
65535
65535
65535
65535
65535
65535
65535
65535
65535
65535
65535
65535
65535
65535
65535
65535
65535
65535
65535
65535
65535
65535
65535
65535
65535
65535
65535
65535
65535
65535
65535
65535
65535
65535
65535
65535
65535
65535
65535
65535
65535
65535
65535
65535
65535
65535
65535
65535
65535
65535
65535
65535
65535
65535
65535
65535
65535
65535
65535
65535
65535
65535
65535
65535
65535
65535
65535
65535
65535
65535
65535
65535
65535
65535
65535
65535
65535
65535
65535
65535
65535
65535
65535
65535
65535
65535
65535
65535
65535
65535
65535
65535
65535
65535
65535
65535
65535
65535
65535
65535
65535
65535
65535
65535
65535
65535
65535
65535
65535
65535
65535
65535
65535
65535
65535
65535
65535
65535
65535
65535
65535
65535
65535
65535
65535
65535
65535
65535
65535
65535
65535
65535
65535
65535
65535
65535
65535
65535
65535
65535
65535
65535
65535
65535
65535
65535
65535
65535
65535
65535
65535
65535
65535
65535
65535
65535
65535
65535
65535
65535
65535
65535
65535
65535
65535
65535
65535
65535
65535
65535
65535
65535
65535
65535
65535
65535
65535
65535
65535
65535
65535
65535
65535
65535
65535
65535
65535
65535
65535
65535
65535
65535
65535
65535
65535
65535
65535
65535
65535
65535
65535
65535
65535
65535
65535
65535
65535
65535
65535
65535
65535
65535
65535
65535
65535
65535
65535
65535
65535
65535
65535
65535
65535
65535
65535
65535
65535
65535
65535
65535
65535
65535
65535
65535
65535
65535
65535
65535
65535
65535
65535
65535
65535
65535
65535
65535
65535
65535
65535
65535
65535
65535
65535
65535
65535
65535
65535
65535
65535
65535
65535
65535
65535
65535
65535
65535
65535
65535
65535
65535
65535
65535
65535
65535
65535
65535
65535
65535
65535
65535
65535
65535
65535
65535
65535
65535
65535
65535
65535
65535
65535
65535
65535
65535
65535
65535
65535
65535
65535
65535
65535
65535
65535
65535
65535
65535
65535
65535
65535
65535
65535
65535
65535
65535
65535
65535
65535
65535
65535
65535
65535
65535
65535
65535
65535
65535
65535
65535
65535
65535
65535
65535
65535
65535
65535
65535
65535
65535
65535
65535
65535
65535
65535
65535
65535
65535
65535
65535
65535
65535
65535
65535
65535
65535
65535
65535
65535
65535
65535
65535
65535
65535
65535
65535
65535
65535
65535
65535
65535
65535
65535
65535
65535
65535
65535
65535
65535
65535
65535
65535
65535
65535
65535
65535
65535
65535
65535
65535
65535
65535
65535
65535
65535
65535
65535
65535
65535
65535
65535
65535
65535
65535
65535
65535
65535
65535
65535
65535
65535
65535
65535
65535
65535
65535
65535
65535
65535
65535
65535
65535
65535
65535
65535
65535
65535
65535
65535
65535
65535
65535
65535
65535
65535
65535
65535
65535
65535
65535
65535
65535
65535
65535
65535
65535
65535
65535
65535
65535
65535
65535
65535
65535
65535
65535
65535
65535
65535
65535
65535
65535
65535
65535
65535
65535
65535
65535
65535
65535
65535
65535
65535
65535
65535
65535
65535
65535
65535
65535
65535
65535
65535
65535
65535
65535
65535
65535
65535
65535
65535
65535
65535
65535
65535
65535
65535
65535
65535
65535
65535
65535
65535
65535
65535
65535
65535
65535
65535
65535
65535
65535
65535
65535
65535
65535
65535
65535
65535
65535
65535
65535
65535
65535
65535
65535
65535
65535
65535
65535
65535
65535
65535
65535
65535
65535
65535
65535
65535
65535
65535
65535
65535
65535
65535
65535
65535
65535
65535
65535
65535
65535
65535
65535
65535
65535
65535
65535
65535
65535
65535
65535
65535
65535
65535
65535
65535
65535
65535
65535
65535
65535
65535
65535
65535
65535
65535
65535
65535
65535
65535
65535
65535
65535
65535
65535
65535
65535
65535
65535
65535
65535
65535
65535
65535
65535
65535
65535
65535
65535
65535
65535
65535
65535
65535
65535
65535
65535
65535
65535
65535
65535
65535
65535
65535
65535
65535
65535
65535
65535
65535
65535
65535
65535
65535
65535
65535
65535
65535
65535
65535
65535
65535
65535
65535
65535
65535
65535
65535
65535
65535
65535
65535
65535
65535
65535
65535
65535
65535
65535
65535
65535
65535
65535
65535
65535
65535
65535
65535
65535
65535
65535
65535
65535
65535
65535
65535
65535
65535
65535
65535
65535
65535
65535
65535
65535
65535
65535
65535
65535
65535
65535
65535
65535
65535
65535
65535
65535
65535
65535
65535
65535
65535
65535
65535
65535
65535
65535
65535
65535
65535
65535
65535
65535
65535
65535
65535
65535
65535
65535
65535
65535
65535
65535
65535
65535
65535
65535
65535
65535
65535
65535
65535
65535
65535
65535
65535
65535
65535
65535
65535
65535
65535
65535
65535
65535
65535
65535
65535
65535
65535
65535
65535
65535
65535
65535
65535
65535
65535
65535
65535
65535
65535
65535
65535
65535
65535
65535
65535
65535
65535
65535
65535
65535
65535
65535
65535
65535
65535
65535
65535
65535
65535
65535
65535
65535
65535
65535
65535
65535
65535
65535
65535
65535
65535
65535
65535
65535
65535
65535
65535
65535
65535
65535
65535
65535
65535
65535
65535
65535
65535
65535
65535
65535
65535
65535
65535
65535
65535
65535
65535
65535
65535
65535
65535
65535
65535
65535
65535
65535
65535
65535
65535
65535
65535
65535
65535
65535
65535
65535
65535
65535
65535
65535
65535
65535
65535
65535
65535
65535
65535
65535
65535
65535
65535
65535
65535
65535
65535
65535
65535
65535
65535
65535
65535
65535
65535
65535
65535
65535
65535
65535
65535
65535
65535
65535
65535
65535
65535
65535
65535
65535
65535
65535
65535
65535
65535
65535
65535
65535
65535
65535
65535
65535
65535
65535
65535
65535
65535
65535
65535
65535
65535
65535
65535
65535
65535
65535
65535
65535
65535
65535
65535
65535
65535
65535
65535
65535
65535
65535
65535
65535
65535
65535
65535
65535
65535
65535
65535
65535
65535
65535
65535
65535
65535
65535
65535
65535
65535
65535
65535
65535
65535
65535
65535
65535
65535
65535
65535
65535
65535
65535
65535
65535
65535
65535
65535
65535
65535
65535
65535
65535
65535
65535
65535
65535
65535
65535
65535
65535
65535
65535
65535
65535
65535
65535
65535
65535
65535
65535
65535
65535
65535
65535
65535
65535
65535
65535
65535
65535
65535
65535
65535
65535
65535
65535
65535
65535
65535
65535
65535
65535
65535
65535
65535
65535
65535
65535
65535
65535
65535
65535
65535
65535
65535
65535
65535
65535
65535
65535
65535
65535
65535
65535
65535
65535
65535
65535
65535
65535
65535
65535
65535
65535
65535
65535
65535
65535
65535
65535
65535
65535
65535
65535
65535
65535
65535
65535
65535
65535
65535
65535
65535
65535
65535
65535
65535
65535
65535
65535
65535
65535
65535
65535
65535
65535
65535
65535
65535
65535
65535
65535
65535
65535
65535
65535
65535
65535
65535
65535
65535
65535
65535
65535
65535
65535
65535
65535
65535
65535
65535
65535
65535
65535
65535
65535
65535
65535
65535
65535
65535
65535
65535
65535
65535
65535
65535
65535
65535
65535
65535
65535
65535
65535
65535
65535
65535
65535
65535
65535
65535
65535
65535
65535
65535
65535
65535
65535
65535
65535
65535
65535
65535
65535
65535
65535
65535
65535
65535
65535
65535
65535
65535
65535
65535
65535
65535
65535
65535
65535
65535
65535
65535
65535
65535
65535
65535
65535
65535
65535
65535
65535
65535
65535
65535
65535
65535
65535
65535
65535
65535
65535
65535
65535
65535
65535
65535
65535
65535
65535
65535
65535
65535
65535
65535
65535
65535
65535
65535
65535
65535
65535
65535
65535
65535
65535
65535
65535
65535
65535
65535
65535
65535
65535
65535
65535
65535
65535
65535
65535
65535
65535
65535
65535
65535
65535
65535
65535
65535
65535
65535
65535
65535
65535
65535
65535
65535
65535
65535
65535
65535
65535
65535
65535
65535
65535
65535
65535
65535
65535
65535
65535
65535
65535
65535
65535
65535
65535
65535
65535
65535
65535
65535
65535
65535
65535
65535
65535
65535
65535
65535
65535
65535
65535
65535
65535
65535
65535
65535
65535
65535
65535
65535
65535
65535
65535
65535
65535
65535
65535
65535
65535
65535
65535
65535
65535
65535
65535
65535
65535
65535
65535
65535
65535
65535
65535
65535
65535
65535
65535
65535
65535
65535
65535
65535
65535
65535
65535
65535
65535
65535
65535
65535
65535
65535
65535
65535
65535
65535
65535
65535
65535
65535
65535
65535
65535
65535
65535
65535
65535
65535
65535
65535
65535
65535
65535
65535
65535
65535
65535
65535
65535
65535
65535
65535
65535
65535
65535
65535
65535
65535
65535
65535
65535
65535
65535
65535
65535
65535
65535
65535
65535
65535
65535
65535
65535
65535
65535
65535
65535
65535
65535
65535
65535
65535
65535
65535
65535
65535
65535
65535
65535
65535
65535
65535
65535
65535
65535
65535
65535
65535
65535
65535
65535
65535
65535
65535
65535
65535
65535
65535
65535
65535
65535
65535
65535
65535
65535
65535
65535
65535
65535
65535
65535
65535
65535
65535
65535
65535
65535
65535
65535
65535
65535
65535
65535
65535
65535
65535
65535
65535
65535
65535
65535
65535
65535
65535
65535
65535
65535
65535
65535
65535
65535
65535
65535
65535
65535
65535
65535
65535
65535
65535
65535
65535
65535
65535
65535
65535
65535
65535
65535
65535
65535
65535
65535
65535
65535
65535
65535
65535
65535
65535
65535
65535
65535
65535
65535
65535
65535
65535
65535
65535
65535
65535
65535
65535
65535
65535
65535
65535
65535
65535
65535
65535
65535
65535
65535
65535
65535
65535
65535
65535
65535
65535
65535
65535
65535
65535
65535
65535
65535
65535
65535
65535
65535
65535
65535
65535
65535
65535
65535
65535
65535
65535
65535
65535
65535
65535
65535
65535
65535
65535
65535
65535
65535
65535
65535
65535
65535
65535
65535
65535
65535
65535
65535
65535
65535
65535
65535
65535
65535
65535
65535
65535
65535
65535
65535
65535
65535
65535
65535
65535
65535
65535
65535
65535
65535
65535
65535
65535
65535
65535
65535
65535
65535
65535
65535
65535
65535
65535
65535
65535
65535
65535
65535
65535
65535
65535
65535
65535
65535
65535
65535
65535
65535
65535
65535
65535
65535
65535
65535
65535
65535
65535
65535
65535
65535
65535
65535
65535
65535
65535
65535
65535
65535
65535
65535
65535
65535
65535
65535
65535
65535
65535
65535
65535
65535
65535
65535
65535
65535
65535
65535
65535
65535
65535
65535
65535
65535
65535
65535
65535
65535
65535
65535
65535
65535
65535
65535
65535
65535
65535
65535
65535
65535
65535
65535
65535
65535
65535
65535
65535
65535
65535
65535
65535
65535
65535
65535
65535
65535
65535
65535
65535
65535
65535
65535
65535
65535
65535
65535
65535
65535
65535
65535
65535
65535
65535
65535
65535
65535
65535
65535
65535
65535
65535
65535
65535
65535
65535
65535
65535
65535
65535
65535
65535
65535
65535
65535
65535
65535
65535
65535
65535
65535
65535
65535
65535
65535
65535
65535
65535
65535
65535
65535
65535
65535
65535
65535
65535
65535
65535
65535
65535
65535
65535
65535
65535
65535
65535
65535
65535
65535
65535
65535
65535
65535
65535
65535
65535
65535
65535
65535
65535
65535
65535
65535
65535
65535
65535
65535
65535
65535
65535
65535
65535
65535
65535
65535
65535
65535
65535
65535
65535
65535
65535
65535
65535
65535
65535
65535
65535
65535
65535
65535
65535
65535
65535
65535
65535
65535
65535
65535
65535
65535
65535
65535
65535
65535
65535
65535
65535
65535
65535
65535
65535
65535
65535
65535
65535
65535
65535
65535
65535
65535
65535
65535
65535
65535
65535
65535
65535
65535
65535
65535
65535
65535
65535
65535
65535
65535
65535
65535
65535
65535
65535
65535
65535
65535
65535
65535
65535
65535
65535
65535
65535
65535
65535
65535
65535
65535
65535
65535
65535
65535
65535
65535
65535
65535
65535
65535
65535
65535
65535
65535
65535
65535
65535
65535
65535
65535
65535
65535
65535
65535
65535
65535
65535
65535
65535
65535
65535
65535
65535
65535
65535
65535
65535
65535
65535
65535
65535
65535
65535
65535
65535
65535
65535
65535
65535
65535
65535
65535
65535
65535
65535
65535
65535
65535
65535
65535
65535
65535
65535
65535
65535
65535
65535
65535
65535
65535
65535
65535
65535
65535
65535
65535
65535
65535
65535
65535
65535
65535
65535
65535
65535
65535
65535
65535
65535
65535
65535
65535
65535
65535
65535
65535
65535
65535
65535
65535
65535
65535
65535
65535
65535
65535
65535
65535
65535
65535
65535
65535
65535
65535
65535
65535
65535
65535
65535
65535
65535
65535
65535
65535
65535
65535
65535
65535
65535
65535
65535
65535
65535
65535
65535
65535
65535
65535
65535
65535
65535
65535
65535
65535
65535
65535
65535
65535
65535
65535
65535
65535
65535
65535
65535
65535
65535
65535
65535
65535
65535
65535
65535
65535
65535
65535
65535
65535
65535
65535
65535
65535
65535
65535
65535
65535
65535
65535
65535
65535
65535
65535
65535
65535
65535
65535
65535
65535
65535
65535
65535
65535
65535
65535
65535
65535
65535
65535
65535
65535
65535
65535
65535
65535
65535
65535
65535
65535
65535
65535
65535
65535
65535
65535
65535
65535
65535
65535
65535
65535
65535
65535
65535
65535
65535
65535
65535
65535
65535
65535
65535
65535
65535
65535
65535
65535
65535
65535
65535
65535
65535
65535
65535
65535
65535
65535
65535
65535
65535
65535
65535
65535
65535
65535
65535
65535
65535
65535
65535
65535
65535
65535
65535
65535
65535
65535
65535
65535
65535
65535
65535
65535
65535
65535
65535
65535
65535
65535
65535
65535
65535
65535
65535
65535
65535
65535
65535
65535
65535
65535
65535
65535
65535
65535
65535
65535
65535
65535
65535
65535
65535
65535
65535
65535
65535
65535
65535
65535
65535
65535
65535
65535
65535
65535
65535
65535
65535
65535
65535
65535
65535
65535
65535
65535
65535
65535
65535
65535
65535
65535
65535
65535
65535
65535
65535
65535
65535
65535
65535
65535
65535
65535
65535
65535
65535
65535
65535
65535
65535
65535
65535
65535
65535
65535
65535
65535
65535
65535
65535
65535
65535
65535
65535
65535
65535
65535
65535
65535
65535
65535
65535
65535
65535
65535
65535
65535
65535
65535
65535
65535
65535
65535
65535
65535
65535
65535
65535
65535
65535
65535
65535
65535
65535
65535
65535
65535
65535
65535
65535
65535
65535
65535
65535
65535
65535
65535
65535
65535
65535
65535
65535
65535
65535
65535
65535
65535
65535
65535
65535
65535
65535
65535
65535
65535
65535
65535
65535
65535
65535
65535
65535
65535
65535
65535
65535
65535
65535
65535
65535
65535
65535
65535
65535
65535
65535
65535
65535
65535
65535
65535
65535
65535
65535
65535
65535
65535
65535
65535
65535
65535
65535
65535
65535
65535
65535
65535
65535
65535
65535
65535
65535
65535
65535
65535
65535
65535
65535
65535
65535
65535
65535
65535
65535
65535
65535
65535
65535
65535
65535
65535
65535
65535
65535
65535
65535
65535
65535
65535
65535
65535
65535
65535
65535
65535
65535
65535
65535
65535
65535
65535
65535
65535
65535
65535
65535
65535
65535
65535
65535
65535
65535
65535
65535
65535
65535
65535
65535
65535
65535
65535
65535
65535
65535
65535
65535
65535
65535
65535
65535
65535
65535
65535
65535
65535
65535
65535
65535
65535
65535
65535
65535
65535
65535
65535
65535
65535
65535
65535
65535
65535
65535
65535
65535
65535
65535
65535
65535
65535
65535
65535
65535
65535
65535
65535
65535
65535
65535
65535
65535
65535
65535
65535
65535
65535
65535
65535
65535
65535
65535
65535
65535
65535
65535
65535
65535
65535
65535
65535
65535
65535
65535
65535
65535
65535
65535
65535
65535
65535
65535
65535
65535
65535
65535
65535
65535
65535
65535
65535
65535
65535
65535
65535
65535
65535
65535
65535
65535
65535
65535
65535
65535
65535
65535
65535
65535
65535
65535
65535
65535
65535
65535
65535
65535
65535
65535
65535
65535
65535
65535
65535
65535
65535
65535
65535
65535
65535
65535
65535
65535
65535
65535
65535
65535
65535
65535
65535
65535
65535
65535
65535
65535
65535
65535
65535
65535
65535
65535
65535
65535
65535
65535
65535
65535
65535
65535
65535
65535
65535
65535
65535
65535
65535
65535
65535
65535
65535
65535
65535
65535
65535
65535
65535
65535
65535
65535
65535
65535
65535
65535
65535
65535
65535
65535
65535
65535
65535
65535
65535
65535
65535
65535
65535
65535
65535
65535
65535
65535
65535
65535
65535
65535
65535
65535
65535
65535
65535
65535
65535
65535
65535
65535
65535
65535
65535
65535
65535
65535
65535
65535
65535
65535
65535
65535
65535
65535
65535
65535
65535
65535
65535
65535
65535
65535
65535
65535
65535
65535
65535
65535
65535
65535
65535
65535
65535
65535
65535
65535
65535
65535
65535
65535
65535
65535
65535
65535
65535
65535
65535
65535
65535
65535
65535
65535
65535
65535
65535
65535
65535
65535
65535
65535
65535
65535
65535
65535
65535
65535
65535
65535
65535
65535
65535
65535
65535
65535
65535
65535
65535
65535
65535
65535
65535
65535
65535
65535
65535
65535
65535
65535
65535
65535
65535
65535
65535
65535
65535
65535
65535
65535
65535
65535
65535
65535
65535
65535
65535
65535
65535
65535
65535
65535
65535
65535
65535
65535
65535
65535
65535
65535
65535
65535
65535
65535
65535
65535
65535
65535
65535
65535
65535
65535
65535
65535
65535
65535
65535
65535
65535
65535
65535
65535
65535
65535
65535
65535
65535
65535
65535
65535
65535
65535
65535
65535
65535
65535
65535
65535
65535
65535
65535
65535
65535
65535
65535
65535
65535
65535
65535
65535
65535
65535
65535
65535
65535
65535
65535
65535
65535
65535
65535
65535
65535
65535
65535
65535
65535
65535
65535
65535
65535
65535
65535
65535
65535
65535
65535
65535
65535
65535
65535
65535
65535
65535
65535
65535
65535
65535
65535
65535
65535
65535
65535
65535
65535
65535
65535
65535
65535
65535
65535
65535
65535
65535
65535
65535
65535
65535
65535
65535
65535
65535
65535
65535
65535
65535
65535
65535
65535
65535
65535
65535
65535
65535
65535
65535
65535
65535
65535
65535
65535
65535
65535
65535
65535
65535
65535
65535
65535
65535
65535
65535
65535
65535
65535
65535
65535
65535
65535
65535
65535
65535
65535
65535
65535
65535
65535
65535
65535
65535
65535
65535
65535
65535
65535
65535
65535
65535
65535
65535
65535
65535
65535
65535
65535
65535
65535
65535
65535
65535
65535
65535
65535
65535
65535
65535
65535
65535
65535
65535
65535
65535
65535
65535
65535
65535
65535
65535
65535
65535
65535
65535
65535
65535
65535
65535
65535
65535
65535
65535
65535
65535
65535
65535
65535
65535
65535
65535
65535
65535
65535
65535
65535
65535
65535
65535
65535
65535
65535
65535
65535
65535
65535
65535
65535
65535
65535
65535
65535
65535
65535
65535
65535
65535
65535
65535
65535
65535
65535
65535
65535
65535
65535
65535
65535
65535
65535
65535
65535
65535
65535
65535
65535
65535
65535
65535
65535
65535
65535
65535
65535
65535
65535
65535
65535
65535
65535
65535
65535
65535
65535
65535
65535
65535
65535
65535
65535
65535
65535
65535
65535
65535
65535
65535
65535
65535
65535
65535
65535
65535
65535
65535
65535
65535
65535
65535
65535
65535
65535
65535
65535
65535
65535
65535
65535
65535
65535
65535
65535
65535
65535
65535
65535
65535
65535
65535
65535
65535
65535
65535
65535
65535
65535
65535
65535
65535
65535
65535
65535
65535
65535
65535
65535
65535
65535
65535
65535
65535
65535
65535
65535
65535
65535
65535
65535
65535
65535
65535
65535
65535
65535
65535
65535
65535
65535
65535
65535
65535
65535
65535
65535
65535
65535
65535
65535
65535
65535
65535
65535
65535
65535
65535
65535
65535
65535
65535
65535
65535
65535
65535
65535
65535
65535
65535
65535
65535
65535
65535
65535
65535
65535
65535
65535
65535
65535
65535
65535
65535
65535
65535
65535
65535
65535
65535
65535
65535
65535
65535
65535
65535
65535
65535
65535
65535
65535
65535
65535
65535
65535
65535
65535
65535
65535
65535
65535
65535
65535
65535
65535
65535
65535
65535
65535
65535
65535
65535
65535
65535
65535
65535
65535
65535
65535
65535
65535
65535
65535
65535
65535
65535
65535
65535
65535
65535
65535
65535
65535
65535
65535
65535
65535
65535
65535
65535
65535
65535
65535
65535
65535
65535
65535
65535
65535
65535
65535
65535
65535
65535
65535
65535
65535
65535
65535
65535
65535
65535
65535
65535
65535
65535
65535
65535
65535
65535
65535
65535
65535
65535
65535
65535
65535
65535
65535
65535
65535
65535
65535
65535
65535
65535
65535
65535
65535
65535
65535
65535
65535
65535
65535
65535
65535
65535
65535
65535
65535
65535
65535
65535
65535
65535
65535
65535
65535
65535
65535
65535
65535
65535
65535
65535
65535
65535
65535
65535
65535
65535
65535
65535
65535
65535
65535
65535
65535
65535
65535
65535
65535
65535
65535
65535
65535
65535
65535
65535
65535
65535
65535
65535
65535
65535
65535
65535
65535
65535
65535
65535
65535
65535
65535
65535
65535
65535
65535
65535
65535
65535
65535
65535
65535
65535
65535
65535
65535
65535
65535
65535
65535
65535
65535
65535
65535
65535
65535
65535
65535
65535
65535
65535
65535
65535
65535
65535
65535
65535
65535
65535
65535
65535
65535
65535
65535
65535
65535
65535
65535
65535
65535
65535
65535
65535
65535
65535
65535
65535
65535
65535
65535
65535
65535
65535
65535
65535
65535
65535
65535
65535
65535
65535
65535
65535
65535
65535
65535
65535
65535
65535
65535
65535
65535
65535
65535
65535
65535
65535
65535
65535
65535
65535
65535
65535
65535
65535
65535
65535
65535
65535
65535
65535
65535
65535
65535
65535
65535
65535
65535
65535
65535
65535
65535
65535
65535
65535
65535
65535
65535
65535
65535
65535
65535
65535
65535
65535
65535
65535
65535
65535
65535
65535
65535
65535
65535
65535
65535
65535
65535
65535
65535
65535
65535
65535
65535
65535
65535
65535
65535
65535
65535
65535
65535
65535
65535
65535
65535
65535
65535
65535
65535
65535
65535
65535
65535
65535
65535
65535
65535
65535
65535
65535
65535
65535
65535
65535
65535
65535
65535
65535
65535
65535
65535
65535
65535
65535
65535
65535
65535
65535
65535
65535
65535
65535
65535
65535
65535
65535
65535
65535
65535
65535
65535
65535
65535
65535
65535
65535
65535
65535
65535
65535
65535
65535
65535
65535
65535
65535
65535
65535
65535
65535
65535
65535
65535
65535
65535
65535
65535
65535
65535
65535
65535
65535
65535
65535
65535
65535
65535
65535
65535
65535
65535
65535
65535
65535
65535
65535
65535
65535
65535
65535
65535
65535
65535
65535
65535
65535
65535
65535
65535
65535
65535
65535
65535
65535
65535
65535
65535
65535
65535
65535
65535
65535
65535
65535
65535
65535
65535
65535
65535
65535
65535
65535
65535
65535
65535
65535
65535
65535
65535
65535
65535
65535
65535
65535
65535
65535
65535
65535
65535
65535
65535
65535
65535
65535
65535
65535
65535
65535
65535
65535
65535
65535
65535
65535
65535
65535
65535
65535
65535
65535
65535
65535
65535
65535
65535
65535
65535
65535
65535
65535
65535
65535
65535
65535
65535
65535
65535
65535
65535
65535
65535
65535
65535
65535
65535
65535
65535
65535
65535
65535
65535
65535
65535
65535
65535
65535
65535
65535
65535
65535
65535
65535
65535
65535
65535
65535
65535
65535
65535
65535
65535
65535
65535
65535
65535
65535
65535
65535
65535
65535
65535
65535
65535
65535
65535
65535
65535
65535
65535
65535
65535
65535
65535
65535
65535
65535
65535
65535
65535
65535
65535
65535
65535
65535
65535
65535
65535
65535
65535
65535
65535
65535
65535
65535
65535
65535
65535
65535
65535
65535
65535
65535
65535
65535
65535
65535
65535
65535
65535
65535
65535
65535
65535
65535
65535
65535
65535
65535
65535
65535
65535
65535
65535
65535
65535
65535
65535
65535
65535
65535
65535
65535
65535
65535
65535
65535
65535
65535
65535
65535
65535
65535
65535
65535
65535
65535
65535
65535
65535
65535
65535
65535
65535
65535
65535
65535
65535
65535
65535
65535
65535
65535
65535
65535
65535
65535
65535
65535
65535
65535
65535
65535
65535
65535
65535
65535
65535
65535
65535
65535
65535
65535
65535
65535
65535
65535
65535
65535
65535
65535
65535
65535
65535
65535
65535
65535
65535
65535
65535
65535
65535
65535
65535
65535
65535
65535
65535
65535
65535
65535
65535
65535
65535
65535
65535
65535
65535
65535
65535
65535
65535
65535
65535
65535
65535
65535
65535
65535
65535
65535
65535
65535
65535
65535
65535
65535
65535
65535
65535
65535
65535
65535
65535
65535
65535
65535
65535
65535
65535
65535
65535
65535
65535
65535
65535
65535
65535
65535
65535
65535
65535
65535
65535
65535
65535
65535
65535
65535
65535
65535
65535
65535
65535
65535
65535
65535
65535
65535
65535
65535
65535
65535
65535
65535
65535
65535
65535
65535
65535
65535
65535
65535
65535
65535
65535
65535
65535
65535
65535
65535
65535
65535
65535
65535
65535
65535
65535
65535
65535
65535
65535
65535
65535
65535
65535
65535
65535
65535
65535
65535
65535
65535
65535
65535
65535
65535
65535
65535
65535
65535
65535
65535
65535
65535
65535
65535
65535
65535
65535
65535
65535
65535
65535
65535
65535
65535
65535
65535
65535
65535
65535
65535
65535
65535
65535
65535
65535
65535
65535
65535
65535
65535
65535
65535
65535
65535
65535
65535
65535
65535
65535
65535
65535
65535
65535
65535
65535
65535
65535
65535
65535
65535
65535
65535
65535
65535
65535
65535
65535
65535
65535
65535
65535
65535
65535
65535
65535
65535
65535
65535
65535
65535
65535
65535
65535
65535
65535
65535
65535
65535
65535
65535
65535
65535
65535
65535
65535
65535
65535
65535
65535
65535
65535
65535
65535
65535
65535
65535
65535
65535
65535
65535
65535
65535
65535
65535
65535
65535
65535
65535
65535
65535
65535
65535
65535
65535
65535
65535
65535
65535
65535
65535
65535
65535
65535
65535
65535
65535
65535
65535
65535
65535
65535
65535
65535
65535
65535
65535
65535
65535
65535
65535
65535
65535
65535
65535
65535
65535
65535
65535
65535
65535
65535
65535
65535
65535
65535
65535
65535
65535
65535
65535
65535
65535
65535
65535
65535
65535
65535
65535
65535
65535
65535
65535
65535
65535
65535
65535
65535
65535
65535
65535
65535
65535
65535
65535
65535
65535
65535
65535
65535
65535
65535
65535
65535
65535
65535
65535
65535
65535
65535
65535
65535
65535
65535
65535
65535
65535
65535
65535
65535
65535
65535
65535
65535
65535
65535
65535
65535
65535
65535
65535
65535
65535
65535
65535
65535
65535
65535
65535
65535
65535
65535
65535
65535
65535
65535
65535
65535
65535
65535
65535
65535
65535
65535
65535
65535
65535
65535
65535
65535
65535
65535
65535
65535
65535
65535
65535
65535
65535
65535
65535
65535
65535
65535
65535
65535
65535
65535
65535
65535
65535
65535
65535
65535
65535
65535
65535
65535
65535
65535
65535
65535
65535
65535
65535
65535
65535
65535
65535
65535
65535
65535
65535
65535
65535
65535
65535
65535
65535
65535
65535
65535
65535
65535
65535
65535
65535
65535
65535
65535
65535
65535
65535
65535
65535
65535
65535
65535
65535
65535
65535
65535
65535
65535
65535
65535
65535
65535
65535
65535
65535
65535
65535
65535
65535
65535
65535
65535
65535
65535
65535
65535
65535
65535
65535
65535
65535
65535
65535
65535
65535
65535
65535
65535
65535
65535
65535
65535
65535
65535
65535
65535
65535
65535
65535
65535
65535
65535
65535
65535
65535
65535
65535
65535
65535
65535
65535
65535
65535
65535
65535
65535
65535
65535
65535
65535
65535
65535
65535
65535
65535
65535
65535
65535
65535
65535
65535
65535
65535
65535
65535
65535
65535
65535
65535
65535
65535
65535
65535
65535
65535
65535
65535
65535
65535
65535
65535
65535
65535
65535
65535
65535
65535
65535
65535
65535
65535
65535
65535
65535
65535
65535
65535
65535
65535
65535
65535
65535
65535
65535
65535
65535
65535
65535
65535
65535
65535
65535
65535
65535
65535
65535
65535
65535
65535
65535
65535
65535
65535
65535
65535
65535
65535
65535
65535
65535
65535
65535
65535
65535
65535
65535
65535
65535
65535
65535
65535
65535
65535
65535
65535
65535
65535
65535
65535
65535
65535
65535
65535
65535
65535
65535
65535
65535
65535
65535
65535
65535
65535
65535
65535
65535
65535
65535
65535
65535
65535
65535
65535
65535
65535
65535
65535
65535
65535
65535
65535
65535
65535
65535
65535
65535
65535
65535
65535
65535
65535
65535
65535
65535
65535
65535
65535
65535
65535
65535
65535
65535
65535
65535
65535
65535
65535
65535
65535
65535
65535
65535
65535
65535
65535
65535
65535
65535
65535
65535
65535
65535
65535
65535
65535
65535
65535
65535
65535
65535
65535
65535
65535
65535
65535
65535
65535
65535
65535
65535
65535
65535
65535
65535
65535
65535
65535
65535
65535
65535
65535
65535
65535
65535
65535
65535
65535
65535
65535
65535
65535
65535
65535
65535
65535
65535
65535
65535
65535
65535
65535
65535
65535
65535
65535
65535
65535
65535
65535
65535
65535
65535
65535
65535
65535
65535
65535
65535
65535
65535
65535
65535
65535
65535
65535
65535
65535
65535
65535
65535
65535
65535
65535
65535
65535
65535
65535
65535
65535
65535
65535
65535
65535
65535
65535
65535
65535
65535
65535
65535
65535
65535
65535
65535
65535
65535
65535
65535
65535
65535
65535
65535
65535
65535
65535
65535
65535
65535
65535
65535
65535
65535
65535
65535
65535
65535
65535
65535
65535
65535
65535
65535
65535
65535
65535
65535
65535
65535
65535
65535
65535
65535
65535
65535
65535
65535
65535
65535
65535
65535
65535
65535
65535
65535
65535
65535
65535
65535
65535
65535
65535
65535
65535
65535
65535
65535
65535
65535
65535
65535
65535
65535
65535
65535
65535
65535
65535
65535
65535
65535
65535
65535
65535
65535
65535
65535
65535
65535
65535
65535
65535
65535
65535
65535
65535
65535
65535
65535
65535
65535
65535
65535
65535
65535
65535
65535
65535
65535
65535
65535
65535
65535
65535
65535
65535
65535
65535
65535
65535
65535
65535
65535
65535
65535
65535
65535
65535
65535
65535
65535
65535
65535
65535
65535
65535
65535
65535
65535
65535
65535
65535
65535
65535
65535
65535
65535
65535
65535
65535
65535
65535
65535
65535
65535
65535
65535
65535
65535
65535
65535
65535
65535
65535
65535
65535
65535
65535
65535
65535
65535
65535
65535
65535
65535
65535
65535
65535
65535
65535
65535
65535
65535
65535
65535
65535
65535
65535
65535
65535
65535
65535
65535
65535
65535
65535
65535
65535
65535
65535
65535
65535
65535
65535
65535
65535
65535
65535
65535
65535
65535
65535
65535
65535
65535
65535
65535
65535
65535
65535
65535
65535
65535
65535
65535
65535
65535
65535
65535
65535
65535
65535
65535
65535
65535
65535
65535
65535
65535
65535
65535
65535
65535
65535
65535
65535
65535
65535
65535
65535
65535
65535
65535
65535
65535
65535
65535
65535
65535
65535
65535
65535
65535
65535
65535
65535
65535
65535
65535
65535
65535
65535
65535
65535
65535
65535
65535
65535
65535
65535
65535
65535
65535
65535
65535
65535
65535
65535
65535
65535
65535
65535
65535
65535
65535
65535
65535
65535
65535
65535
65535
65535
65535
65535
65535
65535
65535
65535
65535
65535
65535
65535
65535
65535
65535
65535
65535
65535
65535
65535
65535
65535
65535
65535
65535
65535
65535
65535
65535
65535
65535
65535
65535
65535
65535
65535
65535
65535
65535
65535
65535
65535
65535
65535
65535
65535
65535
65535
65535
65535
65535
65535
65535
65535
65535
65535
65535
65535
65535
65535
65535
65535
65535
65535
65535
65535
65535
65535
65535
65535
65535
65535
65535
65535
65535
65535
65535
65535
65535
65535
65535
65535
65535
65535
65535
65535
65535
65535
65535
65535
65535
65535
65535
65535
65535
65535
65535
65535
65535
65535
65535
65535
65535
65535
65535
65535
65535
65535
65535
65535
65535
65535
65535
65535
65535
65535
65535
65535
65535
65535
65535
65535
65535
65535
65535
65535
65535
65535
65535
65535
65535
65535
65535
65535
65535
65535
65535
65535
65535
65535
65535
65535
65535
65535
65535
65535
65535
65535
65535
65535
65535
65535
65535
65535
65535
65535
65535
65535
65535
65535
65535
65535
65535
65535
65535
65535
65535
65535
65535
65535
65535
65535
65535
65535
65535
65535
65535
65535
65535
65535
65535
65535
65535
65535
65535
65535
65535
65535
65535
65535
65535
65535
65535
65535
65535
65535
65535
65535
65535
65535
65535
65535
65535
65535
65535
65535
65535
65535
65535
65535
65535
65535
65535
65535
65535
65535
65535
65535
65535
65535
65535
65535
65535
65535
65535
65535
65535
65535
65535
65535
65535
65535
65535
65535
65535
65535
65535
65535
65535
65535
65535
65535
65535
65535
65535
65535
65535
65535
65535
65535
65535
65535
65535
65535
65535
65535
65535
65535
65535
65535
65535
65535
65535
65535
65535
65535
65535
65535
65535
65535
65535
65535
65535
65535
65535
65535
65535
65535
65535
65535
65535
65535
65535
65535
65535
65535
65535
65535
65535
65535
65535
65535
65535
65535
65535
65535
65535
65535
65535
65535
65535
65535
65535
65535
65535
65535
65535
65535
65535
65535
65535
65535
65535
65535
65535
65535
65535
65535
65535
65535
65535
65535
65535
65535
65535
65535
65535
65535
65535
65535
65535
65535
65535
65535
65535
65535
65535
65535
65535
65535
65535
65535
65535
65535
65535
65535
65535
65535
65535
65535
65535
65535
65535
65535
65535
65535
65535
65535
65535
65535
65535
65535
65535
65535
65535
65535
65535
65535
65535
65535
65535
65535
65535
65535
65535
65535
65535
65535
65535
65535
65535
65535
65535
65535
65535
65535
65535
65535
65535
65535
65535
65535
65535
65535
65535
65535
65535
65535
65535
65535
65535
65535
65535
65535
65535
65535
65535
65535
65535
65535
65535
65535
65535
65535
65535
65535
65535
65535
65535
65535
65535
65535
65535
65535
65535
65535
65535
65535
65535
65535
65535
65535
65535
65535
65535
65535
65535
65535
65535
65535
65535
65535
65535
65535
65535
65535
65535
65535
65535
65535
65535
65535
65535
65535
65535
65535
65535
65535
65535
65535
65535
65535
65535
65535
65535
65535
65535
65535
65535
65535
65535
65535
65535
65535
65535
65535
65535
65535
65535
65535
65535
65535
65535
65535
65535
65535
65535
65535
65535
65535
65535
65535
65535
65535
65535
65535
65535
65535
65535
65535
65535
65535
65535
65535
65535
65535
65535
65535
65535
65535
65535
65535
65535
65535
65535
65535
65535
65535
65535
65535
65535
65535
65535
65535
65535
65535
65535
65535
65535
65535
65535
65535
65535
65535
65535
65535
65535
65535
65535
65535
65535
65535
65535
65535
65535
65535
65535
65535
65535
65535
65535
65535
65535
65535
65535
65535
65535
65535
65535
65535
65535
65535
65535
65535
65535
65535
65535
65535
65535
65535
65535
65535
65535
65535
65535
65535
65535
65535
65535
65535
65535
65535
65535
65535
65535
65535
65535
65535
65535
65535
65535
65535
65535
65535
65535
65535
65535
65535
65535
65535
65535
65535
65535
65535
65535
65535
65535
65535
65535
65535
65535
65535
65535
65535
65535
65535
65535
65535
65535
65535
65535
65535
65535
65535
65535
65535
65535
65535
65535
65535
65535
65535
65535
65535
65535
65535
65535
65535
65535
65535
65535
65535
65535
65535
65535
65535
65535
65535
65535
65535
65535
65535
65535
65535
65535
65535
65535
65535
65535
65535
65535
65535
65535
65535
65535
65535
65535
65535
65535
65535
65535
65535
65535
65535
65535
65535
65535
65535
65535
65535
65535
65535
65535
65535
65535
65535
65535
65535
65535
65535
65535
65535
65535
65535
65535
65535
65535
65535
65535
65535
65535
65535
65535
65535
65535
65535
65535
65535
65535
65535
65535
65535
65535
65535
65535
65535
65535
65535
65535
65535
65535
65535
65535
65535
65535
65535
65535
65535
65535
65535
65535
65535
65535
65535
65535
65535
65535
65535
65535
65535
65535
65535
65535
65535
65535
65535
65535
65535
65535
65535
65535
65535
65535
65535
65535
65535
65535
65535
65535
65535
65535
65535
65535
65535
65535
65535
65535
65535
65535
65535
65535
65535
65535
65535
65535
65535
65535
65535
65535
65535
65535
65535
65535
65535
65535
65535
65535
65535
65535
65535
65535
65535
65535
65535
65535
65535
65535
65535
65535
65535
65535
65535
65535
65535
65535
65535
65535
65535
65535
65535
65535
65535
65535
65535
65535
65535
65535
65535
65535
65535
65535
65535
65535
65535
65535
65535
65535
65535
65535
65535
65535
65535
65535
65535
65535
65535
65535
65535
65535
65535
65535
65535
65535
65535
65535
65535
65535
65535
65535
65535
65535
65535
65535
65535
65535
65535
65535
65535
65535
65535
65535
65535
65535
65535
65535
65535
65535
65535
65535
65535
65535
65535
65535
65535
65535
65535
65535
65535
65535
65535
65535
65535
65535
65535
65535
65535
65535
65535
65535
65535
65535
65535
65535
65535
65535
65535
65535
65535
65535
65535
65535
65535
65535
65535
65535
65535
65535
65535
65535
65535
65535
65535
65535
65535
65535
65535
65535
65535
65535
65535
65535
65535
65535
65535
65535
65535
65535
65535
65535
65535
65535
65535
65535
65535
65535
65535
65535
65535
65535
65535
65535
65535
65535
65535
65535
65535
65535
65535
65535
65535
65535
65535
65535
65535
65535
65535
65535
65535
65535
65535
65535
65535
65535
65535
65535
65535
65535
65535
65535
65535
65535
65535
65535
65535
65535
65535
65535
65535
65535
65535
65535
65535
65535
65535
65535
65535
65535
65535
65535
65535
65535
65535
65535
65535
65535
65535
65535
65535
65535
65535
65535
65535
65535
65535
65535
65535
65535
65535
65535
65535
65535
65535
65535
65535
65535
65535
65535
65535
65535
65535
65535
65535
65535
65535
65535
65535
65535
65535
65535
65535
65535
65535
65535
65535
65535
65535
65535
65535
65535
65535
65535
65535
65535
65535
65535
65535
65535
65535
65535
65535
65535
65535
65535
65535
65535
65535
65535
65535
65535
65535
65535
65535
65535
65535
65535
65535
65535
65535
65535
65535
65535
65535
65535
65535
65535
65535
65535
65535
65535
65535
65535
65535
65535
65535
65535
65535
65535
65535
65535
65535
65535
65535
65535
65535
65535
65535
65535
65535
65535
65535
65535
65535
65535
65535
65535
65535
65535
65535
65535
65535
65535
65535
65535
65535
65535
65535
65535
65535
65535
65535
65535
65535
65535
65535
65535
65535
65535
65535
65535
65535
65535
65535
65535
65535
65535
65535
65535
65535
65535
65535
65535
65535
65535
65535
65535
65535
65535
65535
65535
65535
65535
65535
65535
65535
65535
65535
65535
65535
65535
65535
65535
65535
65535
65535
65535
65535
65535
65535
65535
65535
65535
65535
65535
65535
65535
65535
65535
65535
65535
65535
65535
65535
65535
65535
65535
65535
65535
65535
65535
65535
65535
65535
65535
65535
65535
65535
65535
65535
65535
65535
65535
65535
65535
65535
65535
65535
65535
65535
65535
65535
65535
65535
65535
65535
65535
65535
65535
65535
65535
65535
65535
65535
65535
65535
65535
65535
65535
65535
65535
65535
65535
65535
65535
65535
65535
65535
65535
65535
65535
65535
65535
65535
65535
65535
65535
65535
65535
65535
65535
65535
65535
65535
65535
65535
65535
65535
65535
65535
65535
65535
65535
65535
65535
65535
65535
65535
65535
65535
65535
65535
65535
65535
65535
65535
65535
65535
65535
65535
65535
65535
65535
65535
65535
65535
65535
65535
65535
65535
65535
65535
65535
65535
65535
65535
65535
65535
65535
65535
65535
65535
65535
65535
65535
65535
65535
65535
65535
65535
65535
65535
65535
65535
65535
65535
65535
65535
65535
65535
65535
65535
65535
65535
65535
65535
65535
65535
65535
65535
65535
65535
65535
65535
65535
65535
65535
65535
65535
65535
65535
65535
65535
65535
65535
65535
65535
65535
65535
65535
65535
65535
65535
65535
65535
65535
65535
65535
65535
65535
65535
65535
65535
65535
65535
65535
65535
65535
65535
65535
65535
65535
65535
65535
65535
65535
65535
65535
65535
65535
65535
65535
65535
65535
65535
65535
65535
65535
65535
65535
65535
65535
65535
65535
65535
65535
65535
65535
65535
65535
65535
65535
65535
65535
65535
65535
65535
65535
65535
65535
65535
65535
65535
65535
65535
65535
65535
65535
65535
65535
65535
65535
65535
65535
65535
65535
65535
65535
65535
65535
65535
65535
65535
65535
65535
65535
65535
65535
65535
65535
65535
65535
65535
65535
65535
65535
65535
65535
65535
65535
65535
65535
65535
65535
65535
65535
65535
65535
65535
65535
65535
65535
65535
65535
65535
65535
65535
65535
65535
65535
65535
65535
65535
65535
65535
65535
65535
65535
65535
65535
65535
65535
65535
65535
65535
65535
65535
65535
65535
65535
65535
65535
65535
65535
65535
65535
65535
65535
65535
65535
65535
65535
65535
65535
65535
65535
65535
65535
65535
65535
65535
65535
65535
65535
65535
65535
65535
65535
65535
65535
65535
65535
65535
65535
65535
65535
65535
65535
65535
65535
65535
65535
65535
65535
65535
65535
65535
65535
65535
65535
65535
65535
65535
65535
65535
65535
65535
65535
65535
65535
65535
65535
65535
65535
65535
65535
65535
65535
65535
65535
65535
65535
65535
65535
65535
65535
65535
65535
65535
65535
65535
65535
65535
65535
65535
65535
65535
65535
65535
65535
65535
65535
65535
65535
65535
65535
65535
65535
65535
65535
65535
65535
65535
65535
65535
65535
65535
65535
65535
65535
65535
65535
65535
65535
65535
65535
65535
65535
65535
65535
65535
65535
65535
65535
65535
65535
65535
65535
65535
65535
65535
65535
65535
65535
65535
65535
65535
65535
65535
65535
65535
65535
65535
65535
65535
65535
65535
65535
65535
65535
65535
65535
65535
65535
65535
65535
65535
65535
65535
65535
65535
65535
65535
65535
65535
65535
65535
65535
65535
65535
65535
65535
65535
65535
65535
65535
65535
65535
65535
65535
65535
65535
65535
65535
65535
65535
65535
65535
65535
65535
65535
65535
65535
65535
65535
65535
65535
65535
65535
65535
65535
65535
65535
65535
65535
65535
65535
65535
65535
65535
65535
65535
65535
65535
65535
65535
65535
65535
65535
65535
65535
65535
65535
65535
65535
65535
65535
65535
65535
65535
65535
65535
65535
65535
65535
65535
65535
65535
65535
65535
65535
65535
65535
65535
65535
65535
65535
65535
65535
65535
65535
65535
65535
65535
65535
65535
65535
65535
65535
65535
65535
65535
65535
65535
65535
65535
65535
65535
65535
65535
65535
65535
65535
65535
65535
65535
65535
65535
65535
65535
65535
65535
65535
65535
65535
65535
65535
65535
65535
65535
65535
65535
65535
65535
65535
65535
65535
65535
65535
65535
65535
65535
65535
65535
65535
65535
65535
65535
65535
65535
65535
65535
65535
65535
65535
65535
65535
65535
65535
65535
65535
65535
65535
65535
65535
65535
65535
65535
65535
65535
65535
65535
65535
65535
65535
65535
65535
65535
65535
65535
65535
65535
65535
65535
65535
65535
65535
65535
65535
65535
65535
65535
65535
65535
65535
65535
65535
65535
65535
65535
65535
65535
65535
65535
65535
65535
65535
65535
65535
65535
65535
65535
65535
65535
65535
65535
65535
65535
65535
65535
65535
65535
65535
65535
65535
65535
65535
65535
65535
65535
65535
65535
65535
65535
65535
65535
65535
65535
65535
65535
65535
65535
65535
65535
65535
65535
65535
65535
65535
65535
65535
65535
65535
65535
65535
65535
65535
65535
65535
65535
65535
65535
65535
65535
65535
65535
65535
65535
65535
65535
65535
65535
65535
65535
65535
65535
65535
65535
65535
65535
65535
65535
65535
65535
65535
65535
65535
65535
65535
65535
65535
65535
65535
65535
65535
65535
65535
65535
65535
65535
65535
65535
65535
65535
65535
65535
65535
65535
65535
65535
65535
65535
65535
65535
65535
65535
65535
65535
65535
65535
65535
65535
65535
65535
65535
65535
65535
65535
65535
65535
65535
65535
65535
65535
65535
65535
65535
65535
65535
65535
65535
65535
65535
65535
65535
65535
65535
65535
65535
65535
65535
65535
65535
65535
65535
65535
65535
65535
65535
65535
65535
65535
65535
65535
65535
65535
65535
65535
65535
65535
65535
65535
65535
65535
65535
65535
65535
65535
65535
65535
65535
65535
65535
65535
65535
65535
65535
65535
65535
65535
65535
65535
65535
65535
65535
65535
65535
65535
65535
65535
65535
65535
65535
65535
65535
65535
65535
65535
65535
65535
65535
65535
65535
65535
65535
65535
65535
65535
65535
65535
65535
65535
65535
65535
65535
65535
65535
65535
65535
65535
65535
65535
65535
65535
65535
65535
65535
65535
65535
65535
65535
65535
65535
65535
65535
65535
65535
65535
65535
65535
65535
65535
65535
65535
65535
65535
65535
65535
65535
65535
65535
65535
65535
65535
65535
65535
65535
65535
65535
65535
65535
65535
65535
65535
65535
65535
65535
65535
65535
65535
65535
65535
65535
65535
65535
65535
65535
65535
65535
65535
65535
65535
65535
65535
65535
65535
65535
65535
65535
65535
65535
65535
65535
65535
65535
65535
65535
65535
65535
65535
65535
65535
65535
65535
65535
65535
65535
65535
65535
65535
65535
65535
65535
65535
65535
65535
65535
65535
65535
65535
65535
65535
65535
65535
65535
65535
65535
65535
65535
65535
65535
65535
65535
65535
65535
65535
65535
65535
65535
65535
65535
65535
65535
65535
65535
65535
65535
65535
65535
65535
65535
65535
65535
65535
65535
65535
65535
65535
65535
65535
65535
65535
65535
65535
65535
65535
65535
65535
65535
65535
65535
65535
65535
65535
65535
65535
65535
65535
65535
65535
65535
65535
65535
65535
65535
65535
65535
65535
65535
65535
65535
65535
65535
65535
65535
65535
65535
65535
65535
65535
65535
65535
65535
65535
65535
65535
65535
65535
65535
65535
65535
65535
65535
65535
65535
65535
65535
65535
65535
65535
65535
65535
65535
65535
65535
65535
65535
65535
65535
65535
65535
65535
65535
65535
65535
65535
65535
65535
65535
65535
65535
65535
65535
65535
65535
65535
65535
65535
65535
65535
65535
65535
65535
65535
65535
65535
65535
65535
65535
65535
65535
65535
65535
65535
65535
65535
65535
65535
65535
65535
65535
65535
65535
65535
65535
65535
65535
65535
65535
65535
65535
65535
65535
65535
65535
65535
65535
65535
65535
65535
65535
65535
65535
65535
65535
65535
65535
65535
65535
65535
65535
65535
65535
65535
65535
65535
65535
65535
65535
65535
65535
65535
65535
65535
65535
65535
65535
65535
65535
65535
65535
65535
65535
65535
65535
65535
65535
65535
65535
65535
65535
65535
65535
65535
65535
65535
65535
65535
65535
65535
65535
65535
65535
65535
65535
65535
65535
65535
65535
65535
65535
65535
65535
65535
65535
65535
65535
65535
65535
65535
65535
65535
65535
65535
65535
65535
65535
65535
65535
65535
65535
65535
65535
65535
65535
65535
65535
65535
65535
65535
65535
65535
65535
65535
65535
65535
65535
65535
65535
65535
65535
65535
65535
65535
65535
65535
65535
65535
65535
65535
65535
65535
65535
65535
65535
65535
65535
65535
65535
65535
65535
65535
65535
65535
65535
65535
65535
65535
65535
65535
65535
65535
65535
65535
65535
65535
65535
65535
65535
65535
65535
65535
65535
65535
65535
65535
65535
65535
65535
65535
65535
65535
65535
65535
65535
65535
65535
65535
65535
65535
65535
65535
65535
65535
65535
65535
65535
65535
65535
65535
65535
65535
65535
65535
65535
65535
65535
65535
65535
65535
65535
65535
65535
65535
65535
65535
65535
65535
65535
65535
65535
65535
65535
65535
65535
65535
65535
65535
65535
65535
65535
65535
65535
65535
65535
65535
65535
65535
65535
65535
65535
65535
65535
65535
65535
65535
65535
65535
65535
65535
65535
65535
65535
65535
65535
65535
65535
65535
65535
65535
65535
65535
65535
65535
65535
65535
65535
65535
65535
65535
65535
65535
65535
65535
65535
65535
65535
65535
65535
65535
65535
65535
65535
65535
65535
65535
65535
65535
65535
65535
65535
65535
65535
65535
65535
65535
65535
65535
65535
65535
65535
65535
65535
65535
65535
65535
65535
65535
65535
65535
65535
65535
65535
65535
65535
65535
65535
65535
65535
65535
65535
65535
65535
65535
65535
65535
65535
65535
65535
65535
65535
65535
65535
65535
65535
65535
65535
65535
65535
65535
65535
65535
65535
65535
65535
65535
65535
65535
65535
65535
65535
65535
65535
65535
65535
65535
65535
65535
65535
65535
65535
65535
65535
65535
65535
65535
65535
65535
65535
65535
65535
65535
65535
65535
65535
65535
65535
65535
65535
65535
65535
65535
65535
65535
65535
65535
65535
65535
65535
65535
65535
65535
65535
65535
65535
65535
65535
65535
65535
65535
65535
65535
65535
65535
65535
65535
65535
65535
65535
65535
65535
65535
65535
65535
65535
65535
65535
65535
65535
65535
65535
65535
65535
65535
65535
65535
65535
65535
65535
65535
65535
65535
65535
65535
65535
65535
65535
65535
65535
65535
65535
65535
65535
65535
65535
65535
65535
65535
65535
65535
65535
65535
65535
65535
65535
65535
65535
65535
65535
65535
65535
65535
65535
65535
65535
65535
65535
65535
65535
65535
65535
65535
65535
65535
65535
65535
65535
65535
65535
65535
65535
65535
65535
65535
65535
65535
65535
65535
65535
65535
65535
65535
65535
65535
65535
65535
65535
65535
65535
65535
65535
65535
65535
65535
65535
65535
65535
65535
65535
65535
65535
65535
65535
65535
65535
65535
65535
65535
65535
65535
65535
65535
65535
65535
65535
65535
65535
65535
65535
65535
65535
65535
65535
65535
65535
65535
65535
65535
65535
65535
65535
65535
65535
65535
65535
65535
65535
65535
65535
65535
65535
65535
65535
65535
65535
65535
65535
65535
65535
65535
65535
65535
65535
65535
65535
65535
65535
65535
65535
65535
65535
65535
65535
65535
65535
65535
65535
65535
65535
65535
65535
65535
65535
65535
65535
65535
65535
65535
65535
65535
65535
65535
65535
65535
65535
65535
65535
65535
65535
65535
65535
65535
65535
65535
65535
65535
65535
65535
65535
65535
65535
65535
65535
65535
65535
65535
65535
65535
65535
65535
65535
65535
65535
65535
65535
65535
65535
65535
65535
65535
65535
65535
65535
65535
65535
65535
65535
65535
65535
65535
65535
65535
65535
65535
65535
65535
65535
65535
65535
65535
65535
65535
65535
65535
65535
65535
65535
65535
65535
65535
65535
65535
65535
65535
65535
65535
65535
65535
65535
65535
65535
65535
65535
65535
65535
65535
65535
65535
65535
65535
65535
65535
65535
65535
65535
65535
65535
65535
65535
65535
65535
65535
65535
65535
65535
65535
65535
65535
65535
65535
65535
65535
65535
65535
65535
65535
65535
65535
65535
65535
65535
65535
65535
65535
65535
65535
65535
65535
65535
65535
65535
65535
65535
65535
65535
65535
65535
65535
65535
65535
65535
65535
65535
65535
65535
65535
65535
65535
65535
65535
65535
65535
65535
65535
65535
65535
65535
65535
65535
65535
65535
65535
65535
65535
65535
65535
65535
65535
65535
65535
65535
65535
65535
65535
65535
65535
65535
65535
65535
65535
65535
65535
65535
65535
65535
65535
65535
65535
65535
65535
65535
65535
65535
65535
65535
65535
65535
65535
65535
65535
65535
65535
65535
65535
65535
65535
65535
65535
65535
65535
65535
65535
65535
65535
65535
65535
65535
65535
65535
65535
65535
65535
65535
65535
65535
65535
65535
65535
65535
65535
65535
65535
65535
65535
65535
65535
65535
65535
65535
65535
65535
65535
65535
65535
65535
65535
65535
65535
65535
65535
65535
65535
65535
65535
65535
65535
65535
65535
65535
65535
65535
65535
65535
65535
65535
65535
65535
65535
65535
65535
65535
65535
65535
65535
65535
65535
65535
65535
65535
65535
65535
65535
65535
65535
65535
65535
65535
65535
65535
65535
65535
65535
65535
65535
65535
65535
65535
65535
65535
65535
65535
65535
65535
65535
65535
65535
65535
65535
65535
65535
65535
65535
65535
65535
65535
65535
65535
65535
65535
65535
65535
65535
65535
65535
65535
65535
65535
65535
65535
65535
65535
65535
65535
65535
65535
65535
65535
65535
65535
65535
65535
65535
65535
65535
65535
65535
65535
65535
65535
65535
65535
65535
65535
65535
65535
65535
65535
65535
65535
65535
65535
65535
65535
65535
65535
65535
65535
65535
65535
65535
65535
65535
65535
65535
65535
65535
65535
65535
65535
65535
65535
65535
65535
65535
65535
65535
65535
65535
65535
65535
65535
65535
65535
65535
65535
65535
65535
65535
65535
65535
65535
65535
65535
65535
65535
65535
65535
65535
65535
65535
65535
65535
65535
65535
65535
65535
65535
65535
65535
65535
65535
65535
65535
65535
65535
65535
65535
65535
65535
65535
65535
65535
65535
65535
65535
65535
65535
65535
65535
65535
65535
65535
65535
65535
65535
65535
65535
65535
65535
65535
65535
65535
65535
65535
65535
65535
65535
65535
65535
65535
65535
65535
65535
65535
65535
65535
65535
65535
65535
65535
65535
65535
65535
65535
65535
65535
65535
65535
65535
65535
65535
65535
65535
65535
65535
65535
65535
65535
65535
65535
65535
65535
65535
65535
65535
65535
65535
65535
65535
65535
65535
65535
65535
65535
65535
65535
65535
65535
65535
65535
65535
65535
65535
65535
65535
65535
65535
65535
65535
65535
65535
65535
65535
65535
65535
65535
65535
65535
65535
65535
65535
65535
65535
65535
65535
65535
65535
65535
65535
65535
65535
65535
65535
65535
65535
65535
65535
65535
65535
65535
65535
65535
65535
65535
65535
65535
65535
65535
65535
65535
65535
65535
65535
65535
65535
65535
65535
65535
65535
65535
65535
65535
65535
65535
65535
65535
65535
65535
65535
65535
65535
65535
65535
65535
65535
65535
65535
65535
65535
65535
65535
65535
65535
65535
65535
65535
65535
65535
65535
65535
65535
65535
65535
65535
65535
65535
65535
65535
65535
65535
65535
65535
65535
65535
65535
65535
65535
65535
65535
65535
65535
65535
65535
65535
65535
65535
65535
65535
65535
65535
65535
65535
65535
65535
65535
65535
65535
65535
65535
65535
65535
65535
65535
65535
65535
65535
65535
65535
65535
65535
65535
65535
65535
65535
65535
65535
65535
65535
65535
65535
65535
65535
65535
65535
65535
65535
65535
65535
65535
65535
65535
65535
65535
65535
65535
65535
65535
65535
65535
65535
65535
65535
65535
65535
65535
65535
65535
65535
65535
65535
65535
65535
65535
65535
65535
65535
65535
65535
65535
65535
65535
65535
65535
65535
65535
65535
65535
65535
65535
65535
65535
65535
65535
65535
65535
65535
65535
65535
65535
65535
65535
65535
65535
65535
65535
65535
65535
65535
65535
65535
65535
65535
65535
65535
65535
65535
65535
65535
65535
65535
65535
65535
65535
65535
65535
65535
65535
65535
65535
65535
65535
65535
65535
65535
65535
65535
65535
65535
65535
65535
65535
65535
65535
65535
65535
65535
65535
65535
65535
65535
65535
65535
65535
65535
65535
65535
65535
65535
65535
65535
65535
65535
65535
65535
65535
65535
65535
65535
65535
65535
65535
65535
65535
65535
65535
65535
65535
65535
65535
65535
65535
65535
65535
65535
65535
65535
65535
65535
65535
65535
65535
65535
65535
65535
65535
65535
65535
65535
65535
65535
65535
65535
65535
65535
65535
65535
65535
65535
65535
65535
65535
65535
65535
65535
65535
65535
65535
65535
65535
65535
65535
65535
65535
65535
65535
65535
65535
65535
65535
65535
65535
65535
65535
65535
65535
65535
65535
65535
65535
65535
65535
65535
65535
65535
65535
65535
65535
65535
65535
65535
65535
65535
65535
65535
65535
65535
65535
65535
65535
65535
65535
65535
65535
65535
65535
65535
65535
65535
65535
65535
65535
65535
65535
65535
65535
65535
65535
65535
65535
65535
65535
65535
65535
65535
65535
65535
65535
65535
65535
65535
65535
65535
65535
65535
65535
65535
65535
65535
65535
65535
65535
65535
65535
65535
65535
65535
65535
65535
65535
65535
65535
65535
65535
65535
65535
65535
65535
65535
65535
65535
65535
65535
65535
65535
65535
65535
65535
65535
65535
65535
65535
65535
65535
65535
65535
65535
65535
65535
65535
65535
65535
65535
65535
65535
65535
65535
65535
65535
65535
65535
65535
65535
65535
65535
65535
65535
65535
65535
65535
65535
65535
65535
65535
65535
65535
65535
65535
65535
65535
65535
65535
65535
65535
65535
65535
65535
65535
65535
65535
65535
65535
65535
65535
65535
65535
65535
65535
65535
65535
65535
65535
65535
65535
65535
65535
65535
65535
65535
65535
65535
65535
65535
65535
65535
65535
65535
65535
65535
65535
65535
65535
65535
65535
65535
65535
65535
65535
65535
65535
65535
65535
65535
65535
65535
65535
65535
65535
65535
65535
65535
65535
65535
65535
65535
65535
65535
65535
65535
65535
65535
65535
65535
65535
65535
65535
65535
65535
65535
65535
65535
65535
65535
65535
65535
65535
65535
65535
65535
65535
65535
65535
65535
65535
65535
65535
65535
65535
65535
65535
65535
65535
65535
65535
65535
65535
65535
65535
65535
65535
65535
65535
65535
65535
65535
65535
65535
65535
65535
65535
65535
65535
65535
65535
65535
65535
65535
65535
65535
65535
65535
65535
65535
65535
65535
65535
65535
65535
65535
65535
65535
65535
65535
65535
65535
65535
65535
65535
65535
65535
65535
65535
65535
65535
65535
65535
65535
65535
65535
65535
65535
65535
65535
65535
65535
65535
65535
65535
65535
65535
65535
65535
65535
65535
65535
65535
65535
65535
65535
65535
65535
65535
65535
65535
65535
65535
65535
65535
65535
65535
65535
65535
65535
65535
65535
65535
65535
65535
65535
65535
65535
65535
65535
65535
65535
65535
65535
65535
65535
65535
65535
65535
65535
65535
65535
65535
65535
65535
65535
65535
65535
65535
65535
65535
65535
65535
65535
65535
65535
65535
65535
65535
65535
65535
65535
65535
65535
65535
65535
65535
65535
65535
65535
65535
65535
65535
65535
65535
65535
65535
65535
65535
65535
65535
65535
65535
65535
65535
65535
65535
65535
65535
65535
65535
65535
65535
65535
65535
65535
65535
65535
65535
65535
65535
65535
65535
65535
65535
65535
65535
65535
65535
65535
65535
65535
65535
65535
65535
65535
65535
65535
65535
65535
65535
65535
65535
65535
65535
65535
65535
65535
65535
65535
65535
65535
65535
65535
65535
65535
65535
65535
65535
65535
65535
65535
65535
65535
65535
65535
65535
65535
65535
65535
65535
65535
65535
65535
65535
65535
65535
65535
65535
65535
65535
65535
65535
65535
65535
65535
65535
65535
65535
65535
65535
65535
65535
65535
65535
65535
65535
65535
65535
65535
65535
65535
65535
65535
65535
65535
65535
65535
65535
65535
65535
65535
65535
65535
65535
65535
65535
65535
65535
65535
65535
65535
65535
65535
65535
65535
65535
65535
65535
65535
65535
65535
65535
65535
65535
65535
65535
65535
65535
65535
65535
65535
65535
65535
65535
65535
65535
65535
65535
65535
65535
65535
65535
65535
65535
65535
65535
65535
65535
65535
65535
65535
65535
65535
65535
65535
65535
65535
65535
65535
65535
65535
65535
65535
65535
65535
65535
65535
65535
65535
65535
65535
65535
65535
65535
65535
65535
65535
65535
65535
65535
65535
65535
65535
65535
65535
65535
65535
65535
65535
65535
65535
65535
65535
65535
65535
65535
65535
65535
65535
65535
65535
65535
65535
65535
65535
65535
65535
65535
65535
65535
65535
65535
65535
65535
65535
65535
65535
65535
65535
65535
65535
65535
65535
65535
65535
65535
65535
65535
65535
65535
65535
65535
65535
65535
65535
65535
65535
65535
65535
65535
65535
65535
65535
65535
65535
65535
65535
65535
65535
65535
65535
65535
65535
65535
65535
65535
65535
65535
65535
65535
65535
65535
65535
65535
65535
65535
65535
65535
65535
65535
65535
65535
65535
65535
65535
65535
65535
65535
65535
65535
65535
65535
65535
65535
65535
65535
65535
65535
65535
65535
65535
65535
65535
65535
65535
65535
65535
65535
65535
65535
65535
65535
65535
65535
65535
65535
65535
65535
65535
65535
65535
65535
65535
65535
65535
65535
65535
65535
65535
65535
65535
65535
65535
65535
65535
65535
65535
65535
65535
65535
65535
65535
65535
65535
65535
65535
65535
65535
65535
65535
65535
65535
65535
65535
65535
65535
65535
65535
65535
65535
65535
65535
65535
65535
65535
65535
65535
65535
65535
65535
65535
65535
65535
65535
65535
65535
65535
65535
65535
65535
65535
65535
65535
65535
65535
65535
65535
65535
65535
65535
65535
65535
65535
65535
65535
65535
65535
65535
65535
65535
65535
65535
65535
65535
65535
65535
65535
65535
65535
65535
65535
65535
65535
65535
65535
65535
65535
65535
65535
65535
65535
65535
65535
65535
65535
65535
65535
65535
65535
65535
65535
65535
65535
65535
65535
65535
65535
65535
65535
65535
65535
65535
65535
65535
65535
65535
65535
65535
65535
65535
65535
65535
65535
65535
65535
65535
65535
65535
65535
65535
65535
65535
65535
65535
65535
65535
65535
65535
65535
65535
65535
65535
65535
65535
65535
65535
65535
65535
65535
65535
65535
65535
65535
65535
65535
65535
65535
65535
65535
65535
65535
65535
65535
65535
65535
65535
65535
65535
65535
65535
65535
65535
65535
65535
65535
65535
65535
65535
65535
65535
65535
65535
65535
65535
65535
65535
65535
65535
65535
65535
65535
65535
65535
65535
65535
65535
65535
65535
65535
65535
65535
65535
65535
65535
65535
65535
65535
65535
65535
65535
65535
65535
65535
65535
65535
65535
65535
65535
65535
65535
65535
65535
65535
65535
65535
65535
65535
65535
65535
65535
65535
65535
65535
65535
65535
65535
65535
65535
65535
65535
65535
65535
65535
65535
65535
65535
65535
65535
65535
65535
65535
65535
65535
65535
65535
65535
65535
65535
65535
65535
65535
65535
65535
65535
65535
65535
65535
65535
65535
65535
65535
65535
65535
65535
65535
65535
65535
65535
65535
65535
65535
65535
65535
65535
65535
65535
65535
65535
65535
65535
65535
65535
65535
65535
65535
65535
65535
65535
65535
65535
65535
65535
65535
65535
65535
65535
65535
65535
65535
65535
65535
65535
65535
65535
65535
65535
65535
65535
65535
65535
65535
65535
65535
65535
65535
65535
65535
65535
65535
65535
65535
65535
65535
65535
65535
65535
65535
65535
65535
65535
65535
65535
65535
65535
65535
65535
65535
65535
65535
65535
65535
65535
65535
65535
65535
65535
65535
65535
65535
65535
65535
65535
65535
65535
65535
65535
65535
65535
65535
65535
65535
65535
65535
65535
65535
65535
65535
65535
65535
65535
65535
65535
65535
65535
65535
65535
65535
65535
65535
65535
65535
65535
65535
65535
65535
65535
65535
65535
65535
65535
65535
65535
65535
65535
65535
65535
65535
65535
65535
65535
65535
65535
65535
65535
65535
65535
65535
65535
65535
65535
65535
65535
65535
65535
65535
65535
65535
65535
65535
65535
65535
65535
65535
65535
65535
65535
65535
65535
65535
65535
65535
65535
65535
65535
65535
65535
65535
65535
65535
65535
65535
65535
65535
65535
65535
65535
65535
65535
65535
65535
65535
65535
65535
65535
65535
65535
65535
65535
65535
65535
65535
65535
65535
65535
65535
65535
65535
65535
65535
65535
65535
65535
65535
65535
65535
65535
65535
65535
65535
65535
65535
65535
65535
65535
65535
65535
65535
65535
65535
65535
65535
65535
65535
65535
65535
65535
65535
65535
65535
65535
65535
65535
65535
65535
65535
65535
65535
65535
65535
65535
65535
65535
65535
65535
65535
65535
65535
65535
65535
65535
65535
65535
65535
65535
65535
65535
65535
65535
65535
65535
65535
65535
65535
65535
65535
65535
65535
65535
65535
65535
65535
65535
65535
65535
65535
65535
65535
65535
65535
65535
65535
65535
65535
65535
65535
65535
65535
65535
65535
65535
65535
65535
65535
65535
65535
65535
65535
65535
65535
65535
65535
65535
65535
65535
65535
65535
65535
65535
65535
65535
65535
65535
65535
65535
65535
65535
65535
65535
65535
65535
65535
65535
65535
65535
65535
65535
65535
65535
65535
65535
65535
65535
65535
65535
65535
65535
65535
65535
65535
65535
65535
65535
65535
65535
65535
65535
65535
65535
65535
65535
65535
65535
65535
65535
65535
65535
65535
65535
65535
65535
65535
65535
65535
65535
65535
65535
65535
65535
65535
65535
65535
65535
65535
65535
65535
65535
65535
65535
65535
65535
65535
65535
65535
65535
65535
65535
65535
65535
65535
65535
65535
65535
65535
65535
65535
65535
65535
65535
65535
65535
65535
65535
65535
65535
65535
65535
65535
65535
65535
65535
65535
65535
65535
65535
65535
65535
65535
65535
65535
65535
65535
65535
65535
65535
65535
65535
65535
65535
65535
65535
65535
65535
65535
65535
65535
65535
65535
65535
65535
65535
65535
65535
65535
65535
65535
65535
65535
65535
65535
65535
65535
65535
65535
65535
65535
65535
65535
65535
65535
65535
65535
65535
65535
65535
65535
65535
65535
65535
65535
65535
65535
65535
65535
65535
65535
65535
65535
65535
65535
65535
65535
65535
65535
65535
65535
65535
65535
65535
65535
65535
65535
65535
65535
65535
65535
65535
65535
65535
65535
65535
65535
65535
65535
65535
65535
65535
65535
65535
65535
65535
65535
65535
65535
65535
65535
65535
65535
65535
65535
65535
65535
65535
65535
65535
65535
65535
65535
65535
65535
65535
65535
65535
65535
65535
65535
65535
65535
65535
65535
65535
65535
65535
65535
65535
65535
65535
65535
65535
65535
65535
65535
65535
65535
65535
65535
65535
65535
65535
65535
65535
65535
65535
65535
65535
65535
65535
65535
65535
65535
65535
65535
65535
65535
65535
65535
65535
65535
65535
65535
65535
65535
65535
65535
65535
65535
65535
65535
65535
65535
65535
65535
65535
65535
65535
65535
65535
65535
65535
65535
65535
65535
65535
65535
65535
65535
65535
65535
65535
65535
65535
65535
65535
65535
65535
65535
65535
65535
65535
65535
65535
65535
65535
65535
65535
65535
65535
65535
65535
65535
65535
65535
65535
65535
65535
65535
65535
65535
65535
65535
65535
65535
65535
65535
65535
65535
65535
65535
65535
65535
65535
65535
65535
65535
65535
65535
65535
65535
65535
65535
65535
65535
65535
65535
65535
65535
65535
65535
65535
65535
65535
65535
65535
65535
65535
65535
65535
65535
65535
65535
65535
65535
65535
65535
65535
65535
65535
65535
65535
65535
65535
65535
65535
65535
65535
65535
65535
65535
65535
65535
65535
65535
65535
65535
65535
65535
65535
65535
65535
65535
65535
65535
65535
65535
65535
65535
65535
65535
65535
65535
65535
65535
65535
65535
65535
65535
65535
65535
65535
65535
65535
65535
65535
65535
65535
65535
65535
65535
65535
65535
65535
65535
65535
65535
65535
65535
65535
65535
65535
65535
65535
65535
65535
65535
65535
65535
65535
65535
65535
65535
65535
65535
65535
65535
65535
65535
65535
65535
65535
65535
65535
65535
65535
65535
65535
65535
65535
65535
65535
65535
65535
65535
65535
65535
65535
65535
65535
65535
65535
65535
65535
65535
65535
65535
65535
65535
65535
65535
65535
65535
65535
65535
65535
65535
65535
65535
65535
65535
65535
65535
65535
65535
65535
65535
65535
65535
65535
65535
65535
65535
65535
65535
65535
65535
65535
65535
65535
65535
65535
65535
65535
65535
65535
65535
65535
65535
65535
65535
65535
65535
65535
65535
65535
65535
65535
65535
65535
65535
65535
65535
65535
65535
65535
65535
65535
65535
65535
65535
65535
65535
65535
65535
65535
65535
65535
65535
65535
65535
65535
65535
65535
65535
65535
65535
65535
65535
65535
65535
65535
65535
65535
65535
65535
65535
65535
65535
65535
65535
65535
65535
65535
65535
65535
65535
65535
65535
65535
65535
65535
65535
65535
65535
65535
65535
65535
65535
65535
65535
65535
65535
65535
65535
65535
65535
65535
65535
65535
65535
65535
65535
65535
65535
65535
65535
65535
65535
65535
65535
65535
65535
65535
65535
65535
65535
65535
65535
65535
65535
65535
65535
65535
65535
65535
65535
65535
65535
65535
65535
65535
65535
65535
65535
65535
65535
65535
65535
65535
65535
65535
65535
65535
65535
65535
65535
65535
65535
65535
65535
65535
65535
65535
65535
65535
65535
65535
65535
65535
65535
65535
65535
65535
65535
65535
65535
65535
65535
65535
65535
65535
65535
65535
65535
65535
65535
65535
65535
65535
65535
65535
65535
65535
65535
65535
65535
65535
65535
65535
65535
65535
65535
65535
65535
65535
65535
65535
65535
65535
65535
65535
65535
65535
65535
65535
65535
65535
65535
65535
65535
65535
65535
65535
65535
65535
65535
65535
65535
65535
65535
65535
65535
65535
65535
65535
65535
65535
65535
65535
65535
65535
65535
65535
65535
65535
65535
65535
65535
65535
65535
65535
65535
65535
65535
65535
65535
65535
65535
65535
65535
65535
65535
65535
65535
65535
65535
65535
65535
65535
65535
65535
65535
65535
65535
65535
65535
65535
65535
65535
65535
65535
65535
65535
65535
65535
65535
65535
65535
65535
65535
65535
65535
65535
65535
65535
65535
65535
65535
65535
65535
65535
65535
65535
65535
65535
65535
65535
65535
65535
65535
65535
65535
65535
65535
65535
65535
65535
65535
65535
65535
65535
65535
65535
65535
65535
65535
65535
65535
65535
65535
65535
65535
65535
65535
65535
65535
65535
65535
65535
65535
65535
65535
65535
65535
65535
65535
65535
65535
65535
65535
65535
65535
65535
65535
65535
65535
65535
65535
65535
65535
65535
65535
65535
65535
65535
65535
65535
65535
65535
65535
65535
65535
65535
65535
65535
65535
65535
65535
65535
65535
65535
65535
65535
65535
65535
65535
65535
65535
65535
65535
65535
65535
65535
65535
65535
65535
65535
65535
65535
65535
65535
65535
65535
65535
65535
65535
65535
65535
65535
65535
65535
65535
65535
65535
65535
65535
65535
65535
65535
65535
65535
65535
65535
65535
65535
65535
65535
65535
65535
65535
65535
65535
65535
65535
65535
65535
65535
65535
65535
65535
65535
65535
65535
65535
65535
65535
65535
65535
65535
65535
65535
65535
65535
65535
65535
65535
65535
65535
65535
65535
65535
65535
65535
65535
65535
65535
65535
65535
65535
65535
65535
65535
65535
65535
65535
65535
65535
65535
65535
65535
65535
65535
65535
65535
65535
65535
65535
65535
65535
65535
65535
65535
65535
65535
65535
65535
65535
65535
65535
65535
65535
65535
65535
65535
65535
65535
65535
65535
65535
65535
65535
65535
65535
65535
65535
65535
65535
65535
65535
65535
65535
65535
65535
65535
65535
65535
65535
65535
65535
65535
65535
65535
65535
65535
65535
65535
65535
65535
65535
65535
65535
65535
65535
65535
65535
65535
65535
65535
65535
65535
65535
65535
65535
65535
65535
65535
65535
65535
65535
65535
65535
65535
65535
65535
65535
65535
65535
65535
65535
65535
65535
65535
65535
65535
65535
65535
65535
65535
65535
65535
65535
65535
65535
65535
65535
65535
65535
65535
65535
65535
65535
65535
65535
65535
65535
65535
65535
65535
65535
65535
65535
65535
65535
65535
65535
65535
65535
65535
65535
65535
65535
65535
65535
65535
65535
65535
65535
65535
65535
65535
65535
65535
65535
65535
65535
65535
65535
65535
65535
65535
65535
65535
65535
65535
65535
65535
65535
65535
65535
65535
65535
65535
65535
65535
65535
65535
65535
65535
65535
65535
65535
65535
65535
65535
65535
65535
65535
65535
65535
65535
65535
65535
65535
65535
65535
65535
65535
65535
65535
65535
65535
65535
65535
65535
65535
65535
65535
65535
65535
65535
65535
65535
65535
65535
65535
65535
65535
65535
65535
65535
65535
65535
65535
65535
65535
65535
65535
65535
65535
65535
65535
65535
65535
65535
65535
65535
65535
65535
65535
65535
65535
65535
65535
65535
65535
65535
65535
65535
65535
65535
65535
65535
65535
65535
65535
65535
65535
65535
65535
65535
65535
65535
65535
65535
65535
65535
65535
65535
65535
65535
65535
65535
65535
65535
65535
65535
65535
65535
65535
65535
65535
65535
65535
65535
65535
65535
65535
65535
65535
65535
65535
65535
65535
65535
65535
65535
65535
65535
65535
65535
65535
65535
65535
65535
65535
65535
65535
65535
65535
65535
65535
65535
65535
65535
65535
65535
65535
65535
65535
65535
65535
65535
65535
65535
65535
65535
65535
65535
65535
65535
65535
65535
65535
65535
65535
65535
65535
65535
65535
65535
65535
65535
65535
65535
65535
65535
65535
65535
65535
65535
65535
65535
65535
65535
65535
65535
65535
65535
65535
65535
65535
65535
65535
65535
65535
65535
65535
65535
65535
65535
65535
65535
65535
65535
65535
65535
65535
65535
65535
65535
65535
65535
65535
65535
65535
65535
65535
65535
65535
65535
65535
65535
65535
65535
65535
65535
65535
65535
65535
65535
65535
65535
65535
65535
65535
65535
65535
65535
65535
65535
65535
65535
65535
65535
65535
65535
65535
65535
65535
65535
65535
65535
65535
65535
65535
65535
65535
65535
65535
65535
65535
65535
65535
65535
65535
65535
65535
65535
65535
65535
65535
65535
65535
65535
65535
65535
65535
65535
65535
65535
65535
65535
65535
65535
65535
65535
65535
65535
65535
65535
65535
65535
65535
65535
65535
65535
65535
65535
65535
65535
65535
65535
65535
65535
65535
65535
65535
65535
65535
65535
65535
65535
65535
65535
65535
65535
65535
65535
65535
65535
65535
65535
65535
65535
65535
65535
65535
65535
65535
65535
65535
65535
65535
65535
65535
65535
65535
65535
65535
65535
65535
65535
65535
65535
65535
65535
65535
65535
65535
65535
65535
65535
65535
65535
65535
65535
65535
65535
65535
65535
65535
65535
65535
65535
65535
65535
65535
65535
65535
65535
65535
65535
65535
65535
65535
65535
65535
65535
65535
65535
65535
65535
65535
65535
65535
65535
65535
65535
65535
65535
65535
65535
65535
65535
65535
65535
65535
65535
65535
65535
65535
65535
65535
65535
65535
65535
65535
65535
65535
65535
65535
65535
65535
65535
65535
65535
65535
65535
65535
65535
65535
65535
65535
65535
65535
65535
65535
65535
65535
65535
65535
65535
65535
65535
65535
65535
65535
65535
65535
65535
65535
65535
65535
65535
65535
65535
65535
65535
65535
65535
65535
65535
65535
65535
65535
65535
65535
65535
65535
65535
65535
65535
65535
65535
65535
65535
65535
65535
65535
65535
65535
65535
65535
65535
65535
65535
65535
65535
65535
65535
65535
65535
65535
65535
65535
65535
65535
65535
65535
65535
65535
65535
65535
65535
65535
65535
65535
65535
65535
65535
65535
65535
65535
65535
65535
65535
65535
65535
65535
65535
65535
65535
65535
65535
65535
65535
65535
65535
65535
65535
65535
65535
65535
65535
65535
65535
65535
65535
65535
65535
65535
65535
65535
65535
65535
65535
65535
65535
65535
65535
65535
65535
65535
65535
65535
65535
65535
65535
65535
65535
65535
65535
65535
65535
65535
65535
65535
65535
65535
65535
65535
65535
65535
65535
65535
65535
65535
65535
65535
65535
65535
65535
65535
65535
65535
65535
65535
65535
65535
65535
65535
65535
65535
65535
65535
65535
65535
65535
65535
65535
65535
65535
65535
65535
65535
65535
65535
65535
65535
65535
65535
65535
65535
65535
65535
65535
65535
65535
65535
65535
65535
65535
65535
65535
65535
65535
65535
65535
65535
65535
65535
65535
65535
65535
65535
65535
65535
65535
65535
65535
65535
65535
65535
65535
65535
65535
65535
65535
65535
65535
65535
65535
65535
65535
65535
65535
65535
65535
65535
65535
65535
65535
65535
65535
65535
65535
65535
65535
65535
65535
65535
65535
65535
65535
65535
65535
65535
65535
65535
65535
65535
65535
65535
65535
65535
65535
65535
65535
65535
65535
65535
65535
65535
65535
65535
65535
65535
65535
65535
65535
65535
65535
65535
65535
65535
65535
65535
65535
65535
65535
65535
65535
65535
65535
65535
65535
65535
65535
65535
65535
65535
65535
65535
65535
65535
65535
65535
65535
65535
65535
65535
65535
65535
65535
65535
65535
65535
65535
65535
65535
65535
65535
65535
65535
65535
65535
65535
65535
65535
65535
65535
65535
65535
65535
65535
65535
65535
65535
65535
65535
65535
65535
65535
65535
65535
65535
65535
65535
65535
65535
65535
65535
65535
65535
65535
65535
65535
65535
65535
65535
65535
65535
65535
65535
65535
65535
65535
65535
65535
65535
65535
65535
65535
65535
65535
65535
65535
65535
65535
65535
65535
65535
65535
65535
65535
65535
65535
65535
65535
65535
65535
65535
65535
65535
65535
65535
65535
65535
65535
65535
65535
65535
65535
65535
65535
65535
65535
65535
65535
65535
65535
65535
65535
65535
65535
65535
65535
65535
65535
65535
65535
65535
65535
65535
65535
65535
65535
65535
65535
65535
65535
65535
65535
65535
65535
65535
65535
65535
65535
65535
65535
65535
65535
65535
65535
65535
65535
65535
65535
65535
65535
65535
65535
65535
65535
65535
65535
65535
65535
65535
65535
65535
65535
65535
65535
65535
65535
65535
65535
65535
65535
65535
65535
65535
65535
65535
65535
65535
65535
65535
65535
65535
65535
65535
65535
65535
65535
65535
65535
65535
65535
65535
65535
65535
65535
65535
65535
65535
65535
65535
65535
65535
65535
65535
65535
65535
65535
65535
65535
65535
65535
65535
65535
65535
65535
65535
65535
65535
65535
65535
65535
65535
65535
65535
65535
65535
65535
65535
65535
65535
65535
65535
65535
65535
65535
65535
65535
65535
65535
65535
65535
65535
65535
65535
65535
65535
65535
65535
65535
65535
65535
65535
65535
65535
65535
65535
65535
65535
65535
65535
65535
65535
65535
65535
65535
65535
65535
65535
65535
65535
65535
65535
65535
65535
65535
65535
65535
65535
65535
65535
65535
65535
65535
65535
65535
65535
65535
65535
65535
65535
65535
65535
65535
65535
65535
65535
65535
65535
65535
65535
65535
65535
65535
65535
65535
65535
65535
65535
65535
65535
65535
65535
65535
65535
65535
65535
65535
65535
65535
65535
65535
65535
65535
65535
65535
65535
65535
65535
65535
65535
65535
65535
65535
65535
65535
65535
65535
65535
65535
65535
65535
65535
65535
65535
65535
65535
65535
65535
65535
65535
65535
65535
65535
65535
65535
65535
65535
65535
65535
65535
65535
65535
65535
65535
65535
65535
65535
65535
65535
65535
65535
65535
65535
65535
65535
65535
65535
65535
65535
65535
65535
65535
65535
65535
65535
65535
65535
65535
65535
65535
65535
65535
65535
65535
65535
65535
65535
65535
65535
65535
65535
65535
65535
65535
65535
65535
65535
65535
65535
65535
65535
65535
65535
65535
65535
65535
65535
65535
65535
65535
65535
65535
65535
65535
65535
65535
65535
65535
65535
65535
65535
65535
65535
65535
65535
65535
65535
65535
65535
65535
65535
65535
65535
65535
65535
65535
65535
65535
65535
65535
65535
65535
65535
65535
65535
65535
65535
65535
65535
65535
65535
65535
65535
65535
65535
65535
65535
65535
65535
65535
65535
65535
65535
65535
65535
65535
65535
65535
65535
65535
65535
65535
65535
65535
65535
65535
65535
65535
65535
65535
65535
65535
65535
65535
65535
65535
65535
65535
65535
65535
65535
65535
65535
65535
65535
65535
65535
65535
65535
65535
65535
65535
65535
65535
65535
65535
65535
65535
65535
65535
65535
65535
65535
65535
65535
65535
65535
65535
65535
65535
65535
65535
65535
65535
65535
65535
65535
65535
65535
65535
65535
65535
65535
65535
65535
65535
65535
65535
65535
65535
65535
65535
65535
65535
65535
65535
65535
65535
65535
65535
65535
65535
65535
65535
65535
65535
65535
65535
65535
65535
65535
65535
65535
65535
65535
65535
65535
65535
65535
65535
65535
65535
65535
65535
65535
65535
65535
65535
65535
65535
65535
65535
65535
65535
65535
65535
65535
65535
65535
65535
65535
65535
65535
65535
65535
65535
65535
65535
65535
65535
65535
65535
65535
65535
65535
65535
65535
65535
65535
65535
65535
65535
65535
65535
65535
65535
65535
65535
65535
65535
65535
65535
65535
65535
65535
65535
65535
65535
65535
65535
65535
65535
65535
65535
65535
65535
65535
65535
65535
65535
65535
65535
65535
65535
65535
65535
65535
65535
65535
65535
65535
65535
65535
65535
65535
65535
65535
65535
65535
65535
65535
65535
65535
65535
65535
65535
65535
65535
65535
65535
65535
65535
65535
65535
65535
65535
65535
65535
65535
65535
65535
65535
65535
65535
65535
65535
65535
65535
65535
65535
65535
65535
65535
65535
65535
65535
65535
65535
65535
65535
65535
65535
65535
65535
65535
65535
65535
65535
65535
65535
65535
65535
65535
65535
65535
65535
65535
65535
65535
65535
65535
65535
65535
65535
65535
65535
65535
65535
65535
65535
65535
65535
65535
65535
65535
65535
65535
65535
65535
65535
65535
65535
65535
65535
65535
65535
65535
65535
65535
65535
65535
65535
65535
65535
65535
65535
65535
65535
65535
65535
65535
65535
65535
65535
65535
65535
65535
65535
65535
65535
65535
65535
65535
65535
65535
65535
65535
65535
65535
65535
65535
65535
65535
65535
65535
65535
65535
65535
65535
65535
65535
65535
65535
65535
65535
65535
65535
65535
65535
65535
65535
65535
65535
65535
65535
65535
65535
65535
65535
65535
65535
65535
65535
65535
65535
65535
65535
65535
65535
65535
65535
65535
65535
65535
65535
65535
65535
65535
65535
65535
65535
65535
65535
65535
65535
65535
65535
65535
65535
65535
65535
65535
65535
65535
65535
65535
65535
65535
65535
65535
65535
65535
65535
65535
65535
65535
65535
65535
65535
65535
65535
65535
65535
65535
65535
65535
65535
65535
65535
65535
65535
65535
65535
65535
65535
65535
65535
65535
65535
65535
65535
65535
65535
65535
65535
65535
65535
65535
65535
65535
65535
65535
65535
65535
65535
65535
65535
65535
65535
65535
65535
65535
65535
65535
65535
65535
65535
65535
65535
65535
65535
65535
65535
65535
65535
65535
65535
65535
65535
65535
65535
65535
65535
65535
65535
65535
65535
65535
65535
65535
65535
65535
65535
65535
65535
65535
65535
65535
65535
65535
65535
65535
65535
65535
65535
65535
65535
65535
65535
65535
65535
65535
65535
65535
65535
65535
65535
65535
65535
65535
65535
65535
65535
65535
65535
65535
65535
65535
65535
65535
65535
65535
65535
65535
65535
65535
65535
65535
65535
65535
65535
65535
65535
65535
65535
65535
65535
65535
65535
65535
65535
65535
65535
65535
65535
65535
65535
65535
65535
65535
65535
65535
65535
65535
65535
65535
65535
65535
65535
65535
65535
65535
65535
65535
65535
65535
65535
65535
65535
65535
65535
65535
65535
65535
65535
65535
65535
65535
65535
65535
65535
65535
65535
65535
65535
65535
65535
65535
65535
65535
65535
65535
65535
65535
65535
65535
65535
65535
65535
65535
65535
65535
65535
65535
65535
65535
65535
65535
65535
65535
65535
65535
65535
65535
65535
65535
65535
65535
65535
65535
65535
65535
65535
65535
65535
65535
65535
65535
65535
65535
65535
65535
65535
65535
65535
65535
65535
65535
65535
65535
65535
65535
65535
65535
65535
65535
65535
65535
65535
65535
65535
65535
65535
65535
65535
65535
65535
65535
65535
65535
65535
65535
65535
65535
65535
65535
65535
65535
65535
65535
65535
65535
65535
65535
65535
65535
65535
65535
65535
65535
65535
65535
65535
65535
65535
65535
65535
65535
65535
65535
65535
65535
65535
65535
65535
65535
65535
65535
65535
65535
65535
65535
65535
65535
65535
65535
65535
65535
65535
65535
65535
65535
65535
65535
65535
65535
65535
65535
65535
65535
65535
65535
65535
65535
65535
65535
65535
65535
65535
65535
65535
65535
65535
65535
65535
65535
65535
65535
65535
65535
65535
65535
65535
65535
65535
65535
65535
65535
65535
65535
65535
65535
65535
65535
65535
65535
65535
65535
65535
65535
65535
65535
65535
65535
65535
65535
65535
65535
65535
65535
65535
65535
65535
65535
65535
65535
65535
65535
65535
65535
65535
65535
65535
65535
65535
65535
65535
65535
65535
65535
65535
65535
65535
65535
65535
65535
65535
65535
65535
65535
65535
65535
65535
65535
65535
65535
65535
65535
65535
65535
65535
65535
65535
65535
65535
65535
65535
65535
65535
65535
65535
65535
65535
65535
65535
65535
65535
65535
65535
65535
65535
65535
65535
65535
65535
65535
65535
65535
65535
65535
65535
65535
65535
65535
65535
65535
65535
65535
65535
65535
65535
65535
65535
65535
65535
65535
65535
65535
65535
65535
65535
65535
65535
65535
65535
65535
65535
65535
65535
65535
65535
65535
65535
65535
65535
65535
65535
65535
65535
65535
65535
65535
65535
65535
65535
65535
65535
65535
65535
65535
65535
65535
65535
65535
65535
65535
65535
65535
65535
65535
65535
65535
65535
65535
65535
65535
65535
65535
65535
65535
65535
65535
65535
65535
65535
65535
65535
65535
65535
65535
65535
65535
65535
65535
65535
65535
65535
65535
65535
65535
65535
65535
65535
65535
65535
65535
65535
65535
65535
65535
65535
65535
65535
65535
65535
65535
65535
65535
65535
65535
65535
65535
65535
65535
65535
65535
65535
65535
65535
65535
65535
65535
65535
65535
65535
65535
65535
65535
65535
65535
65535
65535
65535
65535
65535
65535
65535
65535
65535
65535
65535
65535
65535
65535
65535
65535
65535
65535
65535
65535
65535
65535
65535
65535
65535
65535
65535
65535
65535
65535
65535
65535
65535
65535
65535
65535
65535
65535
65535
65535
65535
65535
65535
65535
65535
65535
65535
65535
65535
65535
65535
65535
65535
65535
65535
65535
65535
65535
65535
65535
65535
65535
65535
65535
65535
65535
65535
65535
65535
65535
65535
65535
65535
65535
65535
65535
65535
65535
65535
65535
65535
65535
65535
65535
65535
65535
65535
65535
65535
65535
65535
65535
65535
65535
65535
65535
65535
65535
65535
65535
65535
65535
65535
65535
65535
65535
65535
65535
65535
65535
65535
65535
65535
65535
65535
65535
65535
65535
65535
65535
65535
65535
65535
65535
65535
65535
65535
65535
65535
65535
65535
65535
65535
65535
65535
65535
65535
65535
65535
65535
65535
65535
65535
65535
65535
65535
65535
65535
65535
65535
65535
65535
65535
65535
65535
65535
65535
65535
65535
65535
65535
65535
65535
65535
65535
65535
65535
65535
65535
65535
65535
65535
65535
65535
65535
65535
65535
65535
65535
65535
65535
65535
65535
65535
65535
65535
65535
65535
65535
65535
65535
65535
65535
65535
65535
65535
65535
65535
65535
65535
65535
65535
65535
65535
65535
65535
65535
65535
65535
65535
65535
65535
65535
65535
65535
65535
65535
65535
65535
65535
65535
65535
65535
65535
65535
65535
65535
65535
65535
65535
65535
65535
65535
65535
65535
65535
65535
65535
65535
65535
65535
65535
65535
65535
65535
65535
65535
65535
65535
65535
65535
65535
65535
65535
65535
65535
65535
65535
65535
65535
65535
65535
65535
65535
65535
65535
65535
65535
65535
65535
65535
65535
65535
65535
65535
65535
65535
65535
65535
65535
65535
65535
65535
65535
65535
65535
65535
65535
65535
65535
65535
65535
65535
65535
65535
65535
65535
65535
65535
65535
65535
65535
65535
65535
65535
65535
65535
65535
65535
65535
65535
65535
65535
65535
65535
65535
65535
65535
65535
65535
65535
65535
65535
65535
65535
65535
65535
65535
65535
65535
65535
65535
65535
65535
65535
65535
65535
65535
65535
65535
65535
65535
65535
65535
65535
65535
65535
65535
65535
65535
65535
65535
65535
65535
65535
65535
65535
65535
65535
65535
65535
65535
65535
65535
65535
65535
65535
65535
65535
65535
65535
65535
65535
65535
65535
65535
65535
65535
65535
65535
65535
65535
65535
65535
65535
65535
65535
65535
65535
65535
65535
65535
65535
65535
65535
65535
65535
65535
65535
65535
65535
65535
65535
65535
65535
65535
65535
65535
65535
65535
65535
65535
65535
65535
65535
65535
65535
65535
65535
65535
65535
65535
65535
65535
65535
65535
65535
65535
65535
65535
65535
65535
65535
65535
65535
65535
65535
65535
65535
65535
65535
65535
65535
65535
65535
65535
65535
65535
65535
65535
65535
65535
65535
65535
65535
65535
65535
65535
65535
65535
65535
65535
65535
65535
65535
65535
65535
65535
65535
65535
65535
65535
65535
65535
65535
65535
65535
65535
65535
65535
65535
65535
65535
65535
65535
65535
65535
65535
65535
65535
65535
65535
65535
65535
65535
65535
65535
65535
65535
65535
65535
65535
65535
65535
65535
65535
65535
65535
65535
65535
65535
65535
65535
65535
65535
65535
65535
65535
65535
65535
65535
65535
65535
65535
65535
65535
65535
65535
65535
65535
65535
65535
65535
65535
65535
65535
65535
65535
65535
65535
65535
65535
65535
65535
65535
65535
65535
65535
65535
65535
65535
65535
65535
65535
65535
65535
65535
65535
65535
65535
65535
65535
65535
65535
65535
65535
65535
65535
65535
65535
65535
65535
65535
65535
65535
65535
65535
65535
65535
65535
65535
65535
65535
65535
65535
65535
65535
65535
65535
65535
65535
65535
65535
65535
65535
65535
65535
65535
65535
65535
65535
65535
65535
65535
65535
65535
65535
65535
65535
65535
65535
65535
65535
65535
65535
65535
65535
65535
65535
65535
65535
65535
65535
65535
65535
65535
65535
65535
65535
65535
65535
65535
65535
65535
65535
65535
65535
65535
65535
65535
65535
65535
65535
65535
65535
65535
65535
65535
65535
65535
65535
65535
65535
65535
65535
65535
65535
65535
65535
65535
65535
65535
65535
65535
65535
65535
65535
65535
65535
65535
65535
65535
65535
65535
65535
65535
65535
65535
65535
65535
65535
65535
65535
65535
65535
65535
65535
65535
65535
65535
65535
65535
65535
65535
65535
65535
65535
65535
65535
65535
65535
65535
65535
65535
65535
65535
65535
65535
65535
65535
65535
65535
65535
65535
65535
65535
65535
65535
65535
65535
65535
65535
65535
65535
65535
65535
65535
65535
65535
65535
65535
65535
65535
65535
65535
65535
65535
65535
65535
65535
65535
65535
65535
65535
65535
65535
65535
65535
65535
65535
65535
65535
65535
65535
65535
65535
65535
65535
65535
65535
65535
65535
65535
65535
65535
65535
65535
65535
65535
65535
65535
65535
65535
65535
65535
65535
65535
65535
65535
65535
65535
65535
65535
65535
65535
65535
65535
65535
65535
65535
65535
65535
65535
65535
65535
65535
65535
65535
65535
65535
65535
65535
65535
65535
65535
65535
65535
65535
65535
65535
65535
65535
65535
65535
65535
65535
65535
65535
65535
65535
65535
65535
65535
65535
65535
65535
65535
65535
65535
65535
65535
65535
65535
65535
65535
65535
65535
65535
65535
65535
65535
65535
65535
65535
65535
65535
65535
65535
65535
65535
65535
65535
65535
65535
65535
65535
65535
65535
65535
65535
65535
65535
65535
65535
65535
65535
65535
65535
65535
65535
65535
65535
65535
65535
65535
65535
65535
65535
65535
65535
65535
65535
65535
65535
65535
65535
65535
65535
65535
65535
65535
65535
65535
65535
65535
65535
65535
65535
65535
65535
65535
65535
65535
65535
65535
65535
65535
65535
65535
65535
65535
65535
65535
65535
65535
65535
65535
65535
65535
65535
65535
65535
65535
65535
65535
65535
65535
65535
65535
65535
65535
65535
65535
65535
65535
65535
65535
65535
65535
65535
65535
65535
65535
65535
65535
65535
65535
65535
65535
65535
65535
65535
65535
65535
65535
65535
65535
65535
65535
65535
65535
65535
65535
65535
65535
65535
65535
65535
65535
65535
65535
65535
65535
65535
65535
65535
65535
65535
65535
65535
65535
65535
65535
65535
65535
65535
65535
65535
65535
65535
65535
65535
65535
65535
65535
65535
65535
65535
65535
65535
65535
65535
65535
65535
65535
65535
65535
65535
65535
65535
65535
65535
65535
65535
65535
65535
65535
65535
65535
65535
65535
65535
65535
65535
65535
65535
65535
65535
65535
65535
65535
65535
65535
65535
65535
65535
65535
65535
65535
65535
65535
65535
65535
65535
65535
65535
65535
65535
65535
65535
65535
65535
65535
65535
65535
65535
65535
65535
65535
65535
65535
65535
65535
65535
65535
65535
65535
65535
65535
65535
65535
65535
65535
65535
65535
65535
65535
65535
65535
65535
65535
65535
65535
65535
65535
65535
65535
65535
65535
65535
65535
65535
65535
65535
65535
65535
65535
65535
65535
65535
65535
65535
65535
65535
65535
65535
65535
65535
65535
65535
65535
65535
65535
65535
65535
65535
65535
65535
65535
65535
65535
65535
65535
65535
65535
65535
65535
65535
65535
65535
65535
65535
65535
65535
65535
65535
65535
65535
65535
65535
65535
65535
65535
65535
65535
65535
65535
65535
65535
65535
65535
65535
65535
65535
65535
65535
65535
65535
65535
65535
65535
65535
65535
65535
65535
65535
65535
65535
65535
65535
65535
65535
65535
65535
65535
65535
65535
65535
65535
65535
65535
65535
65535
65535
65535
65535
65535
65535
65535
65535
65535
65535
65535
65535
65535
65535
65535
65535
65535
65535
65535
65535
65535
65535
65535
65535
65535
65535
65535
65535
65535
65535
65535
65535
65535
65535
65535
65535
65535
65535
65535
65535
65535
65535
65535
65535
65535
65535
65535
65535
65535
65535
65535
65535
65535
65535
65535
65535
65535
65535
65535
65535
65535
65535
65535
65535
65535
65535
65535
65535
65535
65535
65535
65535
65535
65535
65535
65535
65535
65535
65535
65535
65535
65535
65535
65535
65535
65535
65535
65535
65535
65535
65535
65535
65535
65535
65535
65535
65535
65535
65535
65535
65535
65535
65535
65535
65535
65535
65535
65535
65535
65535
65535
65535
65535
65535
65535
65535
65535
65535
65535
65535
65535
65535
65535
65535
65535
65535
65535
65535
65535
65535
65535
65535
65535
65535
65535
65535
65535
65535
65535
65535
65535
65535
65535
65535
65535
65535
65535
65535
65535
65535
65535
65535
65535
65535
65535
65535
65535
65535
65535
65535
65535
65535
65535
65535
65535
65535
65535
65535
65535
65535
65535
65535
65535
65535
65535
65535
65535
65535
65535
65535
65535
65535
65535
65535
65535
65535
65535
65535
65535
65535
65535
65535
65535
65535
65535
65535
65535
65535
65535
65535
65535
65535
65535
65535
65535
65535
65535
65535
65535
65535
65535
65535
65535
65535
65535
65535
65535
65535
65535
65535
65535
65535
65535
65535
65535
65535
65535
65535
65535
65535
65535
65535
65535
65535
65535
65535
65535
65535
65535
65535
65535
65535
65535
65535
65535
65535
65535
65535
65535
65535
65535
65535
65535
65535
65535
65535
65535
65535
65535
65535
65535
65535
65535
65535
65535
65535
65535
65535
65535
65535
65535
65535
65535
65535
65535
65535
65535
65535
65535
65535
65535
65535
65535
65535
65535
65535
65535
65535
65535
65535
65535
65535
65535
65535
65535
65535
65535
65535
65535
65535
65535
65535
65535
65535
65535
65535
65535
65535
65535
65535
65535
65535
65535
65535
65535
65535
65535
65535
65535
65535
65535
65535
65535
65535
65535
65535
65535
65535
65535
65535
65535
65535
65535
65535
65535
65535
65535
65535
65535
65535
65535
65535
65535
65535
65535
65535
65535
65535
65535
65535
65535
65535
65535
65535
65535
65535
65535
65535
65535
65535
65535
65535
65535
65535
65535
65535
65535
65535
65535
65535
65535
65535
65535
65535
65535
65535
65535
65535
65535
65535
65535
65535
65535
65535
65535
65535
65535
65535
65535
65535
65535
65535
65535
65535
65535
65535
65535
65535
65535
65535
65535
65535
65535
65535
65535
65535
65535
65535
65535
65535
65535
65535
65535
65535
65535
65535
65535
65535
65535
65535
65535
65535
65535
65535
65535
65535
65535
65535
65535
65535
65535
65535
65535
65535
65535
65535
65535
65535
65535
65535
65535
65535
65535
65535
65535
65535
65535
65535
65535
65535
65535
65535
65535
65535
65535
65535
65535
65535
65535
65535
65535
65535
65535
65535
65535
65535
65535
65535
65535
65535
65535
65535
65535
65535
65535
65535
65535
65535
65535
65535
65535
65535
65535
65535
65535
65535
65535
65535
65535
65535
65535
65535
65535
65535
65535
65535
65535
65535
65535
65535
65535
65535
65535
65535
65535
65535
65535
65535
65535
65535
65535
65535
65535
65535
65535
65535
65535
65535
65535
65535
65535
65535
65535
65535
65535
65535
65535
65535
65535
65535
65535
65535
65535
65535
65535
65535
65535
65535
65535
65535
65535
65535
65535
65535
65535
65535
65535
65535
65535
65535
65535
65535
65535
65535
65535
65535
65535
65535
65535
65535
65535
65535
65535
65535
65535
65535
65535
65535
65535
65535
65535
65535
65535
65535
65535
65535
65535
65535
65535
65535
65535
65535
65535
65535
65535
65535
65535
65535
65535
65535
65535
65535
65535
65535
65535
65535
65535
65535
65535
65535
65535
65535
65535
65535
65535
65535
65535
65535
65535
65535
65535
65535
65535
65535
65535
65535
65535
65535
65535
65535
65535
65535
65535
65535
65535
65535
65535
65535
65535
65535
65535
65535
65535
65535
65535
65535
65535
65535
65535
65535
65535
65535
65535
65535
65535
65535
65535
65535
65535
65535
65535
65535
65535
65535
65535
65535
65535
65535
65535
65535
65535
65535
65535
65535
65535
65535
65535
65535
65535
65535
65535
65535
65535
65535
65535
65535
65535
65535
65535
65535
65535
65535
65535
65535
65535
65535
65535
65535
65535
65535
65535
65535
65535
65535
65535
65535
65535
65535
65535
65535
65535
65535
65535
65535
65535
65535
65535
65535
65535
65535
65535
65535
65535
65535
65535
65535
65535
65535
65535
65535
65535
65535
65535
65535
65535
65535
65535
65535
65535
65535
65535
65535
65535
65535
65535
65535
65535
65535
65535
65535
65535
65535
65535
65535
65535
65535
65535
65535
65535
65535
65535
65535
65535
65535
65535
65535
65535
65535
65535
65535
65535
65535
65535
65535
65535
65535
65535
65535
65535
65535
65535
65535
65535
65535
65535
65535
65535
65535
65535
65535
65535
65535
65535
65535
65535
65535
65535
65535
65535
65535
65535
65535
65535
65535
65535
65535
65535
65535
65535
65535
65535
65535
65535
65535
65535
65535
65535
65535
65535
65535
65535
65535
65535
65535
65535
65535
65535
65535
65535
65535
65535
65535
65535
65535
65535
65535
65535
65535
65535
65535
65535
65535
65535
65535
65535
65535
65535
65535
65535
65535
65535
65535
65535
65535
65535
65535
65535
65535
65535
65535
65535
65535
65535
65535
65535
65535
65535
65535
65535
65535
65535
65535
65535
65535
65535
65535
65535
65535
65535
65535
65535
65535
65535
65535
65535
65535
65535
65535
65535
65535
65535
65535
65535
65535
65535
65535
65535
65535
65535
65535
65535
65535
65535
65535
65535
65535
65535
65535
65535
65535
65535
65535
65535
65535
65535
65535
65535
65535
65535
65535
65535
65535
65535
65535
65535
65535
65535
65535
65535
65535
65535
65535
65535
65535
65535
65535
65535
65535
65535
65535
65535
65535
65535
65535
65535
65535
65535
65535
65535
65535
65535
65535
65535
65535
65535
65535
65535
65535
65535
65535
65535
65535
65535
65535
65535
65535
65535
65535
65535
65535
65535
65535
65535
65535
65535
65535
65535
65535
65535
65535
65535
65535
65535
65535
65535
65535
65535
65535
65535
65535
65535
65535
65535
65535
65535
65535
65535
65535
65535
65535
65535
65535
65535
65535
65535
65535
65535
65535
65535
65535
65535
65535
65535
65535
65535
65535
65535
65535
65535
65535
65535
65535
65535
65535
65535
65535
65535
65535
65535
65535
65535
65535
65535
65535
65535
65535
65535
65535
65535
65535
65535
65535
65535
65535
65535
65535
65535
65535
65535
65535
65535
65535
65535
65535
65535
65535
65535
65535
65535
65535
65535
65535
65535
65535
65535
65535
65535
65535
65535
65535
65535
65535
65535
65535
65535
65535
65535
65535
65535
65535
65535
65535
65535
65535
65535
65535
65535
65535
65535
65535
65535
65535
65535
65535
65535
65535
65535
65535
65535
65535
65535
65535
65535
65535
65535
65535
65535
65535
65535
65535
65535
65535
65535
65535
65535
65535
65535
65535
65535
65535
65535
65535
65535
65535
65535
65535
65535
65535
65535
65535
65535
65535
65535
65535
65535
65535
65535
65535
65535
65535
65535
65535
65535
65535
65535
65535
65535
65535
65535
65535
65535
65535
65535
65535
65535
65535
65535
65535
65535
65535
65535
65535
65535
65535
65535
65535
65535
65535
65535
65535
65535
65535
65535
65535
65535
65535
65535
65535
65535
65535
65535
65535
65535
65535
65535
65535
65535
65535
65535
65535
65535
65535
65535
65535
65535
65535
65535
65535
65535
65535
65535
65535
65535
65535
65535
65535
65535
65535
65535
65535
65535
65535
65535
65535
65535
65535
65535
65535
65535
65535
65535
65535
65535
65535
65535
65535
65535
65535
65535
65535
65535
65535
65535
65535
65535
65535
65535
65535
65535
65535
65535
65535
65535
65535
65535
65535
65535
65535
65535
65535
65535
65535
65535
65535
65535
65535
65535
65535
65535
65535
65535
65535
65535
65535
65535
65535
65535
65535
65535
65535
65535
65535
65535
65535
65535
65535
65535
65535
65535
65535
65535
65535
65535
65535
65535
65535
65535
65535
65535
65535
65535
65535
65535
65535
65535
65535
65535
65535
65535
65535
65535
65535
65535
65535
65535
65535
65535
65535
65535
65535
65535
65535
65535
65535
65535
65535
65535
65535
65535
65535
65535
65535
65535
65535
65535
65535
65535
65535
65535
65535
65535
65535
65535
65535
65535
65535
65535
65535
65535
65535
65535
65535
65535
65535
65535
65535
65535
65535
65535
65535
65535
65535
65535
65535
65535
65535
65535
65535
65535
65535
65535
65535
65535
65535
65535
65535
65535
65535
65535
65535
65535
65535
65535
65535
65535
65535
65535
65535
65535
65535
65535
65535
65535
65535
65535
65535
65535
65535
65535
65535
65535
65535
65535
65535
65535
65535
65535
65535
65535
65535
65535
65535
65535
65535
65535
65535
65535
65535
65535
65535
65535
65535
65535
65535
65535
65535
65535
65535
65535
65535
65535
65535
65535
65535
65535
65535
65535
65535
65535
65535
65535
65535
65535
65535
65535
65535
65535
65535
65535
65535
65535
65535
65535
65535
65535
65535
65535
65535
65535
65535
65535
65535
65535
65535
65535
65535
65535
65535
65535
65535
65535
65535
65535
65535
65535
65535
65535
65535
65535
65535
65535
65535
65535
65535
65535
65535
65535
65535
65535
65535
65535
65535
65535
65535
65535
65535
65535
65535
65535
65535
65535
65535
65535
65535
65535
65535
65535
65535
65535
65535
65535
65535
65535
65535
65535
65535
65535
65535
65535
65535
65535
65535
65535
65535
65535
65535
65535
65535
65535
65535
65535
65535
65535
65535
65535
65535
65535
65535
65535
65535
65535
65535
65535
65535
65535
65535
65535
65535
65535
65535
65535
65535
65535
65535
65535
65535
65535
65535
65535
65535
65535
65535
65535
65535
65535
65535
65535
65535
65535
65535
65535
65535
65535
65535
65535
65535
65535
65535
65535
65535
65535
65535
65535
65535
65535
65535
65535
65535
65535
65535
65535
65535
65535
65535
65535
65535
65535
65535
65535
65535
65535
65535
65535
65535
65535
65535
65535
65535
65535
65535
65535
65535
65535
65535
65535
65535
65535
65535
65535
65535
65535
65535
65535
65535
65535
65535
65535
65535
65535
65535
65535
65535
65535
65535
65535
65535
65535
65535
65535
65535
65535
65535
65535
65535
65535
65535
65535
65535
65535
65535
65535
65535
65535
65535
65535
65535
65535
65535
65535
65535
65535
65535
65535
65535
65535
65535
65535
65535
65535
65535
65535
65535
65535
65535
65535
65535
65535
65535
65535
65535
65535
65535
65535
65535
65535
65535
65535
65535
65535
65535
65535
65535
65535
65535
65535
65535
65535
65535
65535
65535
65535
65535
65535
65535
65535
65535
65535
65535
65535
65535
65535
65535
65535
65535
65535
65535
65535
65535
65535
65535
65535
65535
65535
65535
65535
65535
65535
65535
65535
65535
65535
65535
65535
65535
65535
65535
65535
65535
65535
65535
65535
65535
65535
65535
65535
65535
65535
65535
65535
65535
65535
65535
65535
65535
65535
65535
65535
65535
65535
65535
65535
65535
65535
65535
65535
65535
65535
65535
65535
65535
65535
65535
65535
65535
65535
65535
65535
65535
65535
65535
65535
65535
65535
65535
65535
65535
65535
65535
65535
65535
65535
65535
65535
65535
65535
65535
65535
65535
65535
65535
65535
65535
65535
65535
65535
65535
65535
65535
65535
65535
65535
65535
65535
65535
65535
65535
65535
65535
65535
65535
65535
65535
65535
65535
65535
65535
65535
65535
65535
65535
65535
65535
65535
65535
65535
65535
65535
65535
65535
65535
65535
65535
65535
65535
65535
65535
65535
65535
65535
65535
65535
65535
65535
65535
65535
65535
65535
65535
65535
65535
65535
65535
65535
65535
65535
65535
65535
65535
65535
65535
65535
65535
65535
65535
65535
65535
65535
65535
65535
65535
65535
65535
65535
65535
65535
65535
65535
65535
65535
65535
65535
65535
65535
65535
65535
65535
65535
65535
65535
65535
65535
65535
65535
65535
65535
65535
65535
65535
65535
65535
65535
65535
65535
65535
65535
65535
65535
65535
65535
65535
65535
65535
65535
65535
65535
65535
65535
65535
65535
65535
65535
65535
65535
65535
65535
65535
65535
65535
65535
65535
65535
65535
65535
65535
65535
65535
65535
65535
65535
65535
65535
65535
65535
65535
65535
65535
65535
65535
65535
65535
65535
65535
65535
65535
65535
65535
65535
65535
65535
65535
65535
65535
65535
65535
65535
65535
65535
65535
65535
65535
65535
65535
65535
65535
65535
65535
65535
65535
65535
65535
65535
65535
65535
65535
65535
65535
65535
65535
65535
65535
65535
65535
65535
65535
65535
65535
65535
65535
65535
65535
65535
65535
65535
65535
65535
65535
65535
65535
65535
65535
65535
65535
65535
65535
65535
65535
65535
65535
65535
65535
65535
65535
65535
65535
65535
65535
65535
65535
65535
65535
65535
65535
65535
65535
65535
65535
65535
65535
65535
65535
65535
65535
65535
65535
65535
65535
65535
65535
65535
65535
65535
65535
65535
65535
65535
65535
65535
65535
65535
65535
65535
65535
65535
65535
65535
65535
65535
65535
65535
65535
65535
65535
65535
65535
65535
65535
65535
65535
65535
65535
65535
65535
65535
65535
65535
65535
65535
65535
65535
65535
65535
65535
65535
65535
65535
65535
65535
65535
65535
65535
65535
65535
65535
65535
65535
65535
65535
65535
65535
65535
65535
65535
65535
65535
65535
65535
65535
65535
65535
65535
65535
65535
65535
65535
65535
65535
65535
65535
65535
65535
65535
65535
65535
65535
65535
65535
65535
65535
65535
65535
65535
65535
65535
65535
65535
65535
65535
65535
65535
65535
65535
65535
65535
65535
65535
65535
65535
65535
65535
65535
65535
65535
65535
65535
65535
65535
65535
65535
65535
65535
65535
65535
65535
65535
65535
65535
65535
65535
65535
65535
65535
65535
65535
65535
65535
65535
65535
65535
65535
65535
65535
65535
65535
65535
65535
65535
65535
65535
65535
65535
65535
65535
65535
65535
65535
65535
65535
65535
65535
65535
65535
65535
65535
65535
65535
65535
65535
65535
65535
65535
65535
65535
65535
65535
65535
65535
65535
65535
65535
65535
65535
65535
65535
65535
65535
65535
65535
65535
65535
65535
65535
65535
65535
65535
65535
65535
65535
65535
65535
65535
65535
65535
65535
65535
65535
65535
65535
65535
65535
65535
65535
65535
65535
65535
65535
65535
65535
65535
65535
65535
65535
65535
65535
65535
65535
65535
65535
65535
65535
65535
65535
65535
65535
65535
65535
65535
65535
65535
65535
65535
65535
65535
65535
65535
65535
65535
65535
65535
65535
65535
65535
65535
65535
65535
65535
65535
65535
65535
65535
65535
65535
65535
65535
65535
65535
65535
65535
65535
65535
65535
65535
65535
65535
65535
65535
65535
65535
65535
65535
65535
65535
65535
65535
65535
65535
65535
65535
65535
65535
65535
65535
65535
65535
65535
65535
65535
65535
65535
65535
65535
65535
65535
65535
65535
65535
65535
65535
65535
65535
65535
65535
65535
65535
65535
65535
65535
65535
65535
65535
65535
65535
65535
65535
65535
65535
65535
65535
65535
65535
65535
65535
65535
65535
65535
65535
65535
65535
65535
65535
65535
65535
65535
65535
65535
65535
65535
65535
65535
65535
65535
65535
65535
65535
65535
65535
65535
65535
65535
65535
65535
65535
65535
65535
65535
65535
65535
65535
65535
65535
65535
65535
65535
65535
65535
65535
65535
65535
65535
65535
65535
65535
65535
65535
65535
65535
65535
65535
65535
65535
65535
65535
65535
65535
65535
65535
65535
65535
65535
65535
65535
65535
65535
65535
65535
65535
65535
65535
65535
65535
65535
65535
65535
65535
65535
65535
65535
65535
65535
65535
65535
65535
65535
65535
65535
65535
65535
65535
65535
65535
65535
65535
65535
65535
65535
65535
65535
65535
65535
65535
65535
65535
65535
65535
65535
65535
65535
65535
65535
65535
65535
65535
65535
65535
65535
65535
65535
65535
65535
65535
65535
65535
65535
65535
65535
65535
65535
65535
65535
65535
65535
65535
65535
65535
65535
65535
65535
65535
65535
65535
65535
65535
65535
65535
65535
65535
65535
65535
65535
65535
65535
65535
65535
65535
65535
65535
65535
65535
65535
65535
65535
65535
65535
65535
65535
65535
65535
65535
65535
65535
65535
65535
65535
65535
65535
65535
65535
65535
65535
65535
65535
65535
65535
65535
65535
65535
65535
65535
65535
65535
65535
65535
65535
65535
65535
65535
65535
65535
65535
65535
65535
65535
65535
65535
65535
65535
65535
65535
65535
65535
65535
65535
65535
65535
65535
65535
65535
65535
65535
65535
65535
65535
65535
65535
65535
65535
65535
65535
65535
65535
65535
65535
65535
65535
65535
65535
65535
65535
65535
65535
65535
65535
65535
65535
65535
65535
65535
65535
65535
65535
65535
65535
65535
65535
65535
65535
65535
65535
65535
65535
65535
65535
65535
65535
65535
65535
65535
65535
65535
65535
65535
65535
65535
65535
65535
65535
65535
65535
65535
65535
65535
65535
65535
65535
65535
65535
65535
65535
65535
65535
65535
65535
65535
65535
65535
65535
65535
65535
65535
65535
65535
65535
65535
65535
65535
65535
65535
65535
65535
65535
65535
65535
65535
65535
65535
65535
65535
65535
65535
65535
65535
65535
65535
65535
65535
65535
65535
65535
65535
65535
65535
65535
65535
65535
65535
65535
65535
65535
65535
65535
65535
65535
65535
65535
65535
65535
65535
65535
65535
65535
65535
65535
65535
65535
65535
65535
65535
65535
65535
65535
65535
65535
65535
65535
65535
65535
65535
65535
65535
65535
65535
65535
65535
65535
65535
65535
65535
65535
65535
65535
65535
65535
65535
65535
65535
65535
65535
65535
65535
65535
65535
65535
65535
65535
65535
65535
65535
65535
65535
65535
65535
65535
65535
65535
65535
65535
65535
65535
65535
65535
65535
65535
65535
65535
65535
65535
65535
65535
65535
65535
65535
65535
65535
65535
65535
65535
65535
65535
65535
65535
65535
65535
65535
65535
65535
65535
65535
65535
65535
65535
65535
65535
65535
65535
65535
65535
65535
65535
65535
65535
65535
65535
65535
65535
65535
65535
65535
65535
65535
65535
65535
65535
65535
65535
65535
65535
65535
65535
65535
65535
65535
65535
65535
65535
65535
65535
65535
65535
65535
65535
65535
65535
65535
65535
65535
65535
65535
65535
65535
65535
65535
65535
65535
65535
65535
65535
65535
65535
65535
65535
65535
65535
65535
65535
65535
65535
65535
65535
65535
65535
65535
65535
65535
65535
65535
65535
65535
65535
65535
65535
65535
65535
65535
65535
65535
65535
65535
65535
65535
65535
65535
65535
65535
65535
65535
65535
65535
65535
65535
65535
65535
65535
65535
65535
65535
65535
65535
65535
65535
65535
65535
65535
65535
65535
65535
65535
65535
65535
65535
65535
65535
65535
65535
65535
65535
65535
65535
65535
65535
65535
65535
65535
65535
65535
65535
65535
65535
65535
65535
65535
65535
65535
65535
65535
65535
65535
65535
65535
65535
65535
65535
65535
65535
65535
65535
65535
65535
65535
65535
65535
65535
65535
65535
65535
65535
65535
65535
65535
65535
65535
65535
65535
65535
65535
65535
65535
65535
65535
65535
65535
65535
65535
65535
65535
65535
65535
65535
65535
65535
65535
65535
65535
65535
65535
65535
65535
65535
65535
65535
65535
65535
65535
65535
65535
65535
65535
65535
65535
65535
65535
65535
65535
65535
65535
65535
65535
65535
65535
65535
65535
65535
65535
65535
65535
65535
65535
65535
65535
65535
65535
65535
65535
65535
65535
65535
65535
65535
65535
65535
65535
65535
65535
65535
65535
65535
65535
65535
65535
65535
65535
65535
65535
65535
65535
65535
65535
65535
65535
65535
65535
65535
65535
65535
65535
65535
65535
65535
65535
65535
65535
65535
65535
65535
65535
65535
65535
65535
65535
65535
65535
65535
65535
65535
65535
65535
65535
65535
65535
65535
65535
65535
65535
65535
65535
65535
65535
65535
65535
65535
65535
65535
65535
65535
65535
65535
65535
65535
65535
65535
65535
65535
65535
65535
65535
65535
65535
65535
65535
65535
65535
65535
65535
65535
65535
65535
65535
65535
65535
65535
65535
65535
65535
65535
65535
65535
65535
65535
65535
65535
65535
65535
65535
65535
65535
65535
65535
65535
65535
65535
65535
65535
65535
65535
65535
65535
65535
65535
65535
65535
65535
65535
65535
65535
65535
65535
65535
65535
65535
65535
65535
65535
65535
65535
65535
65535
65535
65535
65535
65535
65535
65535
65535
65535
65535
65535
65535
65535
65535
65535
65535
65535
65535
65535
65535
65535
65535
65535
65535
65535
65535
65535
65535
65535
65535
65535
65535
65535
65535
65535
65535
65535
65535
65535
65535
65535
65535
65535
65535
65535
65535
65535
65535
65535
65535
65535
65535
65535
65535
65535
65535
65535
65535
65535
65535
65535
65535
65535
65535
65535
65535
65535
65535
65535
65535
65535
65535
65535
65535
65535
65535
65535
65535
65535
65535
65535
65535
65535
65535
65535
65535
65535
65535
65535
65535
65535
65535
65535
65535
65535
65535
65535
65535
65535
65535
65535
65535
65535
65535
65535
65535
65535
65535
65535
65535
65535
65535
65535
65535
65535
65535
65535
65535
65535
65535
65535
65535
65535
65535
65535
65535
65535
65535
65535
65535
65535
65535
65535
65535
65535
65535
65535
65535
65535
65535
65535
65535
65535
65535
65535
65535
65535
65535
65535
65535
65535
65535
65535
65535
65535
65535
65535
65535
65535
65535
65535
65535
65535
65535
65535
65535
65535
65535
65535
65535
65535
65535
65535
65535
65535
65535
65535
65535
65535
65535
65535
65535
65535
65535
65535
65535
65535
65535
65535
65535
65535
65535
65535
65535
65535
65535
65535
65535
65535
65535
65535
65535
65535
65535
65535
65535
65535
65535
65535
65535
65535
65535
65535
65535
65535
65535
65535
65535
65535
65535
65535
65535
65535
65535
65535
65535
65535
65535
65535
65535
65535
65535
65535
65535
65535
65535
65535
65535
65535
65535
65535
65535
65535
65535
65535
65535
65535
65535
65535
65535
65535
65535
65535
65535
65535
65535
65535
65535
65535
65535
65535
65535
65535
65535
65535
65535
65535
65535
65535
65535
65535
65535
65535
65535
65535
65535
65535
65535
65535
65535
65535
65535
65535
65535
65535
65535
65535
65535
65535
65535
65535
65535
65535
65535
65535
65535
65535
65535
65535
65535
65535
65535
65535
65535
65535
65535
65535
65535
65535
65535
65535
65535
65535
65535
65535
65535
65535
65535
65535
65535
65535
65535
65535
65535
65535
65535
65535
65535
65535
65535
65535
65535
65535
65535
65535
65535
65535
65535
65535
65535
65535
65535
65535
65535
65535
65535
65535
65535
65535
65535
65535
65535
65535
65535
65535
65535
65535
65535
65535
65535
65535
65535
65535
65535
65535
65535
65535
65535
65535
65535
65535
65535
65535
65535
65535
65535
65535
65535
65535
65535
65535
65535
65535
65535
65535
65535
65535
65535
65535
65535
65535
65535
65535
65535
65535
65535
65535
65535
65535
65535
65535
65535
65535
65535
65535
65535
65535
65535
65535
65535
65535
65535
65535
65535
65535
65535
65535
65535
65535
65535
65535
65535
65535
65535
65535
65535
65535
65535
65535
65535
65535
65535
65535
65535
65535
65535
65535
65535
65535
65535
65535
65535
65535
65535
65535
65535
65535
65535
65535
65535
65535
65535
65535
65535
65535
65535
65535
65535
65535
65535
65535
65535
65535
65535
65535
65535
65535
65535
65535
65535
65535
65535
65535
65535
65535
65535
65535
65535
65535
65535
65535
65535
65535
65535
65535
65535
65535
65535
65535
65535
65535
65535
65535
65535
65535
65535
65535
65535
65535
65535
65535
65535
65535
65535
65535
65535
65535
65535
65535
65535
65535
65535
65535
65535
65535
65535
65535
65535
65535
65535
65535
65535
65535
65535
65535
65535
65535
65535
65535
65535
65535
65535
65535
65535
65535
65535
65535
65535
65535
65535
65535
65535
65535
65535
65535
65535
65535
65535
65535
65535
65535
65535
65535
65535
65535
65535
65535
65535
65535
65535
65535
65535
65535
65535
65535
65535
65535
65535
65535
65535
65535
65535
65535
65535
65535
65535
65535
65535
65535
65535
65535
65535
65535
65535
65535
65535
65535
65535
65535
65535
65535
65535
65535
65535
65535
65535
65535
65535
65535
65535
65535
65535
65535
65535
65535
65535
65535
65535
65535
65535
65535
65535
65535
65535
65535
65535
65535
65535
65535
65535
65535
65535
65535
65535
65535
65535
65535
65535
65535
65535
65535
65535
65535
65535
65535
65535
65535
65535
65535
65535
65535
65535
65535
65535
65535
65535
65535
65535
65535
65535
65535
65535
65535
65535
65535
65535
65535
65535
65535
65535
65535
65535
65535
65535
65535
65535
65535
65535
65535
65535
65535
65535
65535
65535
65535
65535
65535
65535
65535
65535
65535
65535
65535
65535
65535
65535
65535
65535
65535
65535
65535
65535
65535
65535
65535
65535
65535
65535
65535
65535
65535
65535
65535
65535
65535
65535
65535
65535
65535
65535
65535
65535
65535
65535
65535
65535
65535
65535
65535
65535
65535
65535
65535
65535
65535
65535
65535
65535
65535
65535
65535
65535
65535
65535
65535
65535
65535
65535
65535
65535
65535
65535
65535
65535
65535
65535
65535
65535
65535
65535
65535
65535
65535
65535
65535
65535
65535
65535
65535
65535
65535
65535
65535
65535
65535
65535
65535
65535
65535
65535
65535
65535
65535
65535
65535
65535
65535
65535
65535
65535
65535
65535
65535
65535
65535
65535
65535
65535
65535
65535
65535
65535
65535
65535
65535
65535
65535
65535
65535
65535
65535
65535
65535
65535
65535
65535
65535
65535
65535
65535
65535
65535
65535
65535
65535
65535
65535
65535
65535
65535
65535
65535
65535
65535
65535
65535
65535
65535
65535
65535
65535
65535
65535
65535
65535
65535
65535
65535
65535
65535
65535
65535
65535
65535
65535
65535
65535
65535
65535
65535
65535
65535
65535
65535
65535
65535
65535
65535
65535
65535
65535
65535
65535
65535
65535
65535
65535
65535
65535
65535
65535
65535
65535
65535
65535
65535
65535
65535
65535
65535
65535
65535
65535
65535
65535
65535
65535
65535
65535
65535
65535
65535
65535
65535
65535
65535
65535
65535
65535
65535
65535
65535
65535
65535
65535
65535
65535
65535
65535
65535
65535
65535
65535
65535
65535
65535
65535
65535
65535
65535
65535
65535
65535
65535
65535
65535
65535
65535
65535
65535
65535
65535
65535
65535
65535
65535
65535
65535
65535
65535
65535
65535
65535
65535
65535
65535
65535
65535
65535
65535
65535
65535
65535
65535
65535
65535
65535
65535
65535
65535
65535
65535
65535
65535
65535
65535
65535
65535
65535
65535
65535
65535
65535
65535
65535
65535
65535
65535
65535
65535
65535
65535
65535
65535
65535
65535
65535
65535
65535
65535
65535
65535
65535
65535
65535
65535
65535
65535
65535
65535
65535
65535
65535
65535
65535
65535
65535
65535
65535
65535
65535
65535
65535
65535
65535
65535
65535
65535
65535
65535
65535
65535
65535
65535
65535
65535
65535
65535
65535
65535
65535
65535
65535
65535
65535
65535
65535
65535
65535
65535
65535
65535
65535
65535
65535
65535
65535
65535
65535
65535
65535
65535
65535
65535
65535
65535
65535
65535
65535
65535
65535
65535
65535
65535
65535
65535
65535
65535
65535
65535
65535
65535
65535
65535
65535
65535
65535
65535
65535
65535
65535
65535
65535
65535
65535
65535
65535
65535
65535
65535
65535
65535
65535
65535
65535
65535
65535
65535
65535
65535
65535
65535
65535
65535
65535
65535
65535
65535
65535
65535
65535
65535
65535
65535
65535
65535
65535
65535
65535
65535
65535
65535
65535
65535
65535
65535
65535
65535
65535
65535
65535
65535
65535
65535
65535
65535
65535
65535
65535
65535
65535
65535
65535
65535
65535
65535
65535
65535
65535
65535
65535
65535
65535
65535
65535
65535
65535
65535
65535
65535
65535
65535
65535
65535
65535
65535
65535
65535
65535
65535
65535
65535
65535
65535
65535
65535
65535
65535
65535
65535
65535
65535
65535
65535
65535
65535
65535
65535
65535
65535
65535
65535
65535
65535
65535
65535
65535
65535
65535
65535
65535
65535
65535
65535
65535
65535
65535
65535
65535
65535
65535
65535
65535
65535
65535
65535
65535
65535
65535
65535
65535
65535
65535
65535
65535
65535
65535
65535
65535
65535
65535
65535
65535
65535
65535
65535
65535
65535
65535
65535
65535
65535
65535
65535
65535
65535
65535
65535
65535
65535
65535
65535
65535
65535
65535
65535
65535
65535
65535
65535
65535

## Meter Plan MW ELCC (hidden)
Utility | Cases | DR Option | DR Suboption | Customer Class | Building Type | Peak Period | MW or Percent of Load | Cost-Effectiveness Screen (DR Option) | Year | Achievable Potential (MW)
ENS | Alternate Scenario | DLC-Thermostat | DLC-Thermostat-BYOT-Central Heat Pump | Residential Charitable | Residential LI | Winter Morning | MW of Load | 0 | 2025 | 0.011235
ENS | Alternate Scenario | DLC-Thermostat | DLC-Thermostat-BYOT-Central Heat Pump | Residential Charitable | Residential Market Rate | Winter Morning | MW of Load | 0 | 2025 | 0.089061
ENS | Alternate Scenario | DLC-Thermostat | DLC-Thermostat-DI-Baseboard Heating | Residential Charitable | Residential LI | Winter Morning | MW of Load | 0 | 2025 | 0.066533
ENS | Alternate Scenario | DLC-Thermostat | DLC-Thermostat-DI-Baseboard Heating | Residential Charitable | Residential Market Rate | Winter Morning | MW of Load | 0 | 2025 | 0.69767
ENS | Alternate Scenario | DLC-Thermostat | DLC-Thermostat-BYOT-Baseboard Heating | Residential Charitable | Residential LI | Winter Morning | MW of Load | 0 | 2025 | 0.0045979
ENS | Alternate Scenario | DLC-Thermostat | DLC-Thermostat-BYOT-Baseboard Heating | Residential Charitable | Residential Market Rate | Winter Morning | MW of Load | 0 | 2025 | 0.048213
ENS | Alternate Scenario | DLC-Thermostat | DLC-Thermostat-DI-MSHP | Residential Charitable | Residential LI | Winter Morning | MW of Load | 0 | 2025 | 0.022628
ENS | Alternate Scenario | DLC-Thermostat | DLC-Thermostat-DI-MSHP | Residential Charitable | Residential Market Rate | Winter Morning | MW of Load | 0 | 2025 | 0.27903
ENS | Alternate Scenario | DLC-Thermostat | DLC-Thermostat-BYOT-MSHP | Residential Charitable | Residential LI | Winter Morning | MW of Load | 0 | 2025 | 0.0039954
ENS | Alternate Scenario | DLC-Thermostat | DLC-Thermostat-BYOT-MSHP | Residential Charitable | Residential Market Rate | Winter Morning | MW of Load | 0 | 2025 | 0.049268
ENS | Alternate Scenario | DLC-Thermostat | DLC-Thermostat-BYOT-Central Heat Pump | Residential Charitable | Residential LI | Winter Evening | MW of Load | 0 | 2025 | 0.011235
ENS | Alternate Scenario | DLC-Thermostat | DLC-Thermostat-BYOT-Central Heat Pump | Residential Charitable | Residential Market Rate | Winter Evening | MW of Load | 0 | 2025 | 0.089061
ENS | Alternate Scenario | DLC-Thermostat | DLC-Thermostat-DI-Baseboard Heating | Residential Charitable | Residential LI | Winter Evening | MW of Load | 0 | 2025 | 0.066533
ENS | Alternate Scenario | DLC-Thermostat | DLC-Thermostat-DI-Baseboard Heating | Residential Charitable | Residential Market Rate | Winter Evening | MW of Load | 0 | 2025 | 0.69767
ENS | Alternate Scenario | DLC-Thermostat | DLC-Thermostat-BYOT-Baseboard Heating | Residential Charitable | Residential LI | Winter Evening | MW of Load | 0 | 2025 | 0.0045979
ENS | Alternate Scenario | DLC-Thermostat | DLC-Thermostat-BYOT-Baseboard Heating | Residential Charitable | Residential Market Rate | Winter Evening | MW of Load | 0 | 2025 | 0.048213
ENS | Alternate Scenario | DLC-Thermostat | DLC-Thermostat-DI-MSHP | Residential Charitable | Residential LI | Winter Evening | MW of Load | 0 | 2025 | 0.022628
ENS | Alternate Scenario | DLC-Thermostat | DLC-Thermostat-DI-MSHP | Residential Charitable | Residential Market Rate | Winter Evening | MW of Load | 0 | 2025 | 0.27903
ENS | Alternate Scenario | DLC-Thermostat | DLC-Thermostat-BYOT-MSHP | Residential Charitable | Residential LI | Winter Evening | MW of Load | 0 | 2025 | 0.0039954
ENS | Alternate Scenario | DLC-Thermostat | DLC-Thermostat-BYOT-MSHP | Residential Charitable | Residential Market Rate | Winter Evening | MW of Load | 0 | 2025 | 0.049268
ENS | Alternate Scenario | DLC-Water Heating | DLC-Switch-Water Heating | Residential Charitable | Residential LI | Winter Morning | MW of Load | 0 | 2025 | 0.019734
ENS | Alternate Scenario | DLC-Water Heating | DLC-Switch-Water Heating | Residential Charitable | Residential Market Rate | Winter Morning | MW of Load | 0 | 2025 | 0.22826
ENS | Alternate Scenario | DLC-Water Heating | DLC-Switch-Water Heating | Residential Charitable | Residential LI | Winter Evening | MW of Load | 0 | 2025 | 0.016679
ENS | Alternate Scenario | DLC-Water Heating | DLC-Switch-Water Heating | Residential Charitable | Residential Market Rate | Winter Evening | MW of Load | 0 | 2025 | 0.19293
ENS | Alternate Scenario | C&I Curtailment | C&I Curtailment-Turnkey-Manual HVAC Control | General | Miscellaneous | Winter Morning | MW of Load | 1 | 2025 | 0.61221
ENS | Alternate Scenario | C&I Curtailment | C&I Curtailment-Turnkey-Manual HVAC Control | General | Offices | Winter Morning | MW of Load | 1 | 2025 | 0.040191
ENS | Alternate Scenario | C&I Curtailment | C&I Curtailment-Turnkey-Manual HVAC Control | General | Retail Trade | Winter Morning | MW of Load | 1 | 2025 | 0.14432
ENS | Alternate Scenario | C&I Curtailment | C&I Curtailment-Turnkey-Manual HVAC Control | General | Services | Winter Morning | MW of Load | 1 | 2025 | 0.093296
ENS | Alternate Scenario | C&I Curtailment | C&I Curtailment-Turnkey-Auto-DR HVAC Control | General | Miscellaneous | Winter Morning | MW of Load | 1 | 2025 | 0.01542
ENS | Alternate Scenario | C&I Curtailment | C&I Curtailment-Turnkey-Auto-DR HVAC Control | General | Offices | Winter Morning | MW of Load | 1 | 2025 | 0.0010124
ENS | Alternate Scenario | C&I Curtailment | C&I Curtailment-Turnkey-Auto-DR HVAC Control | General | Retail Trade | Winter Morning | MW of Load | 1 | 2025 | 0.0036352
ENS | Alternate Scenario | C&I Curtailment | C&I Curtailment-Turnkey-Auto-DR HVAC Control | General | Services | Winter Morning | MW of Load | 1 | 2025 | 0.00235
ENS | Alternate Scenario | C&I Curtailment | C&I Curtailment-Turnkey-Standard Lighting Control | General | Miscellaneous | Winter Morning | MW of Load | 1 | 2025 | 0.25956
ENS | Alternate Scenario | C&I Curtailment | C&I Curtailment-Turnkey-Standard Lighting Control | General | Offices | Winter Morning | MW of Load | 1 | 2025 | 0.0055243
ENS | Alternate Scenario | C&I Curtailment | C&I Curtailment-Turnkey-Standard Lighting Control | General | Retail Trade | Winter Morning | MW of Load | 1 | 2025 | 0.060412
ENS | Alternate Scenario | C&I Curtailment | C&I Curtailment-Turnkey-Standard Lighting Control | General | Services | Winter Morning | MW of Load | 1 | 2025 | 0.039079
ENS | Alternate Scenario | C&I Curtailment | C&I Curtailment-Turnkey-Water Heating Control | General | Miscellaneous | Winter Morning | MW of Load | 1 | 2025 | 0.014976
ENS | Alternate Scenario | C&I Curtailment | C&I Curtailment-Turnkey-Water Heating Control | General | Offices | Winter Morning | MW of Load | 1 | 2025 | 0.00040389
ENS | Alternate Scenario | C&I Curtailment | C&I Curtailment-Turnkey-Water Heating Control | General | Retail Trade | Winter Morning | MW of Load | 1 | 2025 | 0.007915
ENS | Alternate Scenario | C&I Curtailment | C&I Curtailment-Turnkey-Water Heating Control | General | Services | Winter Morning | MW of Load | 1 | 2025 | 0.0051139
ENS | Alternate Scenario | C&I Curtailment | C&I Curtailment-Turnkey-Other | General | Miscellaneous | Winter Morning | MW of Load | 1 | 2025 | 0.27009
ENS | Alternate Scenario | C&I Curtailment | C&I Curtailment-Turnkey-Other | General | Offices | Winter Morning | MW of Load | 1 | 2025 | 0.0074449
ENS | Alternate Scenario | C&I Curtailment | C&I Curtailment-Turnkey-Other | General | Retail Trade | Winter Morning | MW of Load | 1 | 2025 | 0.085165
ENS | Alternate Scenario | C&I Curtailment | C&I Curtailment-Turnkey-Other | General | Services | Winter Morning | MW of Load | 1 | 2025 | 0.055051
ENS | Alternate Scenario | C&I Curtailment | C&I Curtailment-Turnkey-Manual HVAC Control | General | Miscellaneous | Winter Evening | MW of Load | 1 | 2025 | 0.71498
ENS | Alternate Scenario | C&I Curtailment | C&I Curtailment-Turnkey-Manual HVAC Control | General | Offices | Winter Evening | MW of Load | 1 | 2025 | 0.046939
ENS | Alternate Scenario | C&I Curtailment | C&I Curtailment-Turnkey-Manual HVAC Control | General | Retail Trade | Winter Evening | MW of Load | 1 | 2025 | 0.16855
ENS | Alternate Scenario | C&I Curtailment | C&I Curtailment-Turnkey-Manual HVAC Control | General | Services | Winter Evening | MW of Load | 1 | 2025 | 0.10896
ENS | Alternate Scenario | C&I Curtailment | C&I Curtailment-Turnkey-Auto-DR HVAC Control | General | Miscellaneous | Winter Evening | MW of Load | 1 | 2025 | 0.018009
ENS | Alternate Scenario | C&I Curtailment | C&I Curtailment-Turnkey-Auto-DR HVAC Control | General | Offices | Winter Evening | MW of Load | 1 | 2025 | 0.0011823
ENS | Alternate Scenario | C&I Curtailment | C&I Curtailment-Turnkey-Auto-DR HVAC Control | General | Retail Trade | Winter Evening | MW of Load | 1 | 2025 | 0.0042454
ENS | Alternate Scenario | C&I Curtailment | C&I Curtailment-Turnkey-Auto-DR HVAC Control | General | Services | Winter Evening | MW of Load | 1 | 2025 | 0.0027445
ENS | Alternate Scenario | C&I Curtailment | C&I Curtailment-Turnkey-Standard Lighting Control | General | Miscellaneous | Winter Evening | MW of Load | 1 | 2025 | 0.30313
ENS | Alternate Scenario | C&I Curtailment | C&I Curtailment-Turnkey-Standard Lighting Control | General | Offices | Winter Evening | MW of Load | 1 | 2025 | 0.0064517
ENS | Alternate Scenario | C&I Curtailment | C&I Curtailment-Turnkey-Standard Lighting Control | General | Retail Trade | Winter Evening | MW of Load | 1 | 2025 | 0.070554
ENS | Alternate Scenario | C&I Curtailment | C&I Curtailment-Turnkey-Standard Lighting Control | General | Services | Winter Evening | MW of Load | 1 | 2025 | 0.045639
ENS | Alternate Scenario | C&I Curtailment | C&I Curtailment-Turnkey-Water Heating Control | General | Miscellaneous | Winter Evening | MW of Load | 1 | 2025 | 0.01749
ENS | Alternate Scenario | C&I Curtailment | C&I Curtailment-Turnkey-Water Heating Control | General | Offices | Winter Evening | MW of Load | 1 | 2025 | 0.00047169
ENS | Alternate Scenario | C&I Curtailment | C&I Curtailment-Turnkey-Water Heating Control | General | Retail Trade | Winter Evening | MW of Load | 1 | 2025 | 0.0092437
ENS | Alternate Scenario | C&I Curtailment | C&I Curtailment-Turnkey-Water Heating Control | General | Services | Winter Evening | MW of Load | 1 | 2025 | 0.0059724
ENS | Alternate Scenario | C&I Curtailment | C&I Curtailment-Turnkey-Other | General | Miscellaneous | Winter Evening | MW of Load | 1 | 2025 | 0.31543
ENS | Alternate Scenario | C&I Curtailment | C&I Curtailment-Turnkey-Other | General | Offices | Winter Evening | MW of Load | 1 | 2025 | 0.0086947
ENS | Alternate Scenario | C&I Curtailment | C&I Curtailment-Turnkey-Other | General | Retail Trade | Winter Evening | MW of Load | 1 | 2025 | 0.099462
ENS | Alternate Scenario | C&I Curtailment | C&I Curtailment-Turnkey-Other | General | Services | Winter Evening | MW of Load | 1 | 2025 | 0.064292
ENS | Alternate Scenario | C&I Curtailment | C&I Curtailment-Turnkey-Manual HVAC Control | Large General | Miscellaneous | Winter Morning | MW of Load | 1 | 2025 | 0.49231
ENS | Alternate Scenario | C&I Curtailment | C&I Curtailment-Turnkey-Manual HVAC Control | Large General | Retail Trade | Winter Morning | MW of Load | 1 | 2025 | 0.021277
ENS | Alternate Scenario | C&I Curtailment | C&I Curtailment-Turnkey-Manual HVAC Control | Large General | Services | Winter Morning | MW of Load | 1 | 2025 | 0.034073
ENS | Alternate Scenario | C&I Curtailment | C&I Curtailment-Turnkey-Auto-DR HVAC Control | Large General | Miscellaneous | Winter Morning | MW of Load | 1 | 2025 | 0.012401
ENS | Alternate Scenario | C&I Curtailment | C&I Curtailment-Turnkey-Auto-DR HVAC Control | Large General | Retail Trade | Winter Morning | MW of Load | 1 | 2025 | 0.00053593
ENS | Alternate Scenario | C&I Curtailment | C&I Curtailment-Turnkey-Auto-DR HVAC Control | Large General | Services | Winter Morning | MW of Load | 1 | 2025 | 0.00085824
ENS | Alternate Scenario | C&I Curtailment | C&I Curtailment-Turnkey-Standard Lighting Control | Large General | Miscellaneous | Winter Morning | MW of Load | 1 | 2025 | 0.21687
ENS | Alternate Scenario | C&I Curtailment | C&I Curtailment-Turnkey-Standard Lighting Control | Large General | Retail Trade | Winter Morning | MW of Load | 1 | 2025 | 0.0088779
ENS | Alternate Scenario | C&I Curtailment | C&I Curtailment-Turnkey-Standard Lighting Control | Large General | Services | Winter Morning | MW of Load | 1 | 2025 | 0.014217
ENS | Alternate Scenario | C&I Curtailment | C&I Curtailment-Turnkey-Water Heating Control | Large General | Miscellaneous | Winter Morning | MW of Load | 1 | 2025 | 0.0097846
ENS | Alternate Scenario | C&I Curtailment | C&I Curtailment-Turnkey-Water Heating Control | Large General | Retail Trade | Winter Morning | MW of Load | 1 | 2025 | 0.0011699
ENS | Alternate Scenario | C&I Curtailment | C&I Curtailment-Turnkey-Water Heating Control | Large General | Services | Winter Morning | MW of Load | 1 | 2025 | 0.0018735
ENS | Alternate Scenario | C&I Curtailment | C&I Curtailment-Turnkey-Other | Large General | Miscellaneous | Winter Morning | MW of Load | 1 | 2025 | 0.21164
ENS | Alternate Scenario | C&I Curtailment | C&I Curtailment-Turnkey-Other | Large General | Retail Trade | Winter Morning | MW of Load | 1 | 2025 | 0.012561
ENS | Alternate Scenario | C&I Curtailment | C&I Curtailment-Turnkey-Other | Large General | Services | Winter Morning | MW of Load | 1 | 2025 | 0.020114
ENS | Alternate Scenario | C&I Curtailment | C&I Curtailment-Turnkey-Manual HVAC Control | Large General | Miscellaneous | Winter Evening | MW of Load | 1 | 2025 | 0.4224
ENS | Alternate Scenario | C&I Curtailment | C&I Curtailment-Turnkey-Manual HVAC Control | Large General | Retail Trade | Winter Evening | MW of Load | 1 | 2025 | 0.018255
ENS | Alternate Scenario | C&I Curtailment | C&I Curtailment-Turnkey-Manual HVAC Control | Large General | Services | Winter Evening | MW of Load | 1 | 2025 | 0.029234
ENS | Alternate Scenario | C&I Curtailment | C&I Curtailment-Turnkey-Auto-DR HVAC Control | Large General | Miscellaneous | Winter Evening | MW of Load | 1 | 2025 | 0.010639
ENS | Alternate Scenario | C&I Curtailment | C&I Curtailment-Turnkey-Auto-DR HVAC Control | Large General | Retail Trade | Winter Evening | MW of Load | 1 | 2025 | 0.00045982
ENS | Alternate Scenario | C&I Curtailment | C&I Curtailment-Turnkey-Auto-DR HVAC Control | Large General | Services | Winter Evening | MW of Load | 1 | 2025 | 0.00073635
ENS | Alternate Scenario | C&I Curtailment | C&I Curtailment-Turnkey-Standard Lighting Control | Large General | Miscellaneous | Winter Evening | MW of Load | 1 | 2025 | 0.18607
ENS | Alternate Scenario | C&I Curtailment | C&I Curtailment-Turnkey-Standard Lighting Control | Large General | Retail Trade | Winter Evening | MW of Load | 1 | 2025 | 0.0076171
ENS | Alternate Scenario | C&I Curtailment | C&I Curtailment-Turnkey-Standard Lighting Control | Large General | Services | Winter Evening | MW of Load | 1 | 2025 | 0.012198
ENS | Alternate Scenario | C&I Curtailment | C&I Curtailment-Turnkey-Water Heating Control | Large General | Miscellaneous | Winter Evening | MW of Load | 1 | 2025 | 0.008395
ENS | Alternate Scenario | C&I Curtailment | C&I Curtailment-Turnkey-Water Heating Control | Large General | Retail Trade | Winter Evening | MW of Load | 1 | 2025 | 0.0010038
ENS | Alternate Scenario | C&I Curtailment | C&I Curtailment-Turnkey-Water Heating Control | Large General | Services | Winter Evening | MW of Load | 1 | 2025 | 0.0016075
ENS | Alternate Scenario | C&I Curtailment | C&I Curtailment-Turnkey-Other | Large General | Miscellaneous | Winter Evening | MW of Load | 1 | 2025 | 0.18158
ENS | Alternate Scenario | C&I Curtailment | C&I Curtailment-Turnkey-Other | Large General | Retail Trade | Winter Evening | MW of Load | 1 | 2025 | 0.010777
ENS | Alternate Scenario | C&I Curtailment | C&I Curtailment-Turnkey-Other | Large General | Services | Winter Evening | MW of Load | 1 | 2025 | 0.017258
ENS | Alternate Scenario | C&I Curtailment | C&I Curtailment-Turnkey-Manual HVAC Control | Small Industrial | Miscellaneous | Winter Morning | MW of Load | 1 | 2025 | 0.08219
ENS | Alternate Scenario | C&I Curtailment | C&I Curtailment-Turnkey-Manual HVAC Control | Small Industrial | Offices | Winter Morning | MW of Load | 1 | 2025 | 0.0010249
ENS | Alternate Scenario | C&I Curtailment | C&I Curtailment-Turnkey-Manual HVAC Control | Small Industrial | Retail Trade | Winter Morning | MW of Load | 1 | 2025 | 0.0035642
ENS | Alternate Scenario | C&I Curtailment | C&I Curtailment-Turnkey-Manual HVAC Control | Small Industrial | Services | Winter Morning | MW of Load | 1 | 2025 | 0.001126
ENS | Alternate Scenario | C&I Curtailment | C&I Curtailment-Turnkey-Auto-DR HVAC Control | Small Industrial | Miscellaneous | Winter Morning | MW of Load | 1 | 2025 | 0.0020702
ENS | Alternate Scenario | C&I Curtailment | C&I Curtailment-Turnkey-Auto-DR HVAC Control | Small Industrial | Offices | Winter Morning | MW of Load | 1 | 2025 | 2.5816e-05
ENS | Alternate Scenario | C&I Curtailment | C&I Curtailment-Turnkey-Auto-DR HVAC Control | Small Industrial | Retail Trade | Winter Morning | MW of Load | 1 | 2025 | 8.9777e-05
ENS | Alternate Scenario | C&I Curtailment | C&I Curtailment-Turnkey-Auto-DR HVAC Control | Small Industrial | Services | Winter Morning | MW of Load | 1 | 2025 | 2.8363e-05
ENS | Alternate Scenario | C&I Curtailment | C&I Curtailment-Turnkey-Standard Lighting Control | Small Industrial | Miscellaneous | Winter Morning | MW of Load | 1 | 2025 | 0.026504
ENS | Alternate Scenario | C&I Curtailment | C&I Curtailment-Turnkey-Standard Lighting Control | Small Industrial | Offices | Winter Morning | MW of Load | 1 | 2025 | 0.00014673
ENS | Alternate Scenario | C&I Curtailment | C&I Curtailment-Turnkey-Standard Lighting Control | Small Industrial | Retail Trade | Winter Morning | MW of Load | 1 | 2025 | 0.001554
ENS | Alternate Scenario | C&I Curtailment | C&I Curtailment-Turnkey-Standard Lighting Control | Small Industrial | Services | Winter Morning | MW of Load | 1 | 2025 | 0.00049095
ENS | Alternate Scenario | C&I Curtailment | C&I Curtailment-Turnkey-Water Heating Control | Small Industrial | Miscellaneous | Winter Morning | MW of Load | 1 | 2025 | 0.0019306
ENS | Alternate Scenario | C&I Curtailment | C&I Curtailment-Turnkey-Water Heating Control | Small Industrial | Offices | Winter Morning | MW of Load | 1 | 2025 | 1.0114e-05
ENS | Alternate Scenario | C&I Curtailment | C&I Curtailment-Turnkey-Water Heating Control | Small Industrial | Retail Trade | Winter Morning | MW of Load | 1 | 2025 | 0.0001889
ENS | Alternate Scenario | C&I Curtailment | C&I Curtailment-Turnkey-Water Heating Control | Small Industrial | Services | Winter Morning | MW of Load | 1 | 2025 | 5.9678e-05
ENS | Alternate Scenario | C&I Curtailment | C&I Curtailment-Turnkey-Other | Small Industrial | Miscellaneous | Winter Morning | MW of Load | 1 | 2025 | 0.030223
ENS | Alternate Scenario | C&I Curtailment | C&I Curtailment-Turnkey-Other | Small Industrial | Offices | Winter Morning | MW of Load | 1 | 2025 | 0.00019067
ENS | Alternate Scenario | C&I Curtailment | C&I Curtailment-Turnkey-Other | Small Industrial | Retail Trade | Winter Morning | MW of Load | 1 | 2025 | 0.002093
ENS | Alternate Scenario | C&I Curtailment | C&I Curtailment-Turnkey-Other | Small Industrial | Services | Winter Morning | MW of Load | 1 | 2025 | 0.00066124
ENS | Alternate Scenario | C&I Curtailment | C&I Curtailment-Turnkey-Industrial | Small Industrial | Manufacturing | Winter Morning | MW of Load | 1 | 2025 | 0.0073954
ENS | Alternate Scenario | C&I Curtailment | C&I Curtailment-Turnkey-Manual HVAC Control | Small Industrial | Miscellaneous | Winter Evening | MW of Load | 1 | 2025 | 0.11254
ENS | Alternate Scenario | C&I Curtailment | C&I Curtailment-Turnkey-Manual HVAC Control | Small Industrial | Offices | Winter Evening | MW of Load | 1 | 2025 | 0.0014034
ENS | Alternate Scenario | C&I Curtailment | C&I Curtailment-Turnkey-Manual HVAC Control | Small Industrial | Retail Trade | Winter Evening | MW of Load | 1 | 2025 | 0.0048805
ENS | Alternate Scenario | C&I Curtailment | C&I Curtailment-Turnkey-Manual HVAC Control | Small Industrial | Services | Winter Evening | MW of Load | 1 | 2025 | 0.0015419
ENS | Alternate Scenario | C&I Curtailment | C&I Curtailment-Turnkey-Auto-DR HVAC Control | Small Industrial | Miscellaneous | Winter Evening | MW of Load | 1 | 2025 | 0.0028347
ENS | Alternate Scenario | C&I Curtailment | C&I Curtailment-Turnkey-Auto-DR HVAC Control | Small Industrial | Offices | Winter Evening | MW of Load | 1 | 2025 | 3.535e-05
ENS | Alternate Scenario | C&I Curtailment | C&I Curtailment-Turnkey-Auto-DR HVAC Control | Small Industrial | Retail Trade | Winter Evening | MW of Load | 1 | 2025 | 0.00012293
ENS | Alternate Scenario | C&I Curtailment | C&I Curtailment-Turnkey-Auto-DR HVAC Control | Small Industrial | Services | Winter Evening | MW of Load | 1 | 2025 | 3.8837e-05
ENS | Alternate Scenario | C&I Curtailment | C&I Curtailment-Turnkey-Standard Lighting Control | Small Industrial | Miscellaneous | Winter Evening | MW of Load | 1 | 2025 | 0.036291
ENS | Alternate Scenario | C&I Curtailment | C&I Curtailment-Turnkey-Standard Lighting Control | Small Industrial | Offices | Winter Evening | MW of Load | 1 | 2025 | 0.00020092
ENS | Alternate Scenario | C&I Curtailment | C&I Curtailment-Turnkey-Standard Lighting Control | Small Industrial | Retail Trade | Winter Evening | MW of Load | 1 | 2025 | 0.0021279
ENS | Alternate Scenario | C&I Curtailment | C&I Curtailment-Turnkey-Standard Lighting Control | Small Industrial | Services | Winter Evening | MW of Load | 1 | 2025 | 0.00067225
ENS | Alternate Scenario | C&I Curtailment | C&I Curtailment-Turnkey-Water Heating Control | Small Industrial | Miscellaneous | Winter Evening | MW of Load | 1 | 2025 | 0.0026435
ENS | Alternate Scenario | C&I Curtailment | C&I Curtailment-Turnkey-Water Heating Control | Small Industrial | Offices | Winter Evening | MW of Load | 1 | 2025 | 1.3849e-05
ENS | Alternate Scenario | C&I Curtailment | C&I Curtailment-Turnkey-Water Heating Control | Small Industrial | Retail Trade | Winter Evening | MW of Load | 1 | 2025 | 0.00025866
ENS | Alternate Scenario | C&I Curtailment | C&I Curtailment-Turnkey-Water Heating Control | Small Industrial | Services | Winter Evening | MW of Load | 1 | 2025 | 8.1716e-05
ENS | Alternate Scenario | C&I Curtailment | C&I Curtailment-Turnkey-Other | Small Industrial | Miscellaneous | Winter Evening | MW of Load | 1 | 2025 | 0.041384
ENS | Alternate Scenario | C&I Curtailment | C&I Curtailment-Turnkey-Other | Small Industrial | Offices | Winter Evening | MW of Load | 1 | 2025 | 0.00026108
ENS | Alternate Scenario | C&I Curtailment | C&I Curtailment-Turnkey-Other | Small Industrial | Retail Trade | Winter Evening | MW of Load | 1 | 2025 | 0.0028659
ENS | Alternate Scenario | C&I Curtailment | C&I Curtailment-Turnkey-Other | Small Industrial | Services | Winter Evening | MW of Load | 1 | 2025 | 0.00090542
ENS | Alternate Scenario | C&I Curtailment | C&I Curtailment-Turnkey-Industrial | Small Industrial | Manufacturing | Winter Evening | MW of Load | 1 | 2025 | 0.010126
ENS | Alternate Scenario | C&I Curtailment | C&I Curtailment-Turnkey-Manual HVAC Control | Medium Industrial | Miscellaneous | Winter Morning | MW of Load | 1 | 2025 | 1.5732
ENS | Alternate Scenario | C&I Curtailment | C&I Curtailment-Turnkey-Manual HVAC Control | Medium Industrial | Offices | Winter Morning | MW of Load | 1 | 2025 | 0.024695
ENS | Alternate Scenario | C&I Curtailment | C&I Curtailment-Turnkey-Manual HVAC Control | Medium Industrial | Retail Trade | Winter Morning | MW of Load | 1 | 2025 | 0.35691
ENS | Alternate Scenario | C&I Curtailment | C&I Curtailment-Turnkey-Manual HVAC Control | Medium Industrial | Services | Winter Morning | MW of Load | 1 | 2025 | 0.016435
ENS | Alternate Scenario | C&I Curtailment | C&I Curtailment-Turnkey-Auto-DR HVAC Control | Medium Industrial | Miscellaneous | Winter Morning | MW of Load | 1 | 2025 | 0.039625
ENS | Alternate Scenario | C&I Curtailment | C&I Curtailment-Turnkey-Auto-DR HVAC Control | Medium Industrial | Offices | Winter Morning | MW of Load | 1 | 2025 | 0.00062202
ENS | Alternate Scenario | C&I Curtailment | C&I Curtailment-Turnkey-Auto-DR HVAC Control | Medium Industrial | Retail Trade | Winter Morning | MW of Load | 1 | 2025 | 0.0089899
ENS | Alternate Scenario | C&I Curtailment | C&I Curtailment-Turnkey-Auto-DR HVAC Control | Medium Industrial | Services | Winter Morning | MW of Load | 1 | 2025 | 0.00041396
ENS | Alternate Scenario | C&I Curtailment | C&I Curtailment-Turnkey-Standard Lighting Control | Medium Industrial | Miscellaneous | Winter Morning | MW of Load | 1 | 2025 | 0.50729
ENS | Alternate Scenario | C&I Curtailment | C&I Curtailment-Turnkey-Standard Lighting Control | Medium Industrial | Offices | Winter Morning | MW of Load | 1 | 2025 | 0.0035354
ENS | Alternate Scenario | C&I Curtailment | C&I Curtailment-Turnkey-Standard Lighting Control | Medium Industrial | Retail Trade | Winter Morning | MW of Load | 1 | 2025 | 0.15561
ENS | Alternate Scenario | C&I Curtailment | C&I Curtailment-Turnkey-Standard Lighting Control | Medium Industrial | Services | Winter Morning | MW of Load | 1 | 2025 | 0.0071654
ENS | Alternate Scenario | C&I Curtailment | C&I Curtailment-Turnkey-Water Heating Control | Medium Industrial | Miscellaneous | Winter Morning | MW of Load | 1 | 2025 | 0.036953
ENS | Alternate Scenario | C&I Curtailment | C&I Curtailment-Turnkey-Water Heating Control | Medium Industrial | Offices | Winter Morning | MW of Load | 1 | 2025 | 0.00024368
ENS | Alternate Scenario | C&I Curtailment | C&I Curtailment-Turnkey-Water Heating Control | Medium Industrial | Retail Trade | Winter Morning | MW of Load | 1 | 2025 | 0.018916
ENS | Alternate Scenario | C&I Curtailment | C&I Curtailment-Turnkey-Water Heating Control | Medium Industrial | Services | Winter Morning | MW of Load | 1 | 2025 | 0.00087101
ENS | Alternate Scenario | C&I Curtailment | C&I Curtailment-Turnkey-Other | Medium Industrial | Miscellaneous | Winter Morning | MW of Load | 1 | 2025 | 0.57849
ENS | Alternate Scenario | C&I Curtailment | C&I Curtailment-Turnkey-Other | Medium Industrial | Offices | Winter Morning | MW of Load | 1 | 2025 | 0.0045939
ENS | Alternate Scenario | C&I Curtailment | C&I Curtailment-Turnkey-Other | Medium Industrial | Retail Trade | Winter Morning | MW of Load | 1 | 2025 | 0.20959
ENS | Alternate Scenario | C&I Curtailment | C&I Curtailment-Turnkey-Other | Medium Industrial | Services | Winter Morning | MW of Load | 1 | 2025 | 0.0096508
ENS | Alternate Scenario | C&I Curtailment | C&I Curtailment-Turnkey-Manual HVAC Control | Medium Industrial | Miscellaneous | Winter Evening | MW of Load | 1 | 2025 | 1.518
ENS | Alternate Scenario | C&I Curtailment | C&I Curtailment-Turnkey-Manual HVAC Control | Medium Industrial | Offices | Winter Evening | MW of Load | 1 | 2025 | 0.023828
ENS | Alternate Scenario | C&I Curtailment | C&I Curtailment-Turnkey-Manual HVAC Control | Medium Industrial | Retail Trade | Winter Evening | MW of Load | 1 | 2025 | 0.34438
ENS | Alternate Scenario | C&I Curtailment | C&I Curtailment-Turnkey-Manual HVAC Control | Medium Industrial | Services | Winter Evening | MW of Load | 1 | 2025 | 0.015858
ENS | Alternate Scenario | C&I Curtailment | C&I Curtailment-Turnkey-Auto-DR HVAC Control | Medium Industrial | Miscellaneous | Winter Evening | MW of Load | 1 | 2025 | 0.038234
ENS | Alternate Scenario | C&I Curtailment | C&I Curtailment-Turnkey-Auto-DR HVAC Control | Medium Industrial | Offices | Winter Evening | MW of Load | 1 | 2025 | 0.00060019
ENS | Alternate Scenario | C&I Curtailment | C&I Curtailment-Turnkey-Auto-DR HVAC Control | Medium Industrial | Retail Trade | Winter Evening | MW of Load | 1 | 2025 | 0.0086743
ENS | Alternate Scenario | C&I Curtailment | C&I Curtailment-Turnkey-Auto-DR HVAC Control | Medium Industrial | Services | Winter Evening | MW of Load | 1 | 2025 | 0.00039943
ENS | Alternate Scenario | C&I Curtailment | C&I Curtailment-Turnkey-Standard Lighting Control | Medium Industrial | Miscellaneous | Winter Evening | MW of Load | 1 | 2025 | 0.48949
ENS | Alternate Scenario | C&I Curtailment | C&I Curtailment-Turnkey-Standard Lighting Control | Medium Industrial | Offices | Winter Evening | MW of Load | 1 | 2025 | 0.0034113
ENS | Alternate Scenario | C&I Curtailment | C&I Curtailment-Turnkey-Standard Lighting Control | Medium Industrial | Retail Trade | Winter Evening | MW of Load | 1 | 2025 | 0.15015
ENS | Alternate Scenario | C&I Curtailment | C&I Curtailment-Turnkey-Standard Lighting Control | Medium Industrial | Services | Winter Evening | MW of Load | 1 | 2025 | 0.0069139
ENS | Alternate Scenario | C&I Curtailment | C&I Curtailment-Turnkey-Water Heating Control | Medium Industrial | Miscellaneous | Winter Evening | MW of Load | 1 | 2025 | 0.035655
ENS | Alternate Scenario | C&I Curtailment | C&I Curtailment-Turnkey-Water Heating Control | Medium Industrial | Offices | Winter Evening | MW of Load | 1 | 2025 | 0.00023513
ENS | Alternate Scenario | C&I Curtailment | C&I Curtailment-Turnkey-Water Heating Control | Medium Industrial | Retail Trade | Winter Evening | MW of Load | 1 | 2025 | 0.018252
ENS | Alternate Scenario | C&I Curtailment | C&I Curtailment-Turnkey-Water Heating Control | Medium Industrial | Services | Winter Evening | MW of Load | 1 | 2025 | 0.00084043
ENS | Alternate Scenario | C&I Curtailment | C&I Curtailment-Turnkey-Other | Medium Industrial | Miscellaneous | Winter Evening | MW of Load | 1 | 2025 | 0.55818
ENS | Alternate Scenario | C&I Curtailment | C&I Curtailment-Turnkey-Other | Medium Industrial | Offices | Winter Evening | MW of Load | 1 | 2025 | 0.0044327
ENS | Alternate Scenario | C&I Curtailment | C&I Curtailment-Turnkey-Other | Medium Industrial | Retail Trade | Winter Evening | MW of Load | 1 | 2025 | 0.20223
ENS | Alternate Scenario | C&I Curtailment | C&I Curtailment-Turnkey-Other | Medium Industrial | Services | Winter Evening | MW of Load | 1 | 2025 | 0.009312
ENS | Alternate Scenario | C&I Curtailment | C&I Curtailment-Turnkey-Manual HVAC Control | Large Industrial | Miscellaneous | Winter Morning | MW of Load | 1 | 2025 | 0.033112
ENS | Alternate Scenario | C&I Curtailment | C&I Curtailment-Turnkey-Auto-DR HVAC Control | Large Industrial | Miscellaneous | Winter Morning | MW of Load | 1 | 2025 | 0.00083403
ENS | Alternate Scenario | C&I Curtailment | C&I Curtailment-Turnkey-Standard Lighting Control | Large Industrial | Miscellaneous | Winter Morning | MW of Load | 1 | 2025 | 0.014586
ENS | Alternate Scenario | C&I Curtailment | C&I Curtailment-Turnkey-Water Heating Control | Large Industrial | Miscellaneous | Winter Morning | MW of Load | 1 | 2025 | 0.00065809
ENS | Alternate Scenario | C&I Curtailment | C&I Curtailment-Turnkey-Other | Large Industrial | Miscellaneous | Winter Morning | MW of Load | 1 | 2025 | 0.014234
ENS | Alternate Scenario | C&I Curtailment | C&I Curtailment-Turnkey-Industrial | Large Industrial | Manufacturing | Winter Morning | MW of Load | 1 | 2025 | 0.0028564
ENS | Alternate Scenario | C&I Curtailment | C&I Curtailment-Turnkey-Manual HVAC Control | Large Industrial | Miscellaneous | Winter Evening | MW of Load | 1 | 2025 | 0.032831
ENS | Alternate Scenario | C&I Curtailment | C&I Curtailment-Turnkey-Auto-DR HVAC Control | Large Industrial | Miscellaneous | Winter Evening | MW of Load | 1 | 2025 | 0.00082696
ENS | Alternate Scenario | C&I Curtailment | C&I Curtailment-Turnkey-Standard Lighting Control | Large Industrial | Miscellaneous | Winter Evening | MW of Load | 1 | 2025 | 0.014462
ENS | Alternate Scenario | C&I Curtailment | C&I Curtailment-Turnkey-Water Heating Control | Large Industrial | Miscellaneous | Winter Evening | MW of Load | 1 | 2025 | 0.00065251
ENS | Alternate Scenario | C&I Curtailment | C&I Curtailment-Turnkey-Other | Large Industrial | Miscellaneous | Winter Evening | MW of Load | 1 | 2025 | 0.014114
ENS | Alternate Scenario | C&I Curtailment | C&I Curtailment-Turnkey-Industrial | Large Industrial | Manufacturing | Winter Evening | MW of Load | 1 | 2025 | 0.0028322
ENS | Alternate Scenario | Dynamic Pricing | Dynamic Pricing with enabling tech. | Small General | Manufacturing | Winter Morning | MW of Load | 1 | 2025 | 0.00093978
ENS | Alternate Scenario | Dynamic Pricing | Dynamic Pricing with enabling tech. | Small General | Manufacturing | Winter Evening | MW of Load | 1 | 2025 | 0.0010881
ENS | Alternate Scenario | Dynamic Pricing | Dynamic Pricing with enabling tech. | Residential Charitable | Residential LI | Winter Morning | MW of Load | 1 | 2025 | 0.01484
ENS | Alternate Scenario | Dynamic Pricing | Dynamic Pricing with enabling tech. | Residential Charitable | Residential Market Rate | Winter Morning | MW of Load | 1 | 2025 | 0.084443
ENS | Alternate Scenario | Dynamic Pricing | Dynamic Pricing w/o enabling tech. | Residential Charitable | Residential LI | Winter Morning | MW of Load | 1 | 2025 | 0.7071
ENS | Alternate Scenario | Dynamic Pricing | Dynamic Pricing w/o enabling tech. | Residential Charitable | Residential Market Rate | Winter Morning | MW of Load | 1 | 2025 | 4.0235
ENS | Alternate Scenario | Dynamic Pricing | Dynamic Pricing with enabling tech. | Residential Charitable | Residential LI | Winter Evening | MW of Load | 1 | 2025 | 0.016851
ENS | Alternate Scenario | Dynamic Pricing | Dynamic Pricing with enabling tech. | Residential Charitable | Residential Market Rate | Winter Evening | MW of Load | 1 | 2025 | 0.095886
ENS | Alternate Scenario | Dynamic Pricing | Dynamic Pricing w/o enabling tech. | Residential Charitable | Residential LI | Winter Evening | MW of Load | 1 | 2025 | 0.80292
ENS | Alternate Scenario | Dynamic Pricing | Dynamic Pricing w/o enabling tech. | Residential Charitable | Residential Market Rate | Winter Evening | MW of Load | 1 | 2025 | 4.5687
ENS | Alternate Scenario | BTM Battery Control | BTM Battery Control-BYOB | Residential Charitable | Residential Market Rate | Winter Morning | MW of Load | 0 | 2025 | 0.01703
ENS | Alternate Scenario | BTM Battery Control | BTM Battery Control-BYOB | Residential Charitable | Residential Market Rate | Winter Evening | MW of Load | 0 | 2025 | 0.02197
ENS | Alternate Scenario | EV Charging Control | EV Charging Control | EV Res LDV | EV | Winter Morning | MW of Load | 0 | 2025 | 0.0014699
ENS | Alternate Scenario | EV Charging Control | EV Charging Control | EV Res LDV | EV | Winter Evening | MW of Load | 0 | 2025 | 0.017639
ENS | Alternate Scenario | EV Charging Control | EV Charging Control | EV Com LDV | EV | Winter Morning | MW of Load | 0 | 2025 | 0.00049697
ENS | Alternate Scenario | EV Charging Control | EV Charging Control | EV Com LDV | EV | Winter Evening | MW of Load | 0 | 2025 | 0.0059636
ENS | Alternate Scenario | Time-of-Use Rates (TOU) | Time-of-Use Rates (TOU) | Residential Charitable | Residential LI | Winter Morning | MW of Load | 0 | 2025 | 0.22779
ENS | Alternate Scenario | Time-of-Use Rates (TOU) | Time-of-Use Rates (TOU) | Residential Charitable | Residential Market Rate | Winter Morning | MW of Load | 0 | 2025 | 1.2986
ENS | Alternate Scenario | Time-of-Use Rates (TOU) | Time-of-Use Rates (TOU) | Residential Charitable | Residential LI | Winter Evening | MW of Load | 0 | 2025 | 0.25866
ENS | Alternate Scenario | Time-of-Use Rates (TOU) | Time-of-Use Rates (TOU) | Residential Charitable | Residential Market Rate | Winter Evening | MW of Load | 0 | 2025 | 1.4746
ENS | Alternate Scenario | DLC-Thermostat | DLC-Thermostat-BYOT-Central Heat Pump | Residential Charitable | Residential LI | Winter Morning | MW of Load | 0 | 2026 | 0.02153
ENS | Alternate Scenario | DLC-Thermostat | DLC-Thermostat-BYOT-Central Heat Pump | Residential Charitable | Residential Market Rate | Winter Morning | MW of Load | 0 | 2026 | 0.17067
ENS | Alternate Scenario | DLC-Thermostat | DLC-Thermostat-DI-Baseboard Heating | Residential Charitable | Residential LI | Winter Morning | MW of Load | 0 | 2026 | 0.12612
ENS | Alternate Scenario | DLC-Thermostat | DLC-Thermostat-DI-Baseboard Heating | Residential Charitable | Residential Market Rate | Winter Morning | MW of Load | 0 | 2026 | 1.3225
ENS | Alternate Scenario | DLC-Thermostat | DLC-Thermostat-BYOT-Baseboard Heating | Residential Charitable | Residential LI | Winter Morning | MW of Load | 0 | 2026 | 0.014753
ENS | Alternate Scenario | DLC-Thermostat | DLC-Thermostat-BYOT-Baseboard Heating | Residential Charitable | Residential Market Rate | Winter Morning | MW of Load | 0 | 2026 | 0.1547
ENS | Alternate Scenario | DLC-Thermostat | DLC-Thermostat-DI-MSHP | Residential Charitable | Residential LI | Winter Morning | MW of Load | 0 | 2026 | 0.062961
ENS | Alternate Scenario | DLC-Thermostat | DLC-Thermostat-DI-MSHP | Residential Charitable | Residential Market Rate | Winter Morning | MW of Load | 0 | 2026 | 0.77637
ENS | Alternate Scenario | DLC-Thermostat | DLC-Thermostat-BYOT-MSHP | Residential Charitable | Residential LI | Winter Morning | MW of Load | 0 | 2026 | 0.0056747
ENS | Alternate Scenario | DLC-Thermostat | DLC-Thermostat-BYOT-MSHP | Residential Charitable | Residential Market Rate | Winter Morning | MW of Load | 0 | 2026 | 0.069974
ENS | Alternate Scenario | DLC-Thermostat | DLC-Thermostat-BYOT-Central Heat Pump | Residential Charitable | Residential LI | Winter Evening | MW of Load | 0 | 2026 | 0.02153
ENS | Alternate Scenario | DLC-Thermostat | DLC-Thermostat-BYOT-Central Heat Pump | Residential Charitable | Residential Market Rate | Winter Evening | MW of Load | 0 | 2026 | 0.17067
ENS | Alternate Scenario | DLC-Thermostat | DLC-Thermostat-DI-Baseboard Heating | Residential Charitable | Residential LI | Winter Evening | MW of Load | 0 | 2026 | 0.12612
ENS | Alternate Scenario | DLC-Thermostat | DLC-Thermostat-DI-Baseboard Heating | Residential Charitable | Residential Market Rate | Winter Evening | MW of Load | 0 | 2026 | 1.3225
ENS | Alternate Scenario | DLC-Thermostat | DLC-Thermostat-BYOT-Baseboard Heating | Residential Charitable | Residential LI | Winter Evening | MW of Load | 0 | 2026 | 0.014753
ENS | Alternate Scenario | DLC-Thermostat | DLC-Thermostat-BYOT-Baseboard Heating | Residential Charitable | Residential Market Rate | Winter Evening | MW of Load | 0 | 2026 | 0.1547
ENS | Alternate Scenario | DLC-Thermostat | DLC-Thermostat-DI-MSHP | Residential Charitable | Residential LI | Winter Evening | MW of Load | 0 | 2026 | 0.062961
ENS | Alternate Scenario | DLC-Thermostat | DLC-Thermostat-DI-MSHP | Residential Charitable | Residential Market Rate | Winter Evening | MW of Load | 0 | 2026 | 0.77637
ENS | Alternate Scenario | DLC-Thermostat | DLC-Thermostat-BYOT-MSHP | Residential Charitable | Residential LI | Winter Evening | MW of Load | 0 | 2026 | 0.0056747
ENS | Alternate Scenario | DLC-Thermostat | DLC-Thermostat-BYOT-MSHP | Residential Charitable | Residential Market Rate | Winter Evening | MW of Load | 0 | 2026 | 0.069974
ENS | Alternate Scenario | DLC-Water Heating | DLC-Switch-Water Heating | Residential Charitable | Residential LI | Winter Morning | MW of Load | 0 | 2026 | 0.068317
ENS | Alternate Scenario | DLC-Water Heating | DLC-Switch-Water Heating | Residential Charitable | Residential Market Rate | Winter Morning | MW of Load | 0 | 2026 | 0.79022
ENS | Alternate Scenario | DLC-Water Heating | DLC-Switch-Water Heating | Residential Charitable | Residential LI | Winter Evening | MW of Load | 0 | 2026 | 0.057742
ENS | Alternate Scenario | DLC-Water Heating | DLC-Switch-Water Heating | Residential Charitable | Residential Market Rate | Winter Evening | MW of Load | 0 | 2026 | 0.6679
ENS | Alternate Scenario | C&I Curtailment | C&I Curtailment-Turnkey-Manual HVAC Control | General | Miscellaneous | Winter Morning | MW of Load | 1 | 2026 | 0.49587
ENS | Alternate Scenario | C&I Curtailment | C&I Curtailment-Turnkey-Manual HVAC Control | General | Offices | Winter Morning | MW of Load | 1 | 2026 | 0.032801
ENS | Alternate Scenario | C&I Curtailment | C&I Curtailment-Turnkey-Manual HVAC Control | General | Retail Trade | Winter Morning | MW of Load | 1 | 2026 | 0.11642
ENS | Alternate Scenario | C&I Curtailment | C&I Curtailment-Turnkey-Manual HVAC Control | General | Services | Winter Morning | MW of Load | 1 | 2026 | 0.075263
ENS | Alternate Scenario | C&I Curtailment | C&I Curtailment-Turnkey-Auto-DR HVAC Control | General | Miscellaneous | Winter Morning | MW of Load | 1 | 2026 | 0.015672
ENS | Alternate Scenario | C&I Curtailment | C&I Curtailment-Turnkey-Auto-DR HVAC Control | General | Offices | Winter Morning | MW of Load | 1 | 2026 | 0.0010367
ENS | Alternate Scenario | C&I Curtailment | C&I Curtailment-Turnkey-Auto-DR HVAC Control | General | Retail Trade | Winter Morning | MW of Load | 1 | 2026 | 0.0036795
ENS | Alternate Scenario | C&I Curtailment | C&I Curtailment-Turnkey-Auto-DR HVAC Control | General | Services | Winter Morning | MW of Load | 1 | 2026 | 0.0023787
ENS | Alternate Scenario | C&I Curtailment | C&I Curtailment-Turnkey-Standard Lighting Control | General | Miscellaneous | Winter Morning | MW of Load | 1 | 2026 | 0.20828
ENS | Alternate Scenario | C&I Curtailment | C&I Curtailment-Turnkey-Standard Lighting Control | General | Offices | Winter Morning | MW of Load | 1 | 2026 | 0.0043655
ENS | Alternate Scenario | C&I Curtailment | C&I Curtailment-Turnkey-Standard Lighting Control | General | Retail Trade | Winter Morning | MW of Load | 1 | 2026 | 0.047954
ENS | Alternate Scenario | C&I Curtailment | C&I Curtailment-Turnkey-Standard Lighting Control | General | Services | Winter Morning | MW of Load | 1 | 2026 | 0.031025
ENS | Alternate Scenario | C&I Curtailment | C&I Curtailment-Turnkey-Water Heating Control | General | Miscellaneous | Winter Morning | MW of Load | 1 | 2026 | 0.012383
ENS | Alternate Scenario | C&I Curtailment | C&I Curtailment-Turnkey-Water Heating Control | General | Offices | Winter Morning | MW of Load | 1 | 2026 | 0.00033298
ENS | Alternate Scenario | C&I Curtailment | C&I Curtailment-Turnkey-Water Heating Control | General | Retail Trade | Winter Morning | MW of Load | 1 | 2026 | 0.006572
ENS | Alternate Scenario | C&I Curtailment | C&I Curtailment-Turnkey-Water Heating Control | General | Services | Winter Morning | MW of Load | 1 | 2026 | 0.0042457
ENS | Alternate Scenario | C&I Curtailment | C&I Curtailment-Turnkey-Other | General | Miscellaneous | Winter Morning | MW of Load | 1 | 2026 | 0.22213
ENS | Alternate Scenario | C&I Curtailment | C&I Curtailment-Turnkey-Other | General | Offices | Winter Morning | MW of Load | 1 | 2026 | 0.0061087
ENS | Alternate Scenario | C&I Curtailment | C&I Curtailment-Turnkey-Other | General | Retail Trade | Winter Morning | MW of Load | 1 | 2026 | 0.070121
ENS | Alternate Scenario | C&I Curtailment | C&I Curtailment-Turnkey-Other | General | Services | Winter Morning | MW of Load | 1 | 2026 | 0.045325
ENS | Alternate Scenario | C&I Curtailment | C&I Curtailment-Turnkey-Manual HVAC Control | General | Miscellaneous | Winter Evening | MW of Load | 1 | 2026 | 0.58116
ENS | Alternate Scenario | C&I Curtailment | C&I Curtailment-Turnkey-Manual HVAC Control | General | Offices | Winter Evening | MW of Load | 1 | 2026 | 0.038442
ENS | Alternate Scenario | C&I Curtailment | C&I Curtailment-Turnkey-Manual HVAC Control | General | Retail Trade | Winter Evening | MW of Load | 1 | 2026 | 0.13645
ENS | Alternate Scenario | C&I Curtailment | C&I Curtailment-Turnkey-Manual HVAC Control | General | Services | Winter Evening | MW of Load | 1 | 2026 | 0.088208
ENS | Alternate Scenario | C&I Curtailment | C&I Curtailment-Turnkey-Auto-DR HVAC Control | General | Miscellaneous | Winter Evening | MW of Load | 1 | 2026 | 0.018367
ENS | Alternate Scenario | C&I Curtailment | C&I Curtailment-Turnkey-Auto-DR HVAC Control | General | Offices | Winter Evening | MW of Load | 1 | 2026 | 0.001215
ENS | Alternate Scenario | C&I Curtailment | C&I Curtailment-Turnkey-Auto-DR HVAC Control | General | Retail Trade | Winter Evening | MW of Load | 1 | 2026 | 0.0043124
ENS | Alternate Scenario | C&I Curtailment | C&I Curtailment-Turnkey-Auto-DR HVAC Control | General | Services | Winter Evening | MW of Load | 1 | 2026 | 0.0027878
ENS | Alternate Scenario | C&I Curtailment | C&I Curtailment-Turnkey-Standard Lighting Control | General | Miscellaneous | Winter Evening | MW of Load | 1 | 2026 | 0.24411
ENS | Alternate Scenario | C&I Curtailment | C&I Curtailment-Turnkey-Standard Lighting Control | General | Offices | Winter Evening | MW of Load | 1 | 2026 | 0.0051164
ENS | Alternate Scenario | C&I Curtailment | C&I Curtailment-Turnkey-Standard Lighting Control | General | Retail Trade | Winter Evening | MW of Load | 1 | 2026 | 0.056202
ENS | Alternate Scenario | C&I Curtailment | C&I Curtailment-Turnkey-Standard Lighting Control | General | Services | Winter Evening | MW of Load | 1 | 2026 | 0.036361
ENS | Alternate Scenario | C&I Curtailment | C&I Curtailment-Turnkey-Water Heating Control | General | Miscellaneous | Winter Evening | MW of Load | 1 | 2026 | 0.014512
ENS | Alternate Scenario | C&I Curtailment | C&I Curtailment-Turnkey-Water Heating Control | General | Offices | Winter Evening | MW of Load | 1 | 2026 | 0.00039025
ENS | Alternate Scenario | C&I Curtailment | C&I Curtailment-Turnkey-Water Heating Control | General | Retail Trade | Winter Evening | MW of Load | 1 | 2026 | 0.0077024
ENS | Alternate Scenario | C&I Curtailment | C&I Curtailment-Turnkey-Water Heating Control | General | Services | Winter Evening | MW of Load | 1 | 2026 | 0.004976
ENS | Alternate Scenario | C&I Curtailment | C&I Curtailment-Turnkey-Other | General | Miscellaneous | Winter Evening | MW of Load | 1 | 2026 | 0.26034
ENS | Alternate Scenario | C&I Curtailment | C&I Curtailment-Turnkey-Other | General | Offices | Winter Evening | MW of Load | 1 | 2026 | 0.0071594
ENS | Alternate Scenario | C&I Curtailment | C&I Curtailment-Turnkey-Other | General | Retail Trade | Winter Evening | MW of Load | 1 | 2026 | 0.082182
ENS | Alternate Scenario | C&I Curtailment | C&I Curtailment-Turnkey-Other | General | Services | Winter Evening | MW of Load | 1 | 2026 | 0.053121
ENS | Alternate Scenario | C&I Curtailment | C&I Curtailment-Turnkey-Manual HVAC Control | Large General | Miscellaneous | Winter Morning | MW of Load | 1 | 2026 | 0.39918
ENS | Alternate Scenario | C&I Curtailment | C&I Curtailment-Turnkey-Manual HVAC Control | Large General | Retail Trade | Winter Morning | MW of Load | 1 | 2026 | 0.017147
ENS | Alternate Scenario | C&I Curtailment | C&I Curtailment-Turnkey-Manual HVAC Control | Large General | Services | Winter Morning | MW of Load | 1 | 2026 | 0.027459
ENS | Alternate Scenario | C&I Curtailment | C&I Curtailment-Turnkey-Auto-DR HVAC Control | Large General | Miscellaneous | Winter Morning | MW of Load | 1 | 2026 | 0.012616
ENS | Alternate Scenario | C&I Curtailment | C&I Curtailment-Turnkey-Auto-DR HVAC Control | Large General | Retail Trade | Winter Morning | MW of Load | 1 | 2026 | 0.00054192
ENS | Alternate Scenario | C&I Curtailment | C&I Curtailment-Turnkey-Auto-DR HVAC Control | Large General | Services | Winter Morning | MW of Load | 1 | 2026 | 0.00086782
ENS | Alternate Scenario | C&I Curtailment | C&I Curtailment-Turnkey-Standard Lighting Control | Large General | Miscellaneous | Winter Morning | MW of Load | 1 | 2026 | 0.17413
ENS | Alternate Scenario | C&I Curtailment | C&I Curtailment-Turnkey-Standard Lighting Control | Large General | Retail Trade | Winter Morning | MW of Load | 1 | 2026 | 0.0070348
ENS | Alternate Scenario | C&I Curtailment | C&I Curtailment-Turnkey-Standard Lighting Control | Large General | Services | Winter Morning | MW of Load | 1 | 2026 | 0.011265
ENS | Alternate Scenario | C&I Curtailment | C&I Curtailment-Turnkey-Water Heating Control | Large General | Miscellaneous | Winter Morning | MW of Load | 1 | 2026 | 0.0080406
ENS | Alternate Scenario | C&I Curtailment | C&I Curtailment-Turnkey-Water Heating Control | Large General | Retail Trade | Winter Morning | MW of Load | 1 | 2026 | 0.00097119
ENS | Alternate Scenario | C&I Curtailment | C&I Curtailment-Turnkey-Water Heating Control | Large General | Services | Winter Morning | MW of Load | 1 | 2026 | 0.0015553
ENS | Alternate Scenario | C&I Curtailment | C&I Curtailment-Turnkey-Other | Large General | Miscellaneous | Winter Morning | MW of Load | 1 | 2026 | 0.17379
ENS | Alternate Scenario | C&I Curtailment | C&I Curtailment-Turnkey-Other | Large General | Retail Trade | Winter Morning | MW of Load | 1 | 2026 | 0.010334
ENS | Alternate Scenario | C&I Curtailment | C&I Curtailment-Turnkey-Other | Large General | Services | Winter Morning | MW of Load | 1 | 2026 | 0.016549
ENS | Alternate Scenario | C&I Curtailment | C&I Curtailment-Turnkey-Manual HVAC Control | Large General | Miscellaneous | Winter Evening | MW of Load | 1 | 2026 | 0.3437
ENS | Alternate Scenario | C&I Curtailment | C&I Curtailment-Turnkey-Manual HVAC Control | Large General | Retail Trade | Winter Evening | MW of Load | 1 | 2026 | 0.014764
ENS | Alternate Scenario | C&I Curtailment | C&I Curtailment-Turnkey-Manual HVAC Control | Large General | Services | Winter Evening | MW of Load | 1 | 2026 | 0.023642
ENS | Alternate Scenario | C&I Curtailment | C&I Curtailment-Turnkey-Auto-DR HVAC Control | Large General | Miscellaneous | Winter Evening | MW of Load | 1 | 2026 | 0.010863
ENS | Alternate Scenario | C&I Curtailment | C&I Curtailment-Turnkey-Auto-DR HVAC Control | Large General | Retail Trade | Winter Evening | MW of Load | 1 | 2026 | 0.0004666
ENS | Alternate Scenario | C&I Curtailment | C&I Curtailment-Turnkey-Auto-DR HVAC Control | Large General | Services | Winter Evening | MW of Load | 1 | 2026 | 0.00074721
ENS | Alternate Scenario | C&I Curtailment | C&I Curtailment-Turnkey-Standard Lighting Control | Large General | Miscellaneous | Winter Evening | MW of Load | 1 | 2026 | 0.14993
ENS | Alternate Scenario | C&I Curtailment | C&I Curtailment-Turnkey-Standard Lighting Control | Large General | Retail Trade | Winter Evening | MW of Load | 1 | 2026 | 0.006057
ENS | Alternate Scenario | C&I Curtailment | C&I Curtailment-Turnkey-Standard Lighting Control | Large General | Services | Winter Evening | MW of Load | 1 | 2026 | 0.0096996
ENS | Alternate Scenario | C&I Curtailment | C&I Curtailment-Turnkey-Water Heating Control | Large General | Miscellaneous | Winter Evening | MW of Load | 1 | 2026 | 0.0069231
ENS | Alternate Scenario | C&I Curtailment | C&I Curtailment-Turnkey-Water Heating Control | Large General | Retail Trade | Winter Evening | MW of Load | 1 | 2026 | 0.00083621
ENS | Alternate Scenario | C&I Curtailment | C&I Curtailment-Turnkey-Water Heating Control | Large General | Services | Winter Evening | MW of Load | 1 | 2026 | 0.0013391
ENS | Alternate Scenario | C&I Curtailment | C&I Curtailment-Turnkey-Other | Large General | Miscellaneous | Winter Evening | MW of Load | 1 | 2026 | 0.14964
ENS | Alternate Scenario | C&I Curtailment | C&I Curtailment-Turnkey-Other | Large General | Retail Trade | Winter Evening | MW of Load | 1 | 2026 | 0.0088981
ENS | Alternate Scenario | C&I Curtailment | C&I Curtailment-Turnkey-Other | Large General | Services | Winter Evening | MW of Load | 1 | 2026 | 0.014249
ENS | Alternate Scenario | C&I Curtailment | C&I Curtailment-Turnkey-Manual HVAC Control | Small Industrial | Miscellaneous | Winter Morning | MW of Load | 1 | 2026 | 0.066582
ENS | Alternate Scenario | C&I Curtailment | C&I Curtailment-Turnkey-Manual HVAC Control | Small Industrial | Offices | Winter Morning | MW of Load | 1 | 2026 | 0.00083393
ENS | Alternate Scenario | C&I Curtailment | C&I Curtailment-Turnkey-Manual HVAC Control | Small Industrial | Retail Trade | Winter Morning | MW of Load | 1 | 2026 | 0.0028747
ENS | Alternate Scenario | C&I Curtailment | C&I Curtailment-Turnkey-Manual HVAC Control | Small Industrial | Services | Winter Morning | MW of Load | 1 | 2026 | 0.00090819
ENS | Alternate Scenario | C&I Curtailment | C&I Curtailment-Turnkey-Auto-DR HVAC Control | Small Industrial | Miscellaneous | Winter Morning | MW of Load | 1 | 2026 | 0.0021043
ENS | Alternate Scenario | C&I Curtailment | C&I Curtailment-Turnkey-Auto-DR HVAC Control | Small Industrial | Offices | Winter Morning | MW of Load | 1 | 2026 | 2.6356e-05
ENS | Alternate Scenario | C&I Curtailment | C&I Curtailment-Turnkey-Auto-DR HVAC Control | Small Industrial | Retail Trade | Winter Morning | MW of Load | 1 | 2026 | 9.0854e-05
ENS | Alternate Scenario | C&I Curtailment | C&I Curtailment-Turnkey-Auto-DR HVAC Control | Small Industrial | Services | Winter Morning | MW of Load | 1 | 2026 | 2.8703e-05
ENS | Alternate Scenario | C&I Curtailment | C&I Curtailment-Turnkey-Standard Lighting Control | Small Industrial | Miscellaneous | Winter Morning | MW of Load | 1 | 2026 | 0.021191
ENS | Alternate Scenario | C&I Curtailment | C&I Curtailment-Turnkey-Standard Lighting Control | Small Industrial | Offices | Winter Morning | MW of Load | 1 | 2026 | 0.0001168
ENS | Alternate Scenario | C&I Curtailment | C&I Curtailment-Turnkey-Standard Lighting Control | Small Industrial | Retail Trade | Winter Morning | MW of Load | 1 | 2026 | 0.0012447
ENS | Alternate Scenario | C&I Curtailment | C&I Curtailment-Turnkey-Standard Lighting Control | Small Industrial | Services | Winter Morning | MW of Load | 1 | 2026 | 0.00039324
ENS | Alternate Scenario | C&I Curtailment | C&I Curtailment-Turnkey-Water Heating Control | Small Industrial | Miscellaneous | Winter Morning | MW of Load | 1 | 2026 | 0.0015897
ENS | Alternate Scenario | C&I Curtailment | C&I Curtailment-Turnkey-Water Heating Control | Small Industrial | Offices | Winter Morning | MW of Load | 1 | 2026 | 8.2747e-06
ENS | Alternate Scenario | C&I Curtailment | C&I Curtailment-Turnkey-Water Heating Control | Small Industrial | Retail Trade | Winter Morning | MW of Load | 1 | 2026 | 0.00015518
ENS | Alternate Scenario | C&I Curtailment | C&I Curtailment-Turnkey-Water Heating Control | Small Industrial | Services | Winter Morning | MW of Load | 1 | 2026 | 4.9025e-05
ENS | Alternate Scenario | C&I Curtailment | C&I Curtailment-Turnkey-Other | Small Industrial | Miscellaneous | Winter Morning | MW of Load | 1 | 2026 | 0.024789
ENS | Alternate Scenario | C&I Curtailment | C&I Curtailment-Turnkey-Other | Small Industrial | Offices | Winter Morning | MW of Load | 1 | 2026 | 0.00015605
ENS | Alternate Scenario | C&I Curtailment | C&I Curtailment-Turnkey-Other | Small Industrial | Retail Trade | Winter Morning | MW of Load | 1 | 2026 | 0.0017163
ENS | Alternate Scenario | C&I Curtailment | C&I Curtailment-Turnkey-Other | Small Industrial | Services | Winter Morning | MW of Load | 1 | 2026 | 0.00054223
ENS | Alternate Scenario | C&I Curtailment | C&I Curtailment-Turnkey-Industrial | Small Industrial | Manufacturing | Winter Morning | MW of Load | 1 | 2026 | 0.0060334
ENS | Alternate Scenario | C&I Curtailment | C&I Curtailment-Turnkey-Manual HVAC Control | Small Industrial | Miscellaneous | Winter Evening | MW of Load | 1 | 2026 | 0.091492
ENS | Alternate Scenario | C&I Curtailment | C&I Curtailment-Turnkey-Manual HVAC Control | Small Industrial | Offices | Winter Evening | MW of Load | 1 | 2026 | 0.0011459
ENS | Alternate Scenario | C&I Curtailment | C&I Curtailment-Turnkey-Manual HVAC Control | Small Industrial | Retail Trade | Winter Evening | MW of Load | 1 | 2026 | 0.0039502
ENS | Alternate Scenario | C&I Curtailment | C&I Curtailment-Turnkey-Manual HVAC Control | Small Industrial | Services | Winter Evening | MW of Load | 1 | 2026 | 0.001248
ENS | Alternate Scenario | C&I Curtailment | C&I Curtailment-Turnkey-Auto-DR HVAC Control | Small Industrial | Miscellaneous | Winter Evening | MW of Load | 1 | 2026 | 0.0028916
ENS | Alternate Scenario | C&I Curtailment | C&I Curtailment-Turnkey-Auto-DR HVAC Control | Small Industrial | Offices | Winter Evening | MW of Load | 1 | 2026 | 3.6217e-05
ENS | Alternate Scenario | C&I Curtailment | C&I Curtailment-Turnkey-Auto-DR HVAC Control | Small Industrial | Retail Trade | Winter Evening | MW of Load | 1 | 2026 | 0.00012484
ENS | Alternate Scenario | C&I Curtailment | C&I Curtailment-Turnkey-Auto-DR HVAC Control | Small Industrial | Services | Winter Evening | MW of Load | 1 | 2026 | 3.9442e-05
ENS | Alternate Scenario | C&I Curtailment | C&I Curtailment-Turnkey-Standard Lighting Control | Small Industrial | Miscellaneous | Winter Evening | MW of Load | 1 | 2026 | 0.029119
ENS | Alternate Scenario | C&I Curtailment | C&I Curtailment-Turnkey-Standard Lighting Control | Small Industrial | Offices | Winter Evening | MW of Load | 1 | 2026 | 0.00016049
ENS | Alternate Scenario | C&I Curtailment | C&I Curtailment-Turnkey-Standard Lighting Control | Small Industrial | Retail Trade | Winter Evening | MW of Load | 1 | 2026 | 0.0017104
ENS | Alternate Scenario | C&I Curtailment | C&I Curtailment-Turnkey-Standard Lighting Control | Small Industrial | Services | Winter Evening | MW of Load | 1 | 2026 | 0.00054037
ENS | Alternate Scenario | C&I Curtailment | C&I Curtailment-Turnkey-Water Heating Control | Small Industrial | Miscellaneous | Winter Evening | MW of Load | 1 | 2026 | 0.0021845
ENS | Alternate Scenario | C&I Curtailment | C&I Curtailment-Turnkey-Water Heating Control | Small Industrial | Offices | Winter Evening | MW of Load | 1 | 2026 | 1.137e-05
ENS | Alternate Scenario | C&I Curtailment | C&I Curtailment-Turnkey-Water Heating Control | Small Industrial | Retail Trade | Winter Evening | MW of Load | 1 | 2026 | 0.00021323
ENS | Alternate Scenario | C&I Curtailment | C&I Curtailment-Turnkey-Water Heating Control | Small Industrial | Services | Winter Evening | MW of Load | 1 | 2026 | 6.7366e-05
ENS | Alternate Scenario | C&I Curtailment | C&I Curtailment-Turnkey-Other | Small Industrial | Miscellaneous | Winter Evening | MW of Load | 1 | 2026 | 0.034063
ENS | Alternate Scenario | C&I Curtailment | C&I Curtailment-Turnkey-Other | Small Industrial | Offices | Winter Evening | MW of Load | 1 | 2026 | 0.00021443
ENS | Alternate Scenario | C&I Curtailment | C&I Curtailment-Turnkey-Other | Small Industrial | Retail Trade | Winter Evening | MW of Load | 1 | 2026 | 0.0023584
ENS | Alternate Scenario | C&I Curtailment | C&I Curtailment-Turnkey-Other | Small Industrial | Services | Winter Evening | MW of Load | 1 | 2026 | 0.00074509
ENS | Alternate Scenario | C&I Curtailment | C&I Curtailment-Turnkey-Industrial | Small Industrial | Manufacturing | Winter Evening | MW of Load | 1 | 2026 | 0.0082906
ENS | Alternate Scenario | C&I Curtailment | C&I Curtailment-Turnkey-Manual HVAC Control | Medium Industrial | Miscellaneous | Winter Morning | MW of Load | 1 | 2026 | 1.2753
ENS | Alternate Scenario | C&I Curtailment | C&I Curtailment-Turnkey-Manual HVAC Control | Medium Industrial | Offices | Winter Morning | MW of Load | 1 | 2026 | 0.020107
ENS | Alternate Scenario | C&I Curtailment | C&I Curtailment-Turnkey-Manual HVAC Control | Medium Industrial | Retail Trade | Winter Morning | MW of Load | 1 | 2026 | 0.28807
ENS | Alternate Scenario | C&I Curtailment | C&I Curtailment-Turnkey-Manual HVAC Control | Medium Industrial | Services | Winter Morning | MW of Load | 1 | 2026 | 0.013265
ENS | Alternate Scenario | C&I Curtailment | C&I Curtailment-Turnkey-Auto-DR HVAC Control | Medium Industrial | Miscellaneous | Winter Morning | MW of Load | 1 | 2026 | 0.040307
ENS | Alternate Scenario | C&I Curtailment | C&I Curtailment-Turnkey-Auto-DR HVAC Control | Medium Industrial | Offices | Winter Morning | MW of Load | 1 | 2026 | 0.00063549
ENS | Alternate Scenario | C&I Curtailment | C&I Curtailment-Turnkey-Auto-DR HVAC Control | Medium Industrial | Retail Trade | Winter Morning | MW of Load | 1 | 2026 | 0.0091044
ENS | Alternate Scenario | C&I Curtailment | C&I Curtailment-Turnkey-Auto-DR HVAC Control | Medium Industrial | Services | Winter Morning | MW of Load | 1 | 2026 | 0.00041923
ENS | Alternate Scenario | C&I Curtailment | C&I Curtailment-Turnkey-Standard Lighting Control | Medium Industrial | Miscellaneous | Winter Morning | MW of Load | 1 | 2026 | 0.4059
ENS | Alternate Scenario | C&I Curtailment | C&I Curtailment-Turnkey-Standard Lighting Control | Medium Industrial | Offices | Winter Morning | MW of Load | 1 | 2026 | 0.0028162
ENS | Alternate Scenario | C&I Curtailment | C&I Curtailment-Turnkey-Standard Lighting Control | Medium Industrial | Retail Trade | Winter Morning | MW of Load | 1 | 2026 | 0.12473
ENS | Alternate Scenario | C&I Curtailment | C&I Curtailment-Turnkey-Standard Lighting Control | Medium Industrial | Services | Winter Morning | MW of Load | 1 | 2026 | 0.0057436
ENS | Alternate Scenario | C&I Curtailment | C&I Curtailment-Turnkey-Water Heating Control | Medium Industrial | Miscellaneous | Winter Morning | MW of Load | 1 | 2026 | 0.030451
ENS | Alternate Scenario | C&I Curtailment | C&I Curtailment-Turnkey-Water Heating Control | Medium Industrial | Offices | Winter Morning | MW of Load | 1 | 2026 | 0.00019952
ENS | Alternate Scenario | C&I Curtailment | C&I Curtailment-Turnkey-Water Heating Control | Medium Industrial | Retail Trade | Winter Morning | MW of Load | 1 | 2026 | 0.01555
ENS | Alternate Scenario | C&I Curtailment | C&I Curtailment-Turnkey-Water Heating Control | Medium Industrial | Services | Winter Morning | MW of Load | 1 | 2026 | 0.00071604
ENS | Alternate Scenario | C&I Curtailment | C&I Curtailment-Turnkey-Other | Medium Industrial | Miscellaneous | Winter Morning | MW of Load | 1 | 2026 | 0.47482
ENS | Alternate Scenario | C&I Curtailment | C&I Curtailment-Turnkey-Other | Medium Industrial | Offices | Winter Morning | MW of Load | 1 | 2026 | 0.0037626
ENS | Alternate Scenario | C&I Curtailment | C&I Curtailment-Turnkey-Other | Medium Industrial | Retail Trade | Winter Morning | MW of Load | 1 | 2026 | 0.17199
ENS | Alternate Scenario | C&I Curtailment | C&I Curtailment-Turnkey-Other | Medium Industrial | Services | Winter Morning | MW of Load | 1 | 2026 | 0.0079196
ENS | Alternate Scenario | C&I Curtailment | C&I Curtailment-Turnkey-Manual HVAC Control | Medium Industrial | Miscellaneous | Winter Evening | MW of Load | 1 | 2026 | 1.2349
ENS | Alternate Scenario | C&I Curtailment | C&I Curtailment-Turnkey-Manual HVAC Control | Medium Industrial | Offices | Winter Evening | MW of Load | 1 | 2026 | 0.01947
ENS | Alternate Scenario | C&I Curtailment | C&I Curtailment-Turnkey-Manual HVAC Control | Medium Industrial | Retail Trade | Winter Evening | MW of Load | 1 | 2026 | 0.27894
ENS | Alternate Scenario | C&I Curtailment | C&I Curtailment-Turnkey-Manual HVAC Control | Medium Industrial | Services | Winter Evening | MW of Load | 1 | 2026 | 0.012844
ENS | Alternate Scenario | C&I Curtailment | C&I Curtailment-Turnkey-Auto-DR HVAC Control | Medium Industrial | Miscellaneous | Winter Evening | MW of Load | 1 | 2026 | 0.039029
ENS | Alternate Scenario | C&I Curtailment | C&I Curtailment-Turnkey-Auto-DR HVAC Control | Medium Industrial | Offices | Winter Evening | MW of Load | 1 | 2026 | 0.00061535
ENS | Alternate Scenario | C&I Curtailment | C&I Curtailment-Turnkey-Auto-DR HVAC Control | Medium Industrial | Retail Trade | Winter Evening | MW of Load | 1 | 2026 | 0.0088158
ENS | Alternate Scenario | C&I Curtailment | C&I Curtailment-Turnkey-Auto-DR HVAC Control | Medium Industrial | Services | Winter Evening | MW of Load | 1 | 2026 | 0.00040594
ENS | Alternate Scenario | C&I Curtailment | C&I Curtailment-Turnkey-Standard Lighting Control | Medium Industrial | Miscellaneous | Winter Evening | MW of Load | 1 | 2026 | 0.39303
ENS | Alternate Scenario | C&I Curtailment | C&I Curtailment-Turnkey-Standard Lighting Control | Medium Industrial | Offices | Winter Evening | MW of Load | 1 | 2026 | 0.0027269
ENS | Alternate Scenario | C&I Curtailment | C&I Curtailment-Turnkey-Standard Lighting Control | Medium Industrial | Retail Trade | Winter Evening | MW of Load | 1 | 2026 | 0.12078
ENS | Alternate Scenario | C&I Curtailment | C&I Curtailment-Turnkey-Standard Lighting Control | Medium Industrial | Services | Winter Evening | MW of Load | 1 | 2026 | 0.0055615
ENS | Alternate Scenario | C&I Curtailment | C&I Curtailment-Turnkey-Water Heating Control | Medium Industrial | Miscellaneous | Winter Evening | MW of Load | 1 | 2026 | 0.029485
ENS | Alternate Scenario | C&I Curtailment | C&I Curtailment-Turnkey-Water Heating Control | Medium Industrial | Offices | Winter Evening | MW of Load | 1 | 2026 | 0.00019319
ENS | Alternate Scenario | C&I Curtailment | C&I Curtailment-Turnkey-Water Heating Control | Medium Industrial | Retail Trade | Winter Evening | MW of Load | 1 | 2026 | 0.015057
ENS | Alternate Scenario | C&I Curtailment | C&I Curtailment-Turnkey-Water Heating Control | Medium Industrial | Services | Winter Evening | MW of Load | 1 | 2026 | 0.00069335
ENS | Alternate Scenario | C&I Curtailment | C&I Curtailment-Turnkey-Other | Medium Industrial | Miscellaneous | Winter Evening | MW of Load | 1 | 2026 | 0.45977
ENS | Alternate Scenario | C&I Curtailment | C&I Curtailment-Turnkey-Other | Medium Industrial | Offices | Winter Evening | MW of Load | 1 | 2026 | 0.0036434
ENS | Alternate Scenario | C&I Curtailment | C&I Curtailment-Turnkey-Other | Medium Industrial | Retail Trade | Winter Evening | MW of Load | 1 | 2026 | 0.16654
ENS | Alternate Scenario | C&I Curtailment | C&I Curtailment-Turnkey-Other | Medium Industrial | Services | Winter Evening | MW of Load | 1 | 2026 | 0.0076686
ENS | Alternate Scenario | C&I Curtailment | C&I Curtailment-Turnkey-Manual HVAC Control | Large Industrial | Miscellaneous | Winter Morning | MW of Load | 1 | 2026 | 0.02683
ENS | Alternate Scenario | C&I Curtailment | C&I Curtailment-Turnkey-Auto-DR HVAC Control | Large Industrial | Miscellaneous | Winter Morning | MW of Load | 1 | 2026 | 0.00084794
ENS | Alternate Scenario | C&I Curtailment | C&I Curtailment-Turnkey-Standard Lighting Control | Large Industrial | Miscellaneous | Winter Morning | MW of Load | 1 | 2026 | 0.011704
ENS | Alternate Scenario | C&I Curtailment | C&I Curtailment-Turnkey-Water Heating Control | Large Industrial | Miscellaneous | Winter Morning | MW of Load | 1 | 2026 | 0.00054042
ENS | Alternate Scenario | C&I Curtailment | C&I Curtailment-Turnkey-Other | Large Industrial | Miscellaneous | Winter Morning | MW of Load | 1 | 2026 | 0.011681
ENS | Alternate Scenario | C&I Curtailment | C&I Curtailment-Turnkey-Industrial | Large Industrial | Manufacturing | Winter Morning | MW of Load | 1 | 2026 | 0.0023316
ENS | Alternate Scenario | C&I Curtailment | C&I Curtailment-Turnkey-Manual HVAC Control | Large Industrial | Miscellaneous | Winter Evening | MW of Load | 1 | 2026 | 0.026696
ENS | Alternate Scenario | C&I Curtailment | C&I Curtailment-Turnkey-Auto-DR HVAC Control | Large Industrial | Miscellaneous | Winter Evening | MW of Load | 1 | 2026 | 0.00084373
ENS | Alternate Scenario | C&I Curtailment | C&I Curtailment-Turnkey-Standard Lighting Control | Large Industrial | Miscellaneous | Winter Evening | MW of Load | 1 | 2026 | 0.011645
ENS | Alternate Scenario | C&I Curtailment | C&I Curtailment-Turnkey-Water Heating Control | Large Industrial | Miscellaneous | Winter Evening | MW of Load | 1 | 2026 | 0.00053773
ENS | Alternate Scenario | C&I Curtailment | C&I Curtailment-Turnkey-Other | Large Industrial | Miscellaneous | Winter Evening | MW of Load | 1 | 2026 | 0.011623
ENS | Alternate Scenario | C&I Curtailment | C&I Curtailment-Turnkey-Industrial | Large Industrial | Manufacturing | Winter Evening | MW of Load | 1 | 2026 | 0.00232
ENS | Alternate Scenario | C&I Loadshift to BUGs | C&I Loadshift to BUGs | Large General | Miscellaneous | Winter Morning | MW of Load | 1 | 2026 | 2.6867
ENS | Alternate Scenario | C&I Loadshift to BUGs | C&I Loadshift to BUGs | Large General | Miscellaneous | Winter Evening | MW of Load | 1 | 2026 | 2.3133
ENS | Alternate Scenario | C&I Loadshift to BUGs | C&I Loadshift to BUGs | Small Industrial | Miscellaneous | Winter Morning | MW of Load | 1 | 2026 | 0.71605
ENS | Alternate Scenario | C&I Loadshift to BUGs | C&I Loadshift to BUGs | Small Industrial | Miscellaneous | Winter Evening | MW of Load | 1 | 2026 | 0.98395
ENS | Alternate Scenario | C&I Loadshift to BUGs | C&I Loadshift to BUGs | Medium Industrial | Manufacturing | Winter Morning | MW of Load | 1 | 2026 | 0.50805
ENS | Alternate Scenario | C&I Loadshift to BUGs | C&I Loadshift to BUGs | Medium Industrial | Miscellaneous | Winter Morning | MW of Load | 1 | 2026 | 2.2049
ENS | Alternate Scenario | C&I Loadshift to BUGs | C&I Loadshift to BUGs | Medium Industrial | Manufacturing | Winter Evening | MW of Load | 1 | 2026 | 0.49195
ENS | Alternate Scenario | C&I Loadshift to BUGs | C&I Loadshift to BUGs | Medium Industrial | Miscellaneous | Winter Evening | MW of Load | 1 | 2026 | 2.1351
ENS | Alternate Scenario | Dynamic Pricing | Dynamic Pricing with enabling tech. | Small General | Manufacturing | Winter Morning | MW of Load | 1 | 2026 | 0.0022365
ENS | Alternate Scenario | Dynamic Pricing | Dynamic Pricing with enabling tech. | Small General | Manufacturing | Winter Evening | MW of Load | 1 | 2026 | 0.0025985
ENS | Alternate Scenario | Dynamic Pricing | Dynamic Pricing with enabling tech. | Residential Charitable | Residential LI | Winter Morning | MW of Load | 1 | 2026 | 0.062426
ENS | Alternate Scenario | Dynamic Pricing | Dynamic Pricing with enabling tech. | Residential Charitable | Residential Market Rate | Winter Morning | MW of Load | 1 | 2026 | 0.35357
ENS | Alternate Scenario | Dynamic Pricing | Dynamic Pricing w/o enabling tech. | Residential Charitable | Residential LI | Winter Morning | MW of Load | 1 | 2026 | 1.0603
ENS | Alternate Scenario | Dynamic Pricing | Dynamic Pricing w/o enabling tech. | Residential Charitable | Residential Market Rate | Winter Morning | MW of Load | 1 | 2026 | 6.0051
ENS | Alternate Scenario | Dynamic Pricing | Dynamic Pricing with enabling tech. | Residential Charitable | Residential LI | Winter Evening | MW of Load | 1 | 2026 | 0.071136
ENS | Alternate Scenario | Dynamic Pricing | Dynamic Pricing with enabling tech. | Residential Charitable | Residential Market Rate | Winter Evening | MW of Load | 1 | 2026 | 0.4029
ENS | Alternate Scenario | Dynamic Pricing | Dynamic Pricing w/o enabling tech. | Residential Charitable | Residential LI | Winter Evening | MW of Load | 1 | 2026 | 1.2082
ENS | Alternate Scenario | Dynamic Pricing | Dynamic Pricing w/o enabling tech. | Residential Charitable | Residential Market Rate | Winter Evening | MW of Load | 1 | 2026 | 6.8429
ENS | Alternate Scenario | BTM Battery Control | BTM Battery Control-BYOB | Residential Charitable | Residential Market Rate | Winter Morning | MW of Load | 0 | 2026 | 0.09432
ENS | Alternate Scenario | BTM Battery Control | BTM Battery Control-BYOB | Residential Charitable | Residential Market Rate | Winter Evening | MW of Load | 0 | 2026 | 0.12168
ENS | Alternate Scenario | EV Charging Control | EV Charging Control | EV Res LDV | EV | Winter Morning | MW of Load | 0 | 2026 | 0.0026006
ENS | Alternate Scenario | EV Charging Control | EV Charging Control | EV Res LDV | EV | Winter Evening | MW of Load | 0 | 2026 | 0.031207
ENS | Alternate Scenario | EV Charging Control | EV Charging Control | EV Com LDV | EV | Winter Morning | MW of Load | 0 | 2026 | 0.00091046
ENS | Alternate Scenario | EV Charging Control | EV Charging Control | EV Com LDV | EV | Winter Evening | MW of Load | 0 | 2026 | 0.010926
ENS | Alternate Scenario | Behavioral DR | Behavioral DR | Residential Charitable | Residential LI | Winter Morning | MW of Load | 1 | 2026 | 0.034062
ENS | Alternate Scenario | Behavioral DR | Behavioral DR | Residential Charitable | Residential Market Rate | Winter Morning | MW of Load | 1 | 2026 | 0.19391
ENS | Alternate Scenario | Behavioral DR | Behavioral DR | Residential Charitable | Residential LI | Winter Evening | MW of Load | 1 | 2026 | 0.038815
ENS | Alternate Scenario | Behavioral DR | Behavioral DR | Residential Charitable | Residential Market Rate | Winter Evening | MW of Load | 1 | 2026 | 0.22096
ENS | Alternate Scenario | Time-of-Use Rates (TOU) | Time-of-Use Rates (TOU) | Residential Charitable | Residential LI | Winter Morning | MW of Load | 0 | 2026 | 0.29718
ENS | Alternate Scenario | Time-of-Use Rates (TOU) | Time-of-Use Rates (TOU) | Residential Charitable | Residential Market Rate | Winter Morning | MW of Load | 0 | 2026 | 1.6918
ENS | Alternate Scenario | Time-of-Use Rates (TOU) | Time-of-Use Rates (TOU) | Residential Charitable | Residential LI | Winter Evening | MW of Load | 0 | 2026 | 0.33865
ENS | Alternate Scenario | Time-of-Use Rates (TOU) | Time-of-Use Rates (TOU) | Residential Charitable | Residential Market Rate | Winter Evening | MW of Load | 0 | 2026 | 1.9278
ENS | Alternate Scenario | C&I Curtailment | C&I Curtailment-Turnkey-Manual HVAC Control | General | Miscellaneous | Winter Morning | MW of Load | 1 | 2027 | 0.89641
ENS | Alternate Scenario | C&I Curtailment | C&I Curtailment-Turnkey-Manual HVAC Control | General | Offices | Winter Morning | MW of Load | 1 | 2027 | 0.059789
ENS | Alternate Scenario | C&I Curtailment | C&I Curtailment-Turnkey-Manual HVAC Control | General | Retail Trade | Winter Morning | MW of Load | 1 | 2027 | 0.20957
ENS | Alternate Scenario | C&I Curtailment | C&I Curtailment-Turnkey-Manual HVAC Control | General | Services | Winter Morning | MW of Load | 1 | 2027 | 0.13548
ENS | Alternate Scenario | C&I Curtailment | C&I Curtailment-Turnkey-Auto-DR HVAC Control | General | Miscellaneous | Winter Morning | MW of Load | 1 | 2027 | 0.035582
ENS | Alternate Scenario | C&I Curtailment | C&I Curtailment-Turnkey-Auto-DR HVAC Control | General | Offices | Winter Morning | MW of Load | 1 | 2027 | 0.0023733
ENS | Alternate Scenario | C&I Curtailment | C&I Curtailment-Turnkey-Auto-DR HVAC Control | General | Retail Trade | Winter Morning | MW of Load | 1 | 2027 | 0.0083186
ENS | Alternate Scenario | C&I Curtailment | C&I Curtailment-Turnkey-Auto-DR HVAC Control | General | Services | Winter Morning | MW of Load | 1 | 2027 | 0.0053778
ENS | Alternate Scenario | C&I Curtailment | C&I Curtailment-Turnkey-Standard Lighting Control | General | Miscellaneous | Winter Morning | MW of Load | 1 | 2027 | 0.37383
ENS | Alternate Scenario | C&I Curtailment | C&I Curtailment-Turnkey-Standard Lighting Control | General | Offices | Winter Morning | MW of Load | 1 | 2027 | 0.0077134
ENS | Alternate Scenario | C&I Curtailment | C&I Curtailment-Turnkey-Standard Lighting Control | General | Retail Trade | Winter Morning | MW of Load | 1 | 2027 | 0.085196
ENS | Alternate Scenario | C&I Curtailment | C&I Curtailment-Turnkey-Standard Lighting Control | General | Services | Winter Morning | MW of Load | 1 | 2027 | 0.055128
ENS | Alternate Scenario | C&I Curtailment | C&I Curtailment-Turnkey-Water Heating Control | General | Miscellaneous | Winter Morning | MW of Load | 1 | 2027 | 0.022911
ENS | Alternate Scenario | C&I Curtailment | C&I Curtailment-Turnkey-Water Heating Control | General | Offices | Winter Morning | MW of Load | 1 | 2027 | 0.00061407
ENS | Alternate Scenario | C&I Curtailment | C&I Curtailment-Turnkey-Water Heating Control | General | Retail Trade | Winter Morning | MW of Load | 1 | 2027 | 0.012203
ENS | Alternate Scenario | C&I Curtailment | C&I Curtailment-Turnkey-Water Heating Control | General | Services | Winter Morning | MW of Load | 1 | 2027 | 0.0078826
ENS | Alternate Scenario | C&I Curtailment | C&I Curtailment-Turnkey-Other | General | Miscellaneous | Winter Morning | MW of Load | 1 | 2027 | 0.40865
ENS | Alternate Scenario | C&I Curtailment | C&I Curtailment-Turnkey-Other | General | Offices | Winter Morning | MW of Load | 1 | 2027 | 0.01121
ENS | Alternate Scenario | C&I Curtailment | C&I Curtailment-Turnkey-Other | General | Retail Trade | Winter Morning | MW of Load | 1 | 2027 | 0.12911
ENS | Alternate Scenario | C&I Curtailment | C&I Curtailment-Turnkey-Other | General | Services | Winter Morning | MW of Load | 1 | 2027 | 0.083455
ENS | Alternate Scenario | C&I Curtailment | C&I Curtailment-Turnkey-Manual HVAC Control | General | Miscellaneous | Winter Evening | MW of Load | 1 | 2027 | 1.0429
ENS | Alternate Scenario | C&I Curtailment | C&I Curtailment-Turnkey-Manual HVAC Control | General | Offices | Winter Evening | MW of Load | 1 | 2027 | 0.069561
ENS | Alternate Scenario | C&I Curtailment | C&I Curtailment-Turnkey-Manual HVAC Control | General | Retail Trade | Winter Evening | MW of Load | 1 | 2027 | 0.24382
ENS | Alternate Scenario | C&I Curtailment | C&I Curtailment-Turnkey-Manual HVAC Control | General | Services | Winter Evening | MW of Load | 1 | 2027 | 0.15762
ENS | Alternate Scenario | C&I Curtailment | C&I Curtailment-Turnkey-Auto-DR HVAC Control | General | Miscellaneous | Winter Evening | MW of Load | 1 | 2027 | 0.041398
ENS | Alternate Scenario | C&I Curtailment | C&I Curtailment-Turnkey-Auto-DR HVAC Control | General | Offices | Winter Evening | MW of Load | 1 | 2027 | 0.0027612
ENS | Alternate Scenario | C&I Curtailment | C&I Curtailment-Turnkey-Auto-DR HVAC Control | General | Retail Trade | Winter Evening | MW of Load | 1 | 2027 | 0.0096782
ENS | Alternate Scenario | C&I Curtailment | C&I Curtailment-Turnkey-Auto-DR HVAC Control | General | Services | Winter Evening | MW of Load | 1 | 2027 | 0.0062567
ENS | Alternate Scenario | C&I Curtailment | C&I Curtailment-Turnkey-Standard Lighting Control | General | Miscellaneous | Winter Evening | MW of Load | 1 | 2027 | 0.43493
ENS | Alternate Scenario | C&I Curtailment | C&I Curtailment-Turnkey-Standard Lighting Control | General | Offices | Winter Evening | MW of Load | 1 | 2027 | 0.0089741
ENS | Alternate Scenario | C&I Curtailment | C&I Curtailment-Turnkey-Standard Lighting Control | General | Retail Trade | Winter Evening | MW of Load | 1 | 2027 | 0.099121
ENS | Alternate Scenario | C&I Curtailment | C&I Curtailment-Turnkey-Standard Lighting Control | General | Services | Winter Evening | MW of Load | 1 | 2027 | 0.064138
ENS | Alternate Scenario | C&I Curtailment | C&I Curtailment-Turnkey-Water Heating Control | General | Miscellaneous | Winter Evening | MW of Load | 1 | 2027 | 0.026655
ENS | Alternate Scenario | C&I Curtailment | C&I Curtailment-Turnkey-Water Heating Control | General | Offices | Winter Evening | MW of Load | 1 | 2027 | 0.00071443
ENS | Alternate Scenario | C&I Curtailment | C&I Curtailment-Turnkey-Water Heating Control | General | Retail Trade | Winter Evening | MW of Load | 1 | 2027 | 0.014197
ENS | Alternate Scenario | C&I Curtailment | C&I Curtailment-Turnkey-Water Heating Control | General | Services | Winter Evening | MW of Load | 1 | 2027 | 0.0091709
ENS | Alternate Scenario | C&I Curtailment | C&I Curtailment-Turnkey-Other | General | Miscellaneous | Winter Evening | MW of Load | 1 | 2027 | 0.47544
ENS | Alternate Scenario | C&I Curtailment | C&I Curtailment-Turnkey-Other | General | Offices | Winter Evening | MW of Load | 1 | 2027 | 0.013042
ENS | Alternate Scenario | C&I Curtailment | C&I Curtailment-Turnkey-Other | General | Retail Trade | Winter Evening | MW of Load | 1 | 2027 | 0.15022
ENS | Alternate Scenario | C&I Curtailment | C&I Curtailment-Turnkey-Other | General | Services | Winter Evening | MW of Load | 1 | 2027 | 0.097094
ENS | Alternate Scenario | C&I Curtailment | C&I Curtailment-Turnkey-Manual HVAC Control | Large General | Miscellaneous | Winter Morning | MW of Load | 1 | 2027 | 0.72169
ENS | Alternate Scenario | C&I Curtailment | C&I Curtailment-Turnkey-Manual HVAC Control | Large General | Retail Trade | Winter Morning | MW of Load | 1 | 2027 | 0.030813
ENS | Alternate Scenario | C&I Curtailment | C&I Curtailment-Turnkey-Manual HVAC Control | Large General | Services | Winter Morning | MW of Load | 1 | 2027 | 0.049343
ENS | Alternate Scenario | C&I Curtailment | C&I Curtailment-Turnkey-Auto-DR HVAC Control | Large General | Miscellaneous | Winter Morning | MW of Load | 1 | 2027 | 0.028647
ENS | Alternate Scenario | C&I Curtailment | C&I Curtailment-Turnkey-Auto-DR HVAC Control | Large General | Retail Trade | Winter Morning | MW of Load | 1 | 2027 | 0.0012231
ENS | Alternate Scenario | C&I Curtailment | C&I Curtailment-Turnkey-Auto-DR HVAC Control | Large General | Services | Winter Morning | MW of Load | 1 | 2027 | 0.0019586
ENS | Alternate Scenario | C&I Curtailment | C&I Curtailment-Turnkey-Standard Lighting Control | Large General | Miscellaneous | Winter Morning | MW of Load | 1 | 2027 | 0.31251
ENS | Alternate Scenario | C&I Curtailment | C&I Curtailment-Turnkey-Standard Lighting Control | Large General | Retail Trade | Winter Morning | MW of Load | 1 | 2027 | 0.012469
ENS | Alternate Scenario | C&I Curtailment | C&I Curtailment-Turnkey-Standard Lighting Control | Large General | Services | Winter Morning | MW of Load | 1 | 2027 | 0.019968
ENS | Alternate Scenario | C&I Curtailment | C&I Curtailment-Turnkey-Water Heating Control | Large General | Miscellaneous | Winter Morning | MW of Load | 1 | 2027 | 0.014786
ENS | Alternate Scenario | C&I Curtailment | C&I Curtailment-Turnkey-Water Heating Control | Large General | Retail Trade | Winter Morning | MW of Load | 1 | 2027 | 0.0018015
ENS | Alternate Scenario | C&I Curtailment | C&I Curtailment-Turnkey-Water Heating Control | Large General | Services | Winter Morning | MW of Load | 1 | 2027 | 0.0028848
ENS | Alternate Scenario | C&I Curtailment | C&I Curtailment-Turnkey-Other | Large General | Miscellaneous | Winter Morning | MW of Load | 1 | 2027 | 0.31902
ENS | Alternate Scenario | C&I Curtailment | C&I Curtailment-Turnkey-Other | Large General | Retail Trade | Winter Morning | MW of Load | 1 | 2027 | 0.019
ENS | Alternate Scenario | C&I Curtailment | C&I Curtailment-Turnkey-Other | Large General | Services | Winter Morning | MW of Load | 1 | 2027 | 0.030427
ENS | Alternate Scenario | C&I Curtailment | C&I Curtailment-Turnkey-Manual HVAC Control | Large General | Miscellaneous | Winter Evening | MW of Load | 1 | 2027 | 0.61685
ENS | Alternate Scenario | C&I Curtailment | C&I Curtailment-Turnkey-Manual HVAC Control | Large General | Retail Trade | Winter Evening | MW of Load | 1 | 2027 | 0.026336
ENS | Alternate Scenario | C&I Curtailment | C&I Curtailment-Turnkey-Manual HVAC Control | Large General | Services | Winter Evening | MW of Load | 1 | 2027 | 0.042175
ENS | Alternate Scenario | C&I Curtailment | C&I Curtailment-Turnkey-Auto-DR HVAC Control | Large General | Miscellaneous | Winter Evening | MW of Load | 1 | 2027 | 0.024485
ENS | Alternate Scenario | C&I Curtailment | C&I Curtailment-Turnkey-Auto-DR HVAC Control | Large General | Retail Trade | Winter Evening | MW of Load | 1 | 2027 | 0.0010454
ENS | Alternate Scenario | C&I Curtailment | C&I Curtailment-Turnkey-Auto-DR HVAC Control | Large General | Services | Winter Evening | MW of Load | 1 | 2027 | 0.0016741
ENS | Alternate Scenario | C&I Curtailment | C&I Curtailment-Turnkey-Standard Lighting Control | Large General | Miscellaneous | Winter Evening | MW of Load | 1 | 2027 | 0.26711
ENS | Alternate Scenario | C&I Curtailment | C&I Curtailment-Turnkey-Standard Lighting Control | Large General | Retail Trade | Winter Evening | MW of Load | 1 | 2027 | 0.010658
ENS | Alternate Scenario | C&I Curtailment | C&I Curtailment-Turnkey-Standard Lighting Control | Large General | Services | Winter Evening | MW of Load | 1 | 2027 | 0.017067
ENS | Alternate Scenario | C&I Curtailment | C&I Curtailment-Turnkey-Water Heating Control | Large General | Miscellaneous | Winter Evening | MW of Load | 1 | 2027 | 0.012638
ENS | Alternate Scenario | C&I Curtailment | C&I Curtailment-Turnkey-Water Heating Control | Large General | Retail Trade | Winter Evening | MW of Load | 1 | 2027 | 0.0015398
ENS | Alternate Scenario | C&I Curtailment | C&I Curtailment-Turnkey-Water Heating Control | Large General | Services | Winter Evening | MW of Load | 1 | 2027 | 0.0024658
ENS | Alternate Scenario | C&I Curtailment | C&I Curtailment-Turnkey-Other | Large General | Miscellaneous | Winter Evening | MW of Load | 1 | 2027 | 0.27267
ENS | Alternate Scenario | C&I Curtailment | C&I Curtailment-Turnkey-Other | Large General | Retail Trade | Winter Evening | MW of Load | 1 | 2027 | 0.01624
ENS | Alternate Scenario | C&I Curtailment | C&I Curtailment-Turnkey-Other | Large General | Services | Winter Evening | MW of Load | 1 | 2027 | 0.026006
ENS | Alternate Scenario | C&I Curtailment | C&I Curtailment-Turnkey-Manual HVAC Control | Small Industrial | Miscellaneous | Winter Morning | MW of Load | 1 | 2027 | 0.12046
ENS | Alternate Scenario | C&I Curtailment | C&I Curtailment-Turnkey-Manual HVAC Control | Small Industrial | Offices | Winter Morning | MW of Load | 1 | 2027 | 0.0015164
ENS | Alternate Scenario | C&I Curtailment | C&I Curtailment-Turnkey-Manual HVAC Control | Small Industrial | Retail Trade | Winter Morning | MW of Load | 1 | 2027 | 0.0051742
ENS | Alternate Scenario | C&I Curtailment | C&I Curtailment-Turnkey-Manual HVAC Control | Small Industrial | Services | Winter Morning | MW of Load | 1 | 2027 | 0.0016347
ENS | Alternate Scenario | C&I Curtailment | C&I Curtailment-Turnkey-Auto-DR HVAC Control | Small Industrial | Miscellaneous | Winter Morning | MW of Load | 1 | 2027 | 0.0047814
ENS | Alternate Scenario | C&I Curtailment | C&I Curtailment-Turnkey-Auto-DR HVAC Control | Small Industrial | Offices | Winter Morning | MW of Load | 1 | 2027 | 6.0191e-05
ENS | Alternate Scenario | C&I Curtailment | C&I Curtailment-Turnkey-Auto-DR HVAC Control | Small Industrial | Retail Trade | Winter Morning | MW of Load | 1 | 2027 | 0.00020538
ENS | Alternate Scenario | C&I Curtailment | C&I Curtailment-Turnkey-Auto-DR HVAC Control | Small Industrial | Services | Winter Morning | MW of Load | 1 | 2027 | 6.4886e-05
ENS | Alternate Scenario | C&I Curtailment | C&I Curtailment-Turnkey-Standard Lighting Control | Small Industrial | Miscellaneous | Winter Morning | MW of Load | 1 | 2027 | 0.037878
ENS | Alternate Scenario | C&I Curtailment | C&I Curtailment-Turnkey-Standard Lighting Control | Small Industrial | Offices | Winter Morning | MW of Load | 1 | 2027 | 0.00020772
ENS | Alternate Scenario | C&I Curtailment | C&I Curtailment-Turnkey-Standard Lighting Control | Small Industrial | Retail Trade | Winter Morning | MW of Load | 1 | 2027 | 0.0022287
ENS | Alternate Scenario | C&I Curtailment | C&I Curtailment-Turnkey-Standard Lighting Control | Small Industrial | Services | Winter Morning | MW of Load | 1 | 2027 | 0.0007041
ENS | Alternate Scenario | C&I Curtailment | C&I Curtailment-Turnkey-Water Heating Control | Small Industrial | Miscellaneous | Winter Morning | MW of Load | 1 | 2027 | 0.002931
ENS | Alternate Scenario | C&I Curtailment | C&I Curtailment-Turnkey-Water Heating Control | Small Industrial | Offices | Winter Morning | MW of Load | 1 | 2027 | 1.5151e-05
ENS | Alternate Scenario | C&I Curtailment | C&I Curtailment-Turnkey-Water Heating Control | Small Industrial | Retail Trade | Winter Morning | MW of Load | 1 | 2027 | 0.00028538
ENS | Alternate Scenario | C&I Curtailment | C&I Curtailment-Turnkey-Water Heating Control | Small Industrial | Services | Winter Morning | MW of Load | 1 | 2027 | 9.0158e-05
ENS | Alternate Scenario | C&I Curtailment | C&I Curtailment-Turnkey-Other | Small Industrial | Miscellaneous | Winter Morning | MW of Load | 1 | 2027 | 0.045523
ENS | Alternate Scenario | C&I Curtailment | C&I Curtailment-Turnkey-Other | Small Industrial | Offices | Winter Morning | MW of Load | 1 | 2027 | 0.00028595
ENS | Alternate Scenario | C&I Curtailment | C&I Curtailment-Turnkey-Other | Small Industrial | Retail Trade | Winter Morning | MW of Load | 1 | 2027 | 0.0031513
ENS | Alternate Scenario | C&I Curtailment | C&I Curtailment-Turnkey-Other | Small Industrial | Services | Winter Morning | MW of Load | 1 | 2027 | 0.00099558
ENS | Alternate Scenario | C&I Curtailment | C&I Curtailment-Turnkey-Industrial | Small Industrial | Manufacturing | Winter Morning | MW of Load | 1 | 2027 | 0.011015
ENS | Alternate Scenario | C&I Curtailment | C&I Curtailment-Turnkey-Manual HVAC Control | Small Industrial | Miscellaneous | Winter Evening | MW of Load | 1 | 2027 | 0.16431
ENS | Alternate Scenario | C&I Curtailment | C&I Curtailment-Turnkey-Manual HVAC Control | Small Industrial | Offices | Winter Evening | MW of Load | 1 | 2027 | 0.0020685
ENS | Alternate Scenario | C&I Curtailment | C&I Curtailment-Turnkey-Manual HVAC Control | Small Industrial | Retail Trade | Winter Evening | MW of Load | 1 | 2027 | 0.007058
ENS | Alternate Scenario | C&I Curtailment | C&I Curtailment-Turnkey-Manual HVAC Control | Small Industrial | Services | Winter Evening | MW of Load | 1 | 2027 | 0.0022298
ENS | Alternate Scenario | C&I Curtailment | C&I Curtailment-Turnkey-Auto-DR HVAC Control | Small Industrial | Miscellaneous | Winter Evening | MW of Load | 1 | 2027 | 0.0065223
ENS | Alternate Scenario | C&I Curtailment | C&I Curtailment-Turnkey-Auto-DR HVAC Control | Small Industrial | Offices | Winter Evening | MW of Load | 1 | 2027 | 8.2105e-05
ENS | Alternate Scenario | C&I Curtailment | C&I Curtailment-Turnkey-Auto-DR HVAC Control | Small Industrial | Retail Trade | Winter Evening | MW of Load | 1 | 2027 | 0.00028016
ENS | Alternate Scenario | C&I Curtailment | C&I Curtailment-Turnkey-Auto-DR HVAC Control | Small Industrial | Services | Winter Evening | MW of Load | 1 | 2027 | 8.851e-05
ENS | Alternate Scenario | C&I Curtailment | C&I Curtailment-Turnkey-Standard Lighting Control | Small Industrial | Miscellaneous | Winter Evening | MW of Load | 1 | 2027 | 0.051668
ENS | Alternate Scenario | C&I Curtailment | C&I Curtailment-Turnkey-Standard Lighting Control | Small Industrial | Offices | Winter Evening | MW of Load | 1 | 2027 | 0.00028335
ENS | Alternate Scenario | C&I Curtailment | C&I Curtailment-Turnkey-Standard Lighting Control | Small Industrial | Retail Trade | Winter Evening | MW of Load | 1 | 2027 | 0.0030401
ENS | Alternate Scenario | C&I Curtailment | C&I Curtailment-Turnkey-Standard Lighting Control | Small Industrial | Services | Winter Evening | MW of Load | 1 | 2027 | 0.00096046
ENS | Alternate Scenario | C&I Curtailment | C&I Curtailment-Turnkey-Water Heating Control | Small Industrial | Miscellaneous | Winter Evening | MW of Load | 1 | 2027 | 0.0039981
ENS | Alternate Scenario | C&I Curtailment | C&I Curtailment-Turnkey-Water Heating Control | Small Industrial | Offices | Winter Evening | MW of Load | 1 | 2027 | 2.0668e-05
ENS | Alternate Scenario | C&I Curtailment | C&I Curtailment-Turnkey-Water Heating Control | Small Industrial | Retail Trade | Winter Evening | MW of Load | 1 | 2027 | 0.00038928
ENS | Alternate Scenario | C&I Curtailment | C&I Curtailment-Turnkey-Water Heating Control | Small Industrial | Services | Winter Evening | MW of Load | 1 | 2027 | 0.00012298
ENS | Alternate Scenario | C&I Curtailment | C&I Curtailment-Turnkey-Other | Small Industrial | Miscellaneous | Winter Evening | MW of Load | 1 | 2027 | 0.062097
ENS | Alternate Scenario | C&I Curtailment | C&I Curtailment-Turnkey-Other | Small Industrial | Offices | Winter Evening | MW of Load | 1 | 2027 | 0.00039006
ENS | Alternate Scenario | C&I Curtailment | C&I Curtailment-Turnkey-Other | Small Industrial | Retail Trade | Winter Evening | MW of Load | 1 | 2027 | 0.0042986
ENS | Alternate Scenario | C&I Curtailment | C&I Curtailment-Turnkey-Other | Small Industrial | Services | Winter Evening | MW of Load | 1 | 2027 | 0.0013581
ENS | Alternate Scenario | C&I Curtailment | C&I Curtailment-Turnkey-Industrial | Small Industrial | Manufacturing | Winter Evening | MW of Load | 1 | 2027 | 0.015025
ENS | Alternate Scenario | C&I Curtailment | C&I Curtailment-Turnkey-Manual HVAC Control | Medium Industrial | Miscellaneous | Winter Morning | MW of Load | 1 | 2027 | 2.3069
ENS | Alternate Scenario | C&I Curtailment | C&I Curtailment-Turnkey-Manual HVAC Control | Medium Industrial | Offices | Winter Morning | MW of Load | 1 | 2027 | 0.036556
ENS | Alternate Scenario | C&I Curtailment | C&I Curtailment-Turnkey-Manual HVAC Control | Medium Industrial | Retail Trade | Winter Morning | MW of Load | 1 | 2027 | 0.51841
ENS | Alternate Scenario | C&I Curtailment | C&I Curtailment-Turnkey-Manual HVAC Control | Medium Industrial | Services | Winter Morning | MW of Load | 1 | 2027 | 0.023871
ENS | Alternate Scenario | C&I Curtailment | C&I Curtailment-Turnkey-Auto-DR HVAC Control | Medium Industrial | Miscellaneous | Winter Morning | MW of Load | 1 | 2027 | 0.091571
ENS | Alternate Scenario | C&I Curtailment | C&I Curtailment-Turnkey-Auto-DR HVAC Control | Medium Industrial | Offices | Winter Morning | MW of Load | 1 | 2027 | 0.0014511
ENS | Alternate Scenario | C&I Curtailment | C&I Curtailment-Turnkey-Auto-DR HVAC Control | Medium Industrial | Retail Trade | Winter Morning | MW of Load | 1 | 2027 | 0.020578
ENS | Alternate Scenario | C&I Curtailment | C&I Curtailment-Turnkey-Auto-DR HVAC Control | Medium Industrial | Services | Winter Morning | MW of Load | 1 | 2027 | 0.00094755
ENS | Alternate Scenario | C&I Curtailment | C&I Curtailment-Turnkey-Standard Lighting Control | Medium Industrial | Miscellaneous | Winter Morning | MW of Load | 1 | 2027 | 0.72541
ENS | Alternate Scenario | C&I Curtailment | C&I Curtailment-Turnkey-Standard Lighting Control | Medium Industrial | Offices | Winter Morning | MW of Load | 1 | 2027 | 0.0050077
ENS | Alternate Scenario | C&I Curtailment | C&I Curtailment-Turnkey-Standard Lighting Control | Medium Industrial | Retail Trade | Winter Morning | MW of Load | 1 | 2027 | 0.2233
ENS | Alternate Scenario | C&I Curtailment | C&I Curtailment-Turnkey-Standard Lighting Control | Medium Industrial | Services | Winter Morning | MW of Load | 1 | 2027 | 0.010282
ENS | Alternate Scenario | C&I Curtailment | C&I Curtailment-Turnkey-Water Heating Control | Medium Industrial | Miscellaneous | Winter Morning | MW of Load | 1 | 2027 | 0.056132
ENS | Alternate Scenario | C&I Curtailment | C&I Curtailment-Turnkey-Water Heating Control | Medium Industrial | Offices | Winter Morning | MW of Load | 1 | 2027 | 0.00036526
ENS | Alternate Scenario | C&I Curtailment | C&I Curtailment-Turnkey-Water Heating Control | Medium Industrial | Retail Trade | Winter Morning | MW of Load | 1 | 2027 | 0.028593
ENS | Alternate Scenario | C&I Curtailment | C&I Curtailment-Turnkey-Water Heating Control | Medium Industrial | Services | Winter Morning | MW of Load | 1 | 2027 | 0.0013166
ENS | Alternate Scenario | C&I Curtailment | C&I Curtailment-Turnkey-Other | Medium Industrial | Miscellaneous | Winter Morning | MW of Load | 1 | 2027 | 0.87183
ENS | Alternate Scenario | C&I Curtailment | C&I Curtailment-Turnkey-Other | Medium Industrial | Offices | Winter Morning | MW of Load | 1 | 2027 | 0.0068935
ENS | Alternate Scenario | C&I Curtailment | C&I Curtailment-Turnkey-Other | Medium Industrial | Retail Trade | Winter Morning | MW of Load | 1 | 2027 | 0.31574
ENS | Alternate Scenario | C&I Curtailment | C&I Curtailment-Turnkey-Other | Medium Industrial | Services | Winter Morning | MW of Load | 1 | 2027 | 0.014539
ENS | Alternate Scenario | C&I Curtailment | C&I Curtailment-Turnkey-Manual HVAC Control | Medium Industrial | Miscellaneous | Winter Evening | MW of Load | 1 | 2027 | 2.2175
ENS | Alternate Scenario | C&I Curtailment | C&I Curtailment-Turnkey-Manual HVAC Control | Medium Industrial | Offices | Winter Evening | MW of Load | 1 | 2027 | 0.035139
ENS | Alternate Scenario | C&I Curtailment | C&I Curtailment-Turnkey-Manual HVAC Control | Medium Industrial | Retail Trade | Winter Evening | MW of Load | 1 | 2027 | 0.49832
ENS | Alternate Scenario | C&I Curtailment | C&I Curtailment-Turnkey-Manual HVAC Control | Medium Industrial | Services | Winter Evening | MW of Load | 1 | 2027 | 0.022946
ENS | Alternate Scenario | C&I Curtailment | C&I Curtailment-Turnkey-Auto-DR HVAC Control | Medium Industrial | Miscellaneous | Winter Evening | MW of Load | 1 | 2027 | 0.088021
ENS | Alternate Scenario | C&I Curtailment | C&I Curtailment-Turnkey-Auto-DR HVAC Control | Medium Industrial | Offices | Winter Evening | MW of Load | 1 | 2027 | 0.0013948
ENS | Alternate Scenario | C&I Curtailment | C&I Curtailment-Turnkey-Auto-DR HVAC Control | Medium Industrial | Retail Trade | Winter Evening | MW of Load | 1 | 2027 | 0.01978
ENS | Alternate Scenario | C&I Curtailment | C&I Curtailment-Turnkey-Auto-DR HVAC Control | Medium Industrial | Services | Winter Evening | MW of Load | 1 | 2027 | 0.00091082
ENS | Alternate Scenario | C&I Curtailment | C&I Curtailment-Turnkey-Standard Lighting Control | Medium Industrial | Miscellaneous | Winter Evening | MW of Load | 1 | 2027 | 0.69729
ENS | Alternate Scenario | C&I Curtailment | C&I Curtailment-Turnkey-Standard Lighting Control | Medium Industrial | Offices | Winter Evening | MW of Load | 1 | 2027 | 0.0048136
ENS | Alternate Scenario | C&I Curtailment | C&I Curtailment-Turnkey-Standard Lighting Control | Medium Industrial | Retail Trade | Winter Evening | MW of Load | 1 | 2027 | 0.21464
ENS | Alternate Scenario | C&I Curtailment | C&I Curtailment-Turnkey-Standard Lighting Control | Medium Industrial | Services | Winter Evening | MW of Load | 1 | 2027 | 0.0098836
ENS | Alternate Scenario | C&I Curtailment | C&I Curtailment-Turnkey-Water Heating Control | Medium Industrial | Miscellaneous | Winter Evening | MW of Load | 1 | 2027 | 0.053956
ENS | Alternate Scenario | C&I Curtailment | C&I Curtailment-Turnkey-Water Heating Control | Medium Industrial | Offices | Winter Evening | MW of Load | 1 | 2027 | 0.0003511
ENS | Alternate Scenario | C&I Curtailment | C&I Curtailment-Turnkey-Water Heating Control | Medium Industrial | Retail Trade | Winter Evening | MW of Load | 1 | 2027 | 0.027484
ENS | Alternate Scenario | C&I Curtailment | C&I Curtailment-Turnkey-Water Heating Control | Medium Industrial | Services | Winter Evening | MW of Load | 1 | 2027 | 0.0012656
ENS | Alternate Scenario | C&I Curtailment | C&I Curtailment-Turnkey-Other | Medium Industrial | Miscellaneous | Winter Evening | MW of Load | 1 | 2027 | 0.83803
ENS | Alternate Scenario | C&I Curtailment | C&I Curtailment-Turnkey-Other | Medium Industrial | Offices | Winter Evening | MW of Load | 1 | 2027 | 0.0066263
ENS | Alternate Scenario | C&I Curtailment | C&I Curtailment-Turnkey-Other | Medium Industrial | Retail Trade | Winter Evening | MW of Load | 1 | 2027 | 0.3035
ENS | Alternate Scenario | C&I Curtailment | C&I Curtailment-Turnkey-Other | Medium Industrial | Services | Winter Evening | MW of Load | 1 | 2027 | 0.013975
ENS | Alternate Scenario | C&I Curtailment | C&I Curtailment-Turnkey-Manual HVAC Control | Large Industrial | Miscellaneous | Winter Morning | MW of Load | 1 | 2027 | 0.048493
ENS | Alternate Scenario | C&I Curtailment | C&I Curtailment-Turnkey-Auto-DR HVAC Control | Large Industrial | Miscellaneous | Winter Morning | MW of Load | 1 | 2027 | 0.0019249